## Sheet1
Applied filters: DISTRICT is 08 MAINTENANCE RESPONSIBILITY is State OWNER AGENCY is State
DISTRICT | COUNTY | COUNTY CD | ROUTE TYPE | ROUTE | ROUTE SUFFIX | CTL BEGIN NUMBER | STL BEGIN NUMBER | NLFID | CRS | LATITUDE DD BEGIN | LONGITUDE DD BEGIN | PERP DATE | STATUS | INSTALLATION DATE | PID | END CONSTRUCTION DATE | MAINTENANCE RESPONSIBILITY | HIGHWAY LIGHTING FILE NUMBER | DATE RELAMPED | CLUSTER ID | OWNER AGENCY | POLE ID | HIGHWAY LIGHTING TYPE | DECORATIVE | TOWER FOUNDATION BOLT QUANTITY | BASE TYPE | BASE STYLE | FOUNDATION DEPTH (FT) | POLE HEIGHT (FT) | LUMINAIRE MOUNTING HEIGHT (FT) | NUMBER OF BRACKET ARMS | BRACKET ARM LENGTH 1 (FT) | BRACKET ARM LENGTH 2 (FT) | BRACKET ARM LENGTH 3 (FT) | MAINTENANCE PLATFORM | VARMINT SCREENING | PAINTED / COATED | MEDIAN WALL MOUNT | BRIDGE MOUNT | STRUCTURE MOUNT (NOT BRIDGE) | SUPPORT COMMENTS | LUMINAIRE TYPE | NUMBER OF LUMINAIRES | HPS WATTAGE | LED WATTAGE | LUMENS | GLARE SHIELD | IES DISTRIBUTION | LUMINAIRE BRAND | LUMINAIRE MODEL NUMBER | VOLTAGE | BULB IS OUT | SIGNAL POLE MOUNTED | WOOD POLE MOUNTED | UTILITY POLE MOUNTED | SIGN SUPPORT MOUNTED | AIRPORT OBSTRUCT LIGHT | LUMINAIRE COMMENTS | CC/PS CONFIGURATION | CONTROL CENTER ID | CIRCUIT ID | POWER SERVICE FILE NUMBER | POWER COMPANY | ACCOUNT NUMBER | METER NUMBER | CC KVA | PRE-METER UNFUSED DISCONNECT | CT CABINET | CC/PS COMMENTS | LATEST INSPECTION DATE | INSPECTION DUE (YEARS) | RELAMP DUE (YEARS) | LATEST MAINTENANCE DATE | INVENTORY CREATED USER | INVENTORY CREATED DATE | INVENTORY LAST EDITED USER | INVENTORY LAST EDITED DATE | FOUNDATION - CRACKING / SPALLING | FOUNDATION - BURIED / EROSION | ANCHOR BOLTS / NUTS - CORROSION | ANCHOR BOLTS / NUTS - LOOSE | ANCHOR BOLTS / NUTS - WASHER MISSING | POLE POSITION | POLE DAMAGE | BRACKET ARM DAMAGE | ANCHOR BOLT DAMAGE | TRANSFORM BASE DAMAGE | LUMINAIRE DAMAGE | NEED FURTHER INSPECTION | INSPECTION COMMENTS | MAINTENANCE NEEDED | INSPECTION DATE | MAINTENANCE COMPLETED DATE | INSPECTION CREATED USER | INSPECTION CREATED DATE | INSPECTION LAST EDITED USER | INSPECTION LAST EDITED DATE | INVENTORY PHOTO LINK | INSPECTION PHOTO LINK | MAP CHANNEL LINK
08 | BUTLER | BUT | CR | 00019 |  | 6.069 |  | CBUTCR00019**C | BUT-19-6.069 | 39.3759 | -84.3798 | 2025-12-31 | Retired |  |  |  | State | HL0010127 |  |  | State |  | Conventional | [14 empty] | No | No | No |  | HPS | [28 empty] | NULL |  |  | mhurlow1 | 2018-04-30 18:14 | acode1 | 2024-09-12 11:44 | [20 empty] | No Photo Available | No Photo Available | http://data.mapchannels.com/dualmaps6/map.htm?lat=39.375925&lng=-84.379841
08 | BUTLER | BUT | CR | 00024 |  | 2.759 |  | CBUTCR00024**C | BUT-24-2.759 | 39.4836 | -84.5127 | 2025-12-31 | Active | 2021-10-29 | 102059 | 2021-10-29 | State | HL0038718 |  |  | State | J-1 | Conventional | [14 empty] | No | No | No |  | HPS | [27 empty] | 2025-10-13 16:39 | NULL |  |  | ascott3 | 2024-06-07 12:46 | acode1 | 2024-09-12 11:52 | No | No | No | No | No | Standing | None | None | None | No | No | No |  | No | 2025-10-13 16:39 |  | mneeley | 2025-10-13 16:39 | mneeley | 2025-10-13 16:39 | No Photo Available | No Photo Available | http://data.mapchannels.com/dualmaps6/map.htm?lat=39.483640&lng=-84.512696
08 | BUTLER | BUT | CR | 00024 |  | 2.893 |  | CBUTCR00024**N | BUT-24-2.893 | 39.4855 | -84.5123 | 2025-12-31 | Active | 2021-10-29 | 102059 | 2021-10-29 | State | HL0038714 |  |  | State | J-4 | Conventional | [14 empty] | No | No | No |  | HPS | [27 empty] | 2025-10-13 16:41 | NULL |  |  | ascott3 | 2024-06-07 12:27 | acode1 | 2024-09-12 11:52 | No | No | No | No | No | Standing | None | None | None | No | No | No |  | No | 2025-10-13 16:41 |  | mneeley | 2025-10-13 16:41 | mneeley | 2025-10-13 16:41 | No Photo Available | No Photo Available | http://data.mapchannels.com/dualmaps6/map.htm?lat=39.485549&lng=-84.512264
08 | BUTLER | BUT | IR | 00075 |  | 0.032 |  | SBUTIR00075**C | BUT-75-0.032 | 39.3003 | -84.4392 | 2025-12-31 | Active |  |  |  | State | HL0010290 | 2020-02-05 21:48 |  | State | A-23 | Conventional | No |  | AT |  |  |  |  | 1 |  |  |  | No | No | No | No | No | No |  | LED | 1 |  |  |  | No |  | Cooper/Eaton |  | 480 L-N |  | No | No | No | No | No | [12 empty] | 2025-10-20 14:31 | NULL |  |  | mhurlow1 | 2018-04-26 13:58 | jritchie2 | 2026-07-01 15:14 | No | No | No | No | No | Standing | None | None | None | No | No | No |  | No | 2025-10-20 14:31 |  | csonner1 | 2025-10-20 14:32 | csonner1 | 2025-10-20 14:32 | No Photo Available | No Photo Available | http://data.mapchannels.com/dualmaps6/map.htm?lat=39.300340&lng=-84.439160
08 | BUTLER | BUT | IR | 00075 |  | 0.047 |  | SBUTIR00075**N | BUT-75-0.047 | 39.3007 | -84.4401 | 2025-12-31 | Active |  |  |  | State | HL0024791 | 2020-02-04 20:40 |  | State | 23 | Conventional | No |  | AT | A |  |  |  | 1 |  |  |  | No | No | No | No | No | No |  | LED | 1 |  | 70 |  | No |  | Cooper/Eaton |  | 480 L-N |  | No | No | No | No | No | [12 empty] | 2025-10-20 13:01 | NULL |  |  | mhurlow1 | 2018-04-26 13:59 | jritchie2 | 2026-07-01 15:08 | No | No | No | No | No | Standing | None | None | None | No | No | No |  | No | 2025-10-20 13:01 |  | csonner1 | 2025-10-20 13:01 | csonner1 | 2025-10-20 13:01 | No Photo Available | No Photo Available | http://data.mapchannels.com/dualmaps6/map.htm?lat=39.300689&lng=-84.440112
08 | BUTLER | BUT | IR | 00075 |  | 0.088 |  | SBUTIR00075**C | BUT-75-0.088 | 39.3011 | -84.4389 | 2025-12-31 | Active |  |  |  | State | HL0010114 | 2020-02-05 21:50 |  | State | A-24 | Conventional | No |  | AT | A |  |  |  | 1 |  |  |  | No | No | No | No | No | No |  | LED | 1 |  |  |  | No |  | Cooper/Eaton |  | 480 L-N |  | No | No | No | No | No | [12 empty] | 2025-10-20 14:33 | NULL |  |  | mhurlow1 | 2018-04-26 14:01 | jritchie2 | 2026-07-01 15:12 | No | No | No | No | No | Standing | None | None | None | No | No | No |  | No | 2025-10-20 14:33 |  | csonner1 | 2025-10-20 14:34 | csonner1 | 2025-10-20 14:34 | No Photo Available | No Photo Available | http://data.mapchannels.com/dualmaps6/map.htm?lat=39.301117&lng=-84.438856
08 | BUTLER | BUT | IR | 00075 |  | 1.359 |  | SBUTIR00075**C | BUT-75-1.359 | 39.3177 | -84.4287 | 2025-12-31 | Active |  |  |  | State | HL0030669 |  |  | State | A-7 | Tower |  | 4 | [12 empty] | No | No | No | Union Centre 6L | HPS | [27 empty] | 2022-07-29 12:40 | 4 - Needs Inspected in 4 CY |  |  | kurt.powers | 2014-12-19 10:44 | csonner1 | 2022-07-29 12:39 | No | No | No | No | No | Standing | None | None | None | No | No | No |  |  | 2022-07-29 12:40 |  | csonner1 | 2022-07-29 12:39 | csonner1 | 2022-07-29 12:39 | No Photo Available | No Photo Available | http://data.mapchannels.com/dualmaps6/map.htm?lat=39.317680&lng=-84.428742
08 | BUTLER | BUT | IR | 00075 |  | 1.438 |  | SBUTIR00075**C | BUT-75-1.438 | 39.3186 | -84.4278 | 2025-12-31 | Active |  |  |  | State | HL0030676 |  |  | State | A-6 | Tower |  | 4 | [12 empty] | No | No | No | Union Centre 6L | HPS | [27 empty] | 2022-07-29 12:41 | 4 - Needs Inspected in 4 CY |  |  | kurt.powers | 2014-12-19 10:47 | csonner1 | 2022-07-29 12:40 | No | No | No | No | No | Standing | None | None | None | No | No | No |  |  | 2022-07-29 12:41 |  | csonner1 | 2022-07-29 12:40 | csonner1 | 2022-07-29 12:40 | No Photo Available | No Photo Available | http://data.mapchannels.com/dualmaps6/map.htm?lat=39.318572&lng=-84.427829
08 | BUTLER | BUT | IR | 00075 |  | 1.517 |  | SBUTIR00075**C | BUT-75-1.517 | 39.3195 | -84.4269 | 2025-12-31 | Active |  |  |  | State | HL0030684 |  |  | State | A-5 | Tower |  | 4 | [12 empty] | No | No | No | Union Centre 6L | HPS | [27 empty] | 2022-07-29 13:05 | 4 - Needs Inspected in 4 CY |  |  | kurt.powers | 2014-12-19 10:50 | csonner1 | 2022-07-29 13:03 | No | No | No | No | No | Standing | None | None | None | No | No | No |  |  | 2022-07-29 13:05 |  | csonner1 | 2022-07-29 13:04 | csonner1 | 2022-07-29 13:04 | No Photo Available | No Photo Available | http://data.mapchannels.com/dualmaps6/map.htm?lat=39.319463&lng=-84.426905
08 | BUTLER | BUT | IR | 00075 |  | 1.588 |  | SBUTIR00075**C | BUT-75-1.588 | 39.3203 | -84.4261 | 2025-12-31 | Active |  |  |  | State | HL0030689 |  |  | State | A-4 | Tower |  | 4 | [12 empty] | No | No | No | Union Centre 6L | HPS | [27 empty] | 2022-07-29 14:28 | 4 - Needs Inspected in 4 CY |  |  | kurt.powers | 2014-12-19 10:53 | csonner1 | 2022-07-29 14:27 | No | No | No | No | No | Standing | None | None | None | No | No | No |  |  | 2022-07-29 14:28 |  | csonner1 | 2022-07-29 14:27 | csonner1 | 2022-07-29 14:27 | No Photo Available | No Photo Available | http://data.mapchannels.com/dualmaps6/map.htm?lat=39.320272&lng=-84.426093
08 | BUTLER | BUT | IR | 00075 |  | 1.66 |  | SBUTIR00075**C | BUT-75-1.660 | 39.3207 | -84.4246 | 2025-12-31 | Active |  |  |  | State | HL0030651 |  |  | State | A-8 | Tower |  | 4 | [12 empty] | No | No | No | Union centre L6 | HPS | [27 empty] | 2022-07-25 15:56 | 4 - Needs Inspected in 4 CY |  |  | chad.hostetler | 2014-12-19 10:37 | csonner1 | 2022-07-25 15:56 | No | No | No | No | No | Standing | None | None | None | No | No | No |  |  | 2022-07-25 15:56 |  | csonner1 | 2022-07-25 15:56 | csonner1 | 2022-07-25 15:56 | No Photo Available | No Photo Available | http://data.mapchannels.com/dualmaps6/map.htm?lat=39.320719&lng=-84.424648
08 | BUTLER | BUT | IR | 00075 |  | 1.742 |  | SBUTIR00075**C | BUT-75-1.742 | 39.322 | -84.4243 | 2025-12-31 | Active |  |  |  | State | HL0030697 |  |  | State | A-3 | Tower |  | 4 | [12 empty] | No | No | No | Union Centre 6L | HPS | [27 empty] | 2022-07-29 14:28 | 4 - Needs Inspected in 4 CY |  |  | kurt.powers | 2014-12-19 10:56 | csonner1 | 2022-07-29 14:27 | No | No | No | No | No | Standing | None | None | None | No | No | No |  |  | 2022-07-29 14:28 |  | csonner1 | 2022-07-29 14:28 | csonner1 | 2022-07-29 14:28 | No Photo Available | No Photo Available | http://data.mapchannels.com/dualmaps6/map.htm?lat=39.322011&lng=-84.424284
08 | BUTLER | BUT | IR | 00075 |  | 1.859 |  | SBUTIR00075**N | BUT-75-1.859 | 39.3232 | -84.4233 | 2025-12-31 | Active |  |  |  | State | HL0030706 |  |  | State | B-2 | Tower |  | 4 | [12 empty] | No | No | No | Union centre L6 | HPS | [27 empty] | 2022-07-29 18:02 | 4 - Needs Inspected in 4 CY |  |  | chad.hostetler | 2014-12-19 11:01 | csonner1 | 2022-07-29 14:29 | No | No | No | No | No | Standing | None | None | None | No | No | No |  |  | 2022-07-29 18:02 |  | csonner1 | 2022-07-29 18:01 | csonner1 | 2022-07-29 18:01 | No Photo Available | No Photo Available | http://data.mapchannels.com/dualmaps6/map.htm?lat=39.323178&lng=-84.423282
08 | BUTLER | BUT | IR | 00075 |  | 1.912 |  | SBUTIR00075**C | BUT-75-1.912 | 39.3239 | -84.4222 | 2025-12-31 | Active |  |  |  | State | HL0030704 |  |  | State | B-3 | Tower |  | 4 | [12 empty] | No | No | No | Union Centre 6L | HPS | [27 empty] | 2022-07-29 14:29 | 4 - Needs Inspected in 4 CY |  |  | kurt.powers | 2014-12-19 11:00 | csonner1 | 2022-07-29 14:28 | No | No | No | No | No | Standing | None | None | None | No | No | No |  |  | 2022-07-29 14:29 |  | csonner1 | 2022-07-29 14:28 | csonner1 | 2022-07-29 14:28 | No Photo Available | No Photo Available | http://data.mapchannels.com/dualmaps6/map.htm?lat=39.323864&lng=-84.422189
08 | BUTLER | BUT | IR | 00075 |  | 1.996 |  | SBUTIR00075**N | BUT-75-1.996 | 39.3247 | -84.4216 | 2025-12-31 | Active |  |  |  | State | HL0030700 |  |  | State | B-4 | Tower |  | 4 | [12 empty] | No | No | No | Union centre L6 | HPS | [27 empty] | 2022-07-29 18:02 | 4 - Needs Inspected in 4 CY |  |  | chad.hostetler | 2014-12-19 10:59 | csonner1 | 2022-07-29 14:29 | No | No | No | No | No | Standing | None | None | None | No | No | No |  |  | 2022-07-29 18:02 |  | csonner1 | 2022-07-29 18:01 | csonner1 | 2022-07-29 18:01 | No Photo Available | No Photo Available | http://data.mapchannels.com/dualmaps6/map.htm?lat=39.324684&lng=-84.421596
08 | BUTLER | BUT | IR | 00075 |  | 2.072 |  | SBUTIR00075**N | BUT-75-2.072 | 39.3255 | -84.4207 | 2025-12-31 | Active |  |  |  | State | HL0030691 |  |  | State | B-5 | Tower |  | 4 | [12 empty] | No | No | No | Union centre L6 | HPS | [27 empty] | 2022-07-29 18:02 | 4 - Needs Inspected in 4 CY |  |  | chad.hostetler | 2014-12-19 10:55 | csonner1 | 2022-07-29 14:29 | No | No | No | No | No | Standing | None | None | None | No | No | No |  |  | 2022-07-29 18:02 |  | csonner1 | 2022-07-29 18:02 | csonner1 | 2022-07-29 18:02 | No Photo Available | No Photo Available | http://data.mapchannels.com/dualmaps6/map.htm?lat=39.325541&lng=-84.420706
08 | BUTLER | BUT | IR | 00075 |  | 2.152 |  | SBUTIR00075**N | BUT-75-2.152 | 39.3264 | -84.4198 | 2025-12-31 | Active |  |  |  | State | HL0030687 |  |  | State | B-6 | Tower |  | 4 | [12 empty] | No | No | No | Union centre L6 | HPS | [27 empty] | 2022-07-29 18:03 | 4 - Needs Inspected in 4 CY |  |  | chad.hostetler | 2014-12-19 10:52 | csonner1 | 2022-07-29 14:29 | No | No | No | No | No | Standing | None | None | None | No | No | No |  |  | 2022-07-29 18:03 |  | csonner1 | 2022-07-29 18:02 | csonner1 | 2022-07-29 18:02 | No Photo Available | No Photo Available | http://data.mapchannels.com/dualmaps6/map.htm?lat=39.326439&lng=-84.419759
08 | BUTLER | BUT | IR | 00075 |  | 2.238 |  | SBUTIR00075**N | BUT-75-2.238 | 39.3274 | -84.4188 | 2025-12-31 | Active |  |  |  | State | HL0030682 | 2020-06-02 12:47 |  | State | B-7 | Tower |  | 4 | [12 empty] | No | No | No | Union centre L6 | HPS | 6 | 400 | [25 empty] | 2022-07-29 18:03 | 4 - Needs Inspected in 4 CY | 0 |  | chad.hostetler | 2014-12-19 10:49 | csonner1 | 2022-07-29 14:30 | No | No | No | No | No | Standing | None | None | None | No | No | No |  |  | 2022-07-29 18:03 |  | csonner1 | 2022-07-29 18:02 | csonner1 | 2022-07-29 18:02 | No Photo Available | No Photo Available | http://data.mapchannels.com/dualmaps6/map.htm?lat=39.327399&lng=-84.418756
08 | BUTLER | BUT | IR | 00075 |  | 4.995 |  | SBUTIR00075**N | BUT-75-4.995 | 39.3508 | -84.3783 | 2025-12-31 | Active |  |  |  | State | HL0026016 | 2020-02-10 21:37 |  | State | B-8 | Low Mast | No | 4 | AT | A |  |  |  | 1 |  |  |  | No | No | Yes | No | No | No |  | LED | 1 |  |  |  | No |  | Other |  | 480 L-N |  | No | No | No | No | No | [12 empty] | 2025-10-13 13:53 | NULL |  |  | mhurlow1 | 2018-08-01 16:42 | jritchie2 | 2026-07-01 14:13 | No | No | No | No | No | Standing | None | None | None | No | No | No |  | No | 2025-10-13 13:53 |  | csonner1 | 2025-10-13 13:53 | csonner1 | 2025-10-13 13:53 | No Photo Available | No Photo Available | http://data.mapchannels.com/dualmaps6/map.htm?lat=39.350810&lng=-84.378311
08 | BUTLER | BUT | IR | 00075 |  | 5.009 |  | SBUTIR00075**C | BUT-75-5.009 | 39.3507 | -84.3769 | 2025-12-31 | Active |  |  |  | State | HL0033422 |  |  | State | A-1 | Low Mast | No | 4 | AT | A |  |  |  | 1 |  |  |  | No | No | Yes | No | No | No |  | LED | 1 |  |  |  | No |  | Other |  | 480 L-N |  | No | No | No | No | No | [12 empty] | 2025-10-10 18:27 | NULL |  |  | dturner | 2020-02-10 22:09 | jritchie2 | 2026-07-01 14:12 | No | No | No | No | No | Standing | None | None | None | No | No | No |  | No | 2025-10-10 18:27 |  | csonner1 | 2025-10-10 18:27 | csonner1 | 2025-10-10 18:27 | No Photo Available | No Photo Available | http://data.mapchannels.com/dualmaps6/map.htm?lat=39.350699&lng=-84.376891
08 | BUTLER | BUT | IR | 00075 |  | 5.984 |  | SBUTIR00075**C | BUT-75-5.984 | 39.3628 | -84.368 | 2025-12-31 | Active |  |  |  | State | HL0030778 |  |  | State | DA1 | Tower |  | 4 | [12 empty] | No | No | No | 129/Liberty way 6L | HPS | [27 empty] | 2021-05-18 10:55 | 3 - Needs Inspected in 3 CY |  |  | kurt.powers | 2014-12-19 12:24 | kurt.powers | 2014-12-19 12:25 | No | No | No | No | No | Standing | None | None | None | No | No | No |  |  | 2021-05-18 10:55 |  | odotonline\rdixon5 | 2021-05-20 10:55 | odotonline\rdixon5 | 2021-05-20 10:55 | No Photo Available | No Photo Available | http://data.mapchannels.com/dualmaps6/map.htm?lat=39.362772&lng=-84.367968
08 | BUTLER | BUT | IR | 00075 |  | 6.075 |  | SBUTIR00075**C | BUT-75-6.075 | 39.364 | -84.3674 | 2025-12-31 | Active |  |  |  | State | HL0030783 |  |  | State | DA2 | Tower |  | 4 | [12 empty] | No | No | No | 129/Liberty way 6L bad foundation | HPS | [27 empty] | 2021-05-18 10:54 | 3 - Needs Inspected in 3 CY |  |  | kurt.powers | 2014-12-19 12:29 | kurt.powers | 2014-12-19 12:29 | No | No | No | No | No | Standing | None | None | None | No | No | No |  |  | 2021-05-18 10:54 |  | odotonline\rdixon5 | 2021-05-20 10:54 | odotonline\rdixon5 | 2021-05-20 10:54 | No Photo Available | No Photo Available | http://data.mapchannels.com/dualmaps6/map.htm?lat=39.364010&lng=-84.367441
08 | BUTLER | BUT | IR | 00075 |  | 6.176 |  | SBUTIR00075**N | BUT-75-6.176 | 39.3653 | -84.367 | 2025-12-31 | Active |  |  |  | State | HL0030789 |  |  | State | DA3 | Tower |  | 4 | [12 empty] | No | No | No | 129/Liberty way 6L | HPS | [27 empty] | 2021-05-18 10:54 | 3 - Needs Inspected in 3 CY |  |  | kurt.powers | 2014-12-19 12:33 | kurt.powers | 2014-12-19 12:33 | No | No | No | No | No | Standing | None | None | None | No | No | No |  |  | 2021-05-18 10:54 |  | odotonline\rdixon5 | 2021-05-20 10:54 | odotonline\rdixon5 | 2021-05-20 10:54 | No Photo Available | No Photo Available | http://data.mapchannels.com/dualmaps6/map.htm?lat=39.365296&lng=-84.366980
08 | BUTLER | BUT | IR | 00075 |  | 6.264 |  | SBUTIR00075**N | BUT-75-6.264 | 39.3665 | -84.3666 | 2025-12-31 | Active |  |  |  | State | HL0030798 |  |  | State | DA4 | Tower |  | 4 | [12 empty] | No | No | No | 129/Liberty way 6L | HPS | [27 empty] | 2021-05-18 10:54 | 3 - Needs Inspected in 3 CY |  |  | kurt.powers | 2014-12-19 12:37 | kurt.powers | 2014-12-19 12:37 | No | No | No | No | No | Standing | None | None | None | No | No | No |  |  | 2021-05-18 10:54 |  | odotonline\rdixon5 | 2021-05-20 10:54 | odotonline\rdixon5 | 2021-05-20 10:54 | No Photo Available | No Photo Available | http://data.mapchannels.com/dualmaps6/map.htm?lat=39.366537&lng=-84.366600
08 | BUTLER | BUT | IR | 00075 |  | 6.63 |  | SBUTIR00075**C | BUT-75-6.630 | 39.3718 | -84.3652 | 2025-12-31 | Active |  |  |  | State | HL0030910 |  |  | State | CB6 | Tower |  | 4 | [12 empty] | No | No | No | 129 / Liberty Way L6 | HPS | [27 empty] | 2021-05-22 00:07 | 3 - Needs Inspected in 3 CY |  |  | chad.hostetler | 2014-12-19 13:53 | chad.hostetler | 2014-12-19 13:54 | No | No | No | No | No | Standing | None | None | None | No | No | No |  |  | 2021-05-22 00:07 |  | odotonline\rdixon5 | 2021-05-24 00:07 | odotonline\rdixon5 | 2021-05-24 00:07 | No Photo Available | No Photo Available | http://data.mapchannels.com/dualmaps6/map.htm?lat=39.371841&lng=-84.365164
08 | BUTLER | BUT | IR | 00075 |  | 6.838 |  | SBUTIR00075**C | BUT-75-6.838 | 39.3748 | -84.3648 | 2025-12-31 | Active |  |  |  | State | HL0030932 |  |  | State | CB4 | Tower |  | 4 | [12 empty] | No | No | No | 129 / Liberty Way L4 | HPS | [27 empty] | 2021-05-22 00:07 | 3 - Needs Inspected in 3 CY |  |  | chad.hostetler | 2014-12-19 14:14 | chad.hostetler | 2014-12-19 14:14 | No | No | No | No | No | Standing | None | None | None | No | No | No |  |  | 2021-05-22 00:07 |  | odotonline\rdixon5 | 2021-05-24 00:07 | odotonline\rdixon5 | 2021-05-24 00:07 | No Photo Available | No Photo Available | http://data.mapchannels.com/dualmaps6/map.htm?lat=39.374838&lng=-84.364784
08 | BUTLER | BUT | IR | 00075 |  | 7.066 |  | SBUTIR00075**C | BUT-75-7.066 | 39.3781 | -84.3644 | 2025-12-31 | Active |  |  |  | State | HL0030954 |  |  | State | CB2 | Tower |  | 6 | [12 empty] | No | No | No | 129/Liberty way 4L | HPS | [27 empty] | 2021-05-19 10:44 | 3 - Needs Inspected in 3 CY |  |  | kurt.powers | 2014-12-19 14:42 | kurt.powers | 2014-12-19 14:42 | No | No | No | No | No | Standing | None | None | None | No | No | No |  |  | 2021-05-19 10:44 |  | odotonline\rdixon5 | 2021-05-20 10:44 | odotonline\rdixon5 | 2021-05-20 10:44 | No Photo Available | No Photo Available | http://data.mapchannels.com/dualmaps6/map.htm?lat=39.378129&lng=-84.364446
08 | BUTLER | BUT | IR | 00075 |  | 7.183 |  | SBUTIR00075**C | BUT-75-7.183 | 39.3798 | -84.3642 | 2025-12-31 | Active |  |  |  | State | HL0030952 |  |  | State | CB1 | Tower |  | 4 | [12 empty] | No | No | No | 129 / Liberty Way L4 | HPS | [27 empty] | 2021-05-19 10:43 | 3 - Needs Inspected in 3 CY |  |  | chad.hostetler | 2014-12-19 14:39 | chad.hostetler | 2014-12-19 14:39 | No | No | No | No | No | Standing | None | None | None | No | No | No |  |  | 2021-05-19 10:43 |  | odotonline\rdixon5 | 2021-05-20 10:43 | odotonline\rdixon5 | 2021-05-20 10:43 | No Photo Available | No Photo Available | http://data.mapchannels.com/dualmaps6/map.htm?lat=39.379825&lng=-84.364249
08 | BUTLER | BUT | IR | 00075 |  | 9.651 |  | SBUTIR00075**N | BUT-75-9.651 | 39.4138 | -84.3521 | 2025-12-31 | Active |  |  |  | State | HL0014956 |  |  | State |  | Conventional | [14 empty] | No | No | No |  | HPS | [28 empty] | NULL |  |  | mhurlow1 | 2018-04-26 16:12 | mhurlow1 | 2018-07-23 13:08 | [20 empty] | No Photo Available | No Photo Available | http://data.mapchannels.com/dualmaps6/map.htm?lat=39.413771&lng=-84.352128
08 | BUTLER | BUT | IR | 00075 |  | 9.697 |  | SBUTIR00075**N | BUT-75-9.697 | 39.4144 | -84.3518 | 2025-12-31 | Active |  |  |  | State | HL0017246 |  |  | State |  | Conventional | [14 empty] | No | No | No |  | HPS | [28 empty] | NULL |  |  | mhurlow1 | 2018-04-26 16:13 | mhurlow1 | 2018-07-23 13:08 | [20 empty] | No Photo Available | No Photo Available | http://data.mapchannels.com/dualmaps6/map.htm?lat=39.414383&lng=-84.351778
08 | BUTLER | BUT | IR | 00075 |  | 9.883 |  | SBUTIR00075**C | BUT-75-9.883 | 39.4167 | -84.3496 | 2025-12-31 | Active |  |  |  | State | HL0020021 |  |  | State |  | Conventional | [14 empty] | No | No | No |  | HPS | [28 empty] | NULL |  |  | mhurlow1 | 2018-04-26 16:21 | mhurlow1 | 2018-07-23 13:08 | [20 empty] | No Photo Available | No Photo Available | http://data.mapchannels.com/dualmaps6/map.htm?lat=39.416719&lng=-84.349599
08 | BUTLER | BUT | IR | 00075 |  | 9.905 |  | SBUTIR00075**C | BUT-75-9.905 | 39.417 | -84.3494 | 2025-12-31 | Active |  |  |  | State | HL0026993 |  |  | State |  | Conventional | [14 empty] | No | No | No |  | HPS | [28 empty] | NULL |  |  | mhurlow1 | 2018-04-26 16:21 | mhurlow1 | 2018-07-23 13:08 | [20 empty] | No Photo Available | No Photo Available | http://data.mapchannels.com/dualmaps6/map.htm?lat=39.417025&lng=-84.349435
08 | BUTLER | BUT | IR | 00075 |  | 9.933 |  | SBUTIR00075**C | BUT-75-9.933 | 39.4174 | -84.3492 | 2025-12-31 | Active |  |  |  | State | HL0006811 |  |  | State |  | Conventional | [14 empty] | No | No | No |  | HPS | [28 empty] | NULL |  |  | mhurlow1 | 2018-04-26 16:22 | mhurlow1 | 2018-07-23 13:08 | [20 empty] | No Photo Available | No Photo Available | http://data.mapchannels.com/dualmaps6/map.htm?lat=39.417395&lng=-84.349223
08 | BUTLER | BUT | IR | 00075 |  | 9.96 |  | SBUTIR00075**C | BUT-75-9.960 | 39.4177 | -84.349 | 2025-12-31 | Active |  |  |  | State | HL0015199 |  |  | State |  | Conventional | [14 empty] | No | No | No |  | HPS | [28 empty] | NULL |  |  | mhurlow1 | 2018-04-26 16:22 | mhurlow1 | 2018-07-23 13:08 | [20 empty] | No Photo Available | No Photo Available | http://data.mapchannels.com/dualmaps6/map.htm?lat=39.417738&lng=-84.349006
08 | BUTLER | BUT | IR | 00075 |  | 9.98 |  | SBUTIR00075**C | BUT-75-9.980 | 39.418 | -84.3488 | 2025-12-31 | Active |  |  |  | State | HL0011922 |  |  | State |  | Conventional | [14 empty] | No | No | No |  | HPS | [28 empty] | NULL |  |  | mhurlow1 | 2018-04-26 16:23 | mhurlow1 | 2018-07-23 13:08 | [20 empty] | No Photo Available | No Photo Available | http://data.mapchannels.com/dualmaps6/map.htm?lat=39.418006&lng=-84.348845
08 | BUTLER | BUT | IR | 00075 |  | 10.064 |  | SBUTIR00075**N | BUT-75-10.064 | 39.4192 | -84.3489 | 2025-12-31 | Active |  |  |  | State | HL0006428 |  |  | State |  | Conventional | [14 empty] | No | No | No |  | HPS | [28 empty] | NULL |  |  | mhurlow1 | 2018-04-26 16:28 | mhurlow1 | 2018-07-23 13:08 | [20 empty] | No Photo Available | No Photo Available | http://data.mapchannels.com/dualmaps6/map.htm?lat=39.419207&lng=-84.348914
08 | BUTLER | BUT | IR | 00075 |  | 10.085 |  | SBUTIR00075**N | BUT-75-10.085 | 39.4195 | -84.3488 | 2025-12-31 | Active |  |  |  | State | HL0004626 |  |  | State |  | Conventional | [14 empty] | No | No | No |  | HPS | [28 empty] | NULL |  |  | mhurlow1 | 2018-04-26 16:29 | mhurlow1 | 2018-07-23 13:08 | [20 empty] | No Photo Available | No Photo Available | http://data.mapchannels.com/dualmaps6/map.htm?lat=39.419491&lng=-84.348751
08 | BUTLER | BUT | IR | 00075 |  | 10.114 |  | SBUTIR00075**N | BUT-75-10.114 | 39.4199 | -84.3485 | 2025-12-31 | Active |  |  |  | State | HL0010224 |  |  | State |  | Conventional | [14 empty] | No | No | No |  | HPS | [28 empty] | NULL |  |  | mhurlow1 | 2018-04-26 16:30 | mhurlow1 | 2018-07-23 13:08 | [20 empty] | No Photo Available | No Photo Available | http://data.mapchannels.com/dualmaps6/map.htm?lat=39.419858&lng=-84.348515
08 | BUTLER | BUT | IR | 00075 |  | 10.141 |  | SBUTIR00075**N | BUT-75-10.141 | 39.4202 | -84.3483 | 2025-12-31 | Active |  |  |  | State | HL0000820 |  |  | State |  | Conventional | [14 empty] | No | No | No |  | HPS | [28 empty] | NULL |  |  | mhurlow1 | 2018-04-26 16:30 | mhurlow1 | 2018-07-23 13:08 | [20 empty] | No Photo Available | No Photo Available | http://data.mapchannels.com/dualmaps6/map.htm?lat=39.420219&lng=-84.348309
08 | BUTLER | BUT | IR | 00075 |  | 10.165 |  | SBUTIR00075**N | BUT-75-10.165 | 39.4205 | -84.3482 | 2025-12-31 | Active |  |  |  | State | HL0022184 |  |  | State |  | Conventional | [14 empty] | No | No | No |  | HPS | [28 empty] | NULL |  |  | mhurlow1 | 2018-04-26 16:31 | mhurlow1 | 2018-07-23 13:08 | [20 empty] | No Photo Available | No Photo Available | http://data.mapchannels.com/dualmaps6/map.htm?lat=39.420548&lng=-84.348155
08 | BUTLER | BUT | IR | 00075 |  | 10.395 |  | SBUTIR00075**C | BUT-75-10.395 | 39.4235 | -84.3456 | 2025-12-31 | Active |  |  |  | State | HL0015142 |  |  | State |  | Conventional | [14 empty] | No | No | No |  | HPS | [28 empty] | NULL |  |  | mhurlow1 | 2018-04-26 16:41 | mhurlow1 | 2018-07-23 13:08 | [20 empty] | No Photo Available | No Photo Available | http://data.mapchannels.com/dualmaps6/map.htm?lat=39.423470&lng=-84.345594
08 | BUTLER | BUT | IR | 00075 |  | 10.79 |  | SBUTIR00075**N | BUT-75-10.790 | 39.4286 | -84.3428 | 2025-12-31 | Active |  |  |  | State | HL0027934 |  |  | State | a12 | Tower |  | 4 | [12 empty] | No | No | No |  | HPS | [27 empty] | 2022-10-14 14:55 | 4 - Needs Inspected in 4 CY |  |  | teri.scanlon | 2014-12-12 10:12 | teri.scanlon | 2014-12-12 10:12 | No | No | No | No | No | Standing | None | None | None | No | No | No |  |  | 2022-10-14 14:55 |  | csonner1 | 2022-10-14 14:55 | csonner1 | 2022-10-14 14:55 | No Photo Available | No Photo Available | http://data.mapchannels.com/dualmaps6/map.htm?lat=39.428615&lng=-84.342843
08 | BUTLER | BUT | IR | 00075 |  | 10.875 |  | SBUTIR00075**N | BUT-75-10.875 | 39.4297 | -84.3422 | 2025-12-31 | Active |  |  |  | State | HL0027931 |  |  | State | A11 | Tower |  | 4 | [12 empty] | No | No | No |  | HPS | [27 empty] | 2022-10-14 14:55 | 4 - Needs Inspected in 4 CY |  |  | teri.scanlon | 2014-12-12 10:10 | teri.scanlon | 2014-12-12 10:10 | No | No | No | No | No | Standing | None | None | None | No | No | No |  |  | 2022-10-14 14:55 |  | csonner1 | 2022-10-14 14:55 | csonner1 | 2022-10-14 14:55 | No Photo Available | No Photo Available | http://data.mapchannels.com/dualmaps6/map.htm?lat=39.429733&lng=-84.342155
08 | BUTLER | BUT | IR | 00075 |  | 10.962 |  | SBUTIR00075**N | BUT-75-10.962 | 39.4309 | -84.3415 | 2025-12-31 | Active |  |  |  | State | HL0027929 |  |  | State | A21 | Tower |  | 4 | [12 empty] | No | No | No |  | HPS | [27 empty] | 2022-10-14 15:30 | 4 - Needs Inspected in 4 CY |  |  | teri.scanlon | 2014-12-12 10:08 | teri.scanlon | 2014-12-12 10:08 | No | No | No | No | No | Standing | None | None | None | No | No | No |  |  | 2022-10-14 15:30 |  | csonner1 | 2022-10-14 15:30 | csonner1 | 2022-10-14 15:30 | No Photo Available | No Photo Available | http://data.mapchannels.com/dualmaps6/map.htm?lat=39.430872&lng=-84.341467
08 | BUTLER | BUT | IR | 00075 |  | 11.045 |  | SBUTIR00075**N | BUT-75-11.045 | 39.432 | -84.3408 | 2025-12-31 | Active |  |  |  | State | HL0027928 |  |  | State | A22 | Tower |  | 4 | [12 empty] | No | No | No |  | HPS | [27 empty] | 2022-10-14 15:31 | 4 - Needs Inspected in 4 CY |  |  | teri.scanlon | 2014-12-12 10:06 | teri.scanlon | 2014-12-12 10:06 | No | No | No | No | No | Standing | None | None | None | No | No | No |  |  | 2022-10-14 15:31 |  | csonner1 | 2022-10-14 15:31 | csonner1 | 2022-10-14 15:31 | No Photo Available | No Photo Available | http://data.mapchannels.com/dualmaps6/map.htm?lat=39.431964&lng=-84.340808
08 | BUTLER | BUT | IR | 00075 |  | 11.121 |  | SBUTIR00075**N | BUT-75-11.121 | 39.433 | -84.3402 | 2025-12-31 | Active |  |  |  | State | HL0027925 |  |  | State | A23 | Tower |  | 4 | [12 empty] | No | No | No |  | HPS | [27 empty] | 2021-07-16 04:00 | 3 - Needs Inspected in 3 CY |  |  | teri.scanlon | 2014-12-12 10:04 | teri.scanlon | 2014-12-12 10:04 | No | No | No | No | No | Standing | None | None | None | No | No | No |  |  | 2021-07-16 04:00 |  | rdixon5 | 2021-07-16 18:42 | acode1@Admin | 2022-05-20 12:21 | No Photo Available | No Photo Available | http://data.mapchannels.com/dualmaps6/map.htm?lat=39.432955&lng=-84.340201
08 | BUTLER | BUT | IR | 00075 |  | 11.208 |  | SBUTIR00075**N | BUT-75-11.208 | 39.4341 | -84.3395 | 2025-12-31 | Active |  |  |  | State | HL0027922 |  |  | State | A24 | Tower |  | 4 | [12 empty] | No | No | No |  | HPS | [27 empty] | 2021-07-16 04:00 | 3 - Needs Inspected in 3 CY |  |  | teri.scanlon | 2014-12-12 10:02 | teri.scanlon | 2014-12-12 10:02 | No | No | No | No | No | Standing | None | None | None | No | No | No |  |  | 2021-07-16 04:00 |  | rdixon5 | 2021-07-16 18:42 | acode1@Admin | 2022-05-20 12:20 | No Photo Available | No Photo Available | http://data.mapchannels.com/dualmaps6/map.htm?lat=39.434101&lng=-84.339516
08 | BUTLER | BUT | MR | 00298 |  | 0.237 |  | MBUTMR00298**C | BUT-298-0.237 | 39.3033 | -84.5239 | 2025-12-31 | Active |  |  |  | State | HL0025640 |  |  | State |  | Conventional | [14 empty] | No | No | No |  | HPS | [28 empty] | NULL |  |  | mhurlow1 | 2018-05-23 16:36 | Dsnyder5 | 2018-07-24 16:18 | [20 empty] | No Photo Available | No Photo Available | http://data.mapchannels.com/dualmaps6/map.htm?lat=39.303277&lng=-84.523922
08 | BUTLER | BUT | RA | 09000 |  | 0.015 |  | SBUTRA09000**C | BUT-9000-0.015 | 39.3545 | -84.3723 | 2025-12-31 | Active |  |  |  | State | HL0022986 | 2020-02-10 22:15 |  | State | A-6 | Low Mast | No | 4 | AT | A |  |  |  | 1 |  |  |  | No | No | Yes | No | No | No |  | HPS | 1 |  |  |  | No |  | Other |  | 480 L-N |  | No | No | No | No | No | [12 empty] | 2026-03-12 13:43 | NULL | 0 | 2026-03-12 13:43 | mhurlow1 | 2018-04-26 14:56 | jritchie2 | 2026-07-01 14:09 | No | No | No | No | No | Standing | None | None | None | No | No | No | TS & LOW MAST LED INSULATION ALONG WITH PULL APART FUSED KIT AND #10 WIRE REPAIR | No | 2026-03-12 13:43 | 2026-03-12 13:43 | csonner1 | 2026-03-12 14:09 | csonner1 | 2026-03-12 14:09 | No Photo Available | https://collectorweb.dot.state.oh.us/arcgis/rest/services/HIGHWAY_LIGHTING/HighwayLighting_Reference/FeatureServer/7/583383/attachments/ | http://data.mapchannels.com/dualmaps6/map.htm?lat=39.354510&lng=-84.372298
08 | BUTLER | BUT | RA | 09000 |  | 0.241 |  | SBUTRA09000**C | BUT-9000-0.241 | 39.3574 | -84.3704 | 2025-12-31 | Active |  |  |  | State | HL0026329 | 2020-02-10 22:17 |  | State | A-7 | Low Mast | No | 4 | AT | A |  |  |  | 1 |  |  |  | No | No | Yes | No | No | No |  | HPS | 1 | 400 |  |  | No |  | Other |  | 480 L-N |  | No | No | No | No | No | [12 empty] | 2025-10-13 13:22 | NULL | 0 |  | mhurlow1 | 2018-04-26 15:08 | jritchie2 | 2026-07-01 14:02 | No | No | No | No | No | Standing | None | None | None | No | No | No |  | No | 2025-10-13 13:22 |  | csonner1 | 2025-10-13 13:22 | csonner1 | 2025-10-13 13:22 | No Photo Available | No Photo Available | http://data.mapchannels.com/dualmaps6/map.htm?lat=39.357426&lng=-84.370429
08 | BUTLER | BUT | RA | 09001 |  | 0.016 |  | SBUTRA09001**C | BUT-9001-0.016 | 39.3546 | -84.3749 | 2025-12-31 | Retired |  |  |  | State | HL0018913 |  |  | State |  | Low Mast | [14 empty] | No | No | No |  | HPS | 1 | [27 empty] | NULL |  |  | mhurlow1 | 2018-04-26 15:01 | acode1@Editor | 2026-07-02 11:06 | No | No | No | No | No | Standing | None | None | None | No | No | No | no Pole there |  | 2024-06-04 15:16 |  | ascott3 | 2024-06-04 15:15 | ascott3 | 2024-06-04 15:15 | No Photo Available | No Photo Available | http://data.mapchannels.com/dualmaps6/map.htm?lat=39.354604&lng=-84.374928
08 | BUTLER | BUT | RA | 09001 |  | 0.249 |  | SBUTRA09001**C | BUT-9001-0.249 | 39.3518 | -84.3772 | 2025-12-31 | Active |  |  |  | State | HL0009864 | 2020-02-10 21:34 |  | State | B-6 | Low Mast | No | 4 | AT | A |  |  |  | 1 |  |  |  | No | No | Yes | No | No | No |  | LED | 1 |  |  |  | No |  | Other |  | 480 L-N |  | No | No | No | No | No | [12 empty] | 2026-07-14 15:26 | NULL |  | 2026-07-14 15:25 | mhurlow1 | 2018-04-26 15:04 | jritchie2 | 2026-07-01 14:14 | No | No | No | No | No | Standing | None | None | None | No | No | No | Bad wire repaired | No | 2026-07-14 15:26 | 2026-07-14 15:25 | mneeley | 2026-07-14 15:26 | mneeley | 2026-07-14 15:26 | No Photo Available | No Photo Available | http://data.mapchannels.com/dualmaps6/map.htm?lat=39.351763&lng=-84.377165
08 | BUTLER | BUT | RA | 09002 |  | 0.056 |  | SBUTRA09002**C | BUT-9002-0.056 | 39.3597 | -84.3702 | 2025-12-31 | Active |  |  |  | State | HL0021399 | 2020-02-10 21:25 |  | State | B-1 | Low Mast | No | 4 | AT | A |  |  |  | 1 |  |  |  | No | No | Yes | No | No | No |  | HPS | 1 | 400 |  |  | No |  | Other |  | 480 L-N |  | No | No | No | No | No | [12 empty] | 2026-03-12 14:26 | NULL | 0 | 2026-03-12 14:26 | mhurlow1 | 2018-04-26 15:09 | jritchie2 | 2026-07-01 14:01 | No | No | No | No | No | Standing | None | None | None | No | No | No | TS = FAULTY WIRE / WIRE REPAIR AND INSTALLED TWO KTKS | No | 2026-03-12 14:26 | 2026-03-12 14:26 | csonner1 | 2026-03-12 14:28 | csonner1 | 2026-03-12 14:29 | No Photo Available | https://collectorweb.dot.state.oh.us/arcgis/rest/services/HIGHWAY_LIGHTING/HighwayLighting_Reference/FeatureServer/7/583728/attachments/ | http://data.mapchannels.com/dualmaps6/map.htm?lat=39.359651&lng=-84.370234
08 | BUTLER | BUT | RA | 09002 |  | 0.274 |  | SBUTRA09002**C | BUT-9002-0.274 | 39.3569 | -84.3722 | 2025-12-31 | Active |  |  |  | State | HL0000812 | 2020-02-10 21:27 |  | State | B-2 | Low Mast | No | 4 | AT | A |  |  |  | 1 |  |  |  | No | No | No | No | No | No |  | LED | 1 |  |  |  | No |  | Other |  | 480 L-N |  | No | No | No | No | No | [12 empty] | 2025-10-13 13:34 | NULL |  |  | mhurlow1 | 2018-04-26 15:06 | jritchie2 | 2026-07-01 14:06 | No | No | No | No | No | Standing | None | None | None | No | No | No |  | No | 2025-10-13 13:34 |  | csonner1 | 2025-10-13 13:34 | csonner1 | 2025-10-13 13:34 | No Photo Available | No Photo Available | http://data.mapchannels.com/dualmaps6/map.htm?lat=39.356930&lng=-84.372244
08 | BUTLER | BUT | RA | 09002 |  | 0.359 |  | SBUTRA09002**C | BUT-9002-0.359 | 39.356 | -84.3733 | 2025-12-31 | Active |  |  |  | State | HL0019779 | 2020-02-10 21:29 |  | State | B-3 | Low Mast | No | 4 | AT | A |  |  |  | 1 |  |  |  | No | No | No | No | No | No |  | LED | 1 |  |  |  | No |  | Other |  | 480 L-N |  | No | No | No | No | No | [12 empty] | 2025-10-13 13:37 | NULL |  |  | mhurlow1 | 2018-04-26 15:06 | jritchie2 | 2026-07-01 14:07 | No | No | No | No | No | Standing | None | None | None | No | No | No |  | No | 2025-10-13 13:37 |  | csonner1 | 2025-10-13 13:37 | csonner1 | 2025-10-13 13:37 | No Photo Available | No Photo Available | http://data.mapchannels.com/dualmaps6/map.htm?lat=39.356037&lng=-84.373300
08 | BUTLER | BUT | RA | 09002 |  | 0.457 |  | SBUTRA09002**C | BUT-9002-0.457 | 39.3549 | -84.3744 | 2025-12-31 | Active |  |  |  | State | HL0008030 | 2020-02-10 21:31 |  | State | B-4 | Low Mast | No | 4 | AT | A |  |  |  | 1 |  |  |  | No | No | Yes | No | No | No |  | LED | 1 |  |  |  | No |  | Other |  | 480 L-N |  | No | No | No | No | No | [12 empty] | 2025-10-13 13:42 | NULL |  |  | mhurlow1 | 2018-04-26 15:00 | jritchie2 | 2026-07-01 14:08 | No | No | No | No | No | Standing | None | None | None | No | No | No |  | No | 2025-10-13 13:42 |  | csonner1 | 2025-10-13 13:42 | csonner1 | 2025-10-13 13:42 | No Photo Available | No Photo Available | http://data.mapchannels.com/dualmaps6/map.htm?lat=39.354933&lng=-84.374427
08 | BUTLER | BUT | RA | 09003 |  | 0.166 |  | SBUTRA09003**C | BUT-9003-0.166 | 39.3525 | -84.3747 | 2025-12-31 | Active |  |  |  | State | HL0001186 | 2020-02-10 21:40 |  | State | A-2 | Low Mast | No | 4 | AT | A |  |  |  | 1 |  |  |  | No | No | Yes | No | No | No |  | LED | 1 |  |  |  | No |  | Other |  | 480 L-N |  | No | No | No | No | No | [12 empty] | 2025-10-10 18:30 | NULL |  |  | mhurlow1 | 2018-04-26 14:52 | jritchie2 | 2026-07-01 14:11 | No | No | No | No | No | Standing | None | None | None | No | No | No |  | No | 2025-10-10 18:30 |  | csonner1 | 2025-10-10 18:30 | csonner1 | 2025-10-10 18:30 | No Photo Available | No Photo Available | http://data.mapchannels.com/dualmaps6/map.htm?lat=39.352505&lng=-84.374681
08 | BUTLER | BUT | RA | 09003 |  | 0.203 |  | SBUTRA09003**C | BUT-9003-0.203 | 39.353 | -84.3743 | 2025-12-31 | Active |  |  |  | State | HL0014973 | 2020-02-10 21:42 |  | State | A-3 | Low Mast | No | 4 | AT | A |  |  |  | 1 |  |  |  | No | No | Yes | No | No | No |  | LED | 1 |  |  |  | No |  | Other |  | 480 L-N |  | No | No | No | No | No | [12 empty] | 2025-10-10 18:34 | NULL |  |  | mhurlow1 | 2018-04-26 14:53 | jritchie2 | 2026-07-01 14:11 | No | No | No | No | No | Standing | None | None | None | No | No | No |  | No | 2025-10-10 18:34 |  | csonner1 | 2025-10-10 18:34 | csonner1 | 2025-10-10 18:34 | No Photo Available | No Photo Available | http://data.mapchannels.com/dualmaps6/map.htm?lat=39.352991&lng=-84.374314
08 | BUTLER | BUT | RA | 09003 |  | 0.239 |  | SBUTRA09003**C | BUT-9003-0.239 | 39.3532 | -84.3736 | 2025-12-31 | Active |  |  |  | State | HL0004219 | 2020-02-10 21:46 |  | State | A-4 | Low Mast | No | 4 | AT | A |  |  |  | 1 |  |  |  | No | No | Yes | No | No | No |  | LED | 1 |  |  |  | No |  | Other |  | 480 L-N |  | No | No | No | No | No | [12 empty] | 2025-10-10 18:37 | NULL |  |  | mhurlow1 | 2018-04-26 14:53 | jritchie2 | 2026-07-01 14:11 | No | No | No | No | No | Standing | None | None | None | No | No | No |  | No | 2025-10-10 18:37 |  | csonner1 | 2025-10-10 18:37 | csonner1 | 2025-10-10 18:37 | No Photo Available | No Photo Available | http://data.mapchannels.com/dualmaps6/map.htm?lat=39.353195&lng=-84.373649
08 | BUTLER | BUT | RA | 09003 |  | 0.325 |  | SBUTRA09003**C | BUT-9003-0.325 | 39.3541 | -84.3726 | 2025-12-31 | Active |  |  |  | State | HL0022025 | 2020-02-10 21:48 |  | State | A-5 | Low Mast | No | 4 | AT | A |  |  |  | 1 |  |  |  | No | No | Yes | No | No | No |  | LED | 1 |  |  |  | No |  | Other |  | 480 L-N |  | No | No | No | No | No | [12 empty] | 2025-10-13 13:18 | NULL |  |  | mhurlow1 | 2018-04-26 14:55 | jritchie2 | 2026-07-01 14:10 | No | No | No | No | No | Standing | None | None | None | No | No | No |  | No | 2025-10-13 13:18 |  | csonner1 | 2025-10-13 13:18 | csonner1 | 2025-10-13 13:18 | No Photo Available | No Photo Available | http://data.mapchannels.com/dualmaps6/map.htm?lat=39.354097&lng=-84.372643
08 | BUTLER | BUT | RA | 09004 |  | 0.205 |  | SBUTRA09004**C | BUT-9004-0.205 | 39.339 | -84.4019 | 2025-12-31 | Active |  |  |  | State | HL0015043 | 2020-02-11 23:49 |  | State | C-1 | Conventional | No |  | AT | A |  |  |  | 1 |  |  |  | No | No | Yes | No | No | No |  | LED | 1 |  | 70 |  | No |  | GE |  | 480 L-N |  | No | No | No | No | No | [12 empty] | 2025-11-19 09:02 | NULL |  |  | mhurlow1 | 2018-04-26 14:21 | jritchie2 | 2026-07-01 14:39 | No | No | No | No | No | Standing | None | None | None | No | No | No |  | No | 2025-11-19 09:02 |  | ascott3 | 2025-11-19 09:02 | ascott3 | 2025-11-19 09:02 | No Photo Available | No Photo Available | http://data.mapchannels.com/dualmaps6/map.htm?lat=39.339047&lng=-84.401911
08 | BUTLER | BUT | RA | 09004 |  | 0.234 |  | SBUTRA09004**C | BUT-9004-0.234 | 39.3392 | -84.4014 | 2025-12-31 | Active |  |  |  | State | HL0010325 | 2020-02-11 23:53 |  | State | C2 | Conventional | No |  | AT | A |  |  |  | 1 |  |  |  | No | No | Yes | No | No | No |  | LED | 1 |  | 70 |  | No |  | Cooper/Eaton |  | 480 L-N |  | No | No | No | No | No | [12 empty] | 2025-11-19 09:02 | NULL |  |  | mhurlow1 | 2018-04-26 14:21 | jritchie2 | 2026-07-01 14:40 | No | No | No | No | No | Standing | None | None | None | No | No | No |  | No | 2025-11-19 09:02 |  | ascott3 | 2025-11-19 09:03 | ascott3 | 2025-11-19 09:03 | No Photo Available | No Photo Available | http://data.mapchannels.com/dualmaps6/map.htm?lat=39.339217&lng=-84.401439
08 | BUTLER | BUT | RA | 09004 |  | 0.253 |  | SBUTRA09004**C | BUT-9004-0.253 | 39.3394 | -84.4012 | 2025-12-31 | Active |  |  |  | State | HL0004921 | 2020-02-11 23:56 |  | State | C-3 | Conventional | No |  | AT | A |  |  |  | 1 |  |  |  | No | No | Yes | No | No | No |  | LED | 1 |  | 70 |  | No |  | American Electric Lighting (AEL) |  | 480 L-N |  | No | No | No | No | No | [12 empty] | 2026-04-27 17:45 | NULL |  |  | mhurlow1 | 2018-04-26 14:22 | jritchie2 | 2026-07-01 14:40 | Yes | No | No | No | No | Standing | None | None | None | No | No | No | Needs foundation repair | Yes | 2026-04-27 17:45 |  | ascott3 | 2026-04-27 17:46 | ascott3 | 2026-04-27 17:46 | No Photo Available | https://collectorweb.dot.state.oh.us/arcgis/rest/services/HIGHWAY_LIGHTING/HighwayLighting_Reference/FeatureServer/7/581799/attachments/ | http://data.mapchannels.com/dualmaps6/map.htm?lat=39.339443&lng=-84.401157
08 | BUTLER | BUT | RA | 09004 |  | 0.271 |  | SBUTRA09004**C | BUT-9004-0.271 | 39.3394 | -84.4008 | 2025-12-31 | Active |  |  |  | State | HL0021907 | 2020-02-11 23:59 |  | State | C-4 | Conventional | No |  | AT | A |  |  |  | 1 |  |  |  | No | No | Yes | No | No | No |  | LED | 1 |  | 70 |  | No |  | Cooper/Eaton |  | 480 L-N |  | No | No | No | No | No | [12 empty] | 2025-11-19 09:03 | NULL |  |  | mhurlow1 | 2018-04-26 14:22 | jritchie2 | 2026-07-01 14:42 | No | No | No | No | No | Standing | None | None | None | No | No | No |  | No | 2025-11-19 09:03 |  | ascott3 | 2025-11-19 09:03 | ascott3 | 2025-11-19 09:03 | No Photo Available | No Photo Available | http://data.mapchannels.com/dualmaps6/map.htm?lat=39.339416&lng=-84.400801
08 | BUTLER | BUT | RA | 09004 |  | 0.436 |  | SBUTRA09004**C | BUT-9004-0.436 | 39.3398 | -84.398 | 2025-12-31 | Active |  |  |  | State | HL0023270 | 2020-02-12 00:06 |  | State |  | Conventional | No | [6 empty] | 1 |  |  |  | No |  | Yes | No | No | No |  | HPS | 1 | 200 |  |  | No |  | American Electric Lighting (AEL) |  | 480 L-N |  | Yes | No | No | No | No | [12 empty] | 2025-11-19 09:03 | NULL | 0 |  | mhurlow1 | 2018-04-26 14:24 | dturner | 2020-02-12 00:08 | No | No | No | No | No | Standing | None | None | None | No | No | No |  | No | 2025-11-19 09:03 |  | ascott3 | 2025-11-19 09:03 | ascott3 | 2025-11-19 09:03 | No Photo Available | No Photo Available | http://data.mapchannels.com/dualmaps6/map.htm?lat=39.339769&lng=-84.397998
08 | BUTLER | BUT | RA | 09005 |  | 0.282 |  | SBUTRA09005**C | BUT-9005-0.282 | 39.3412 | -84.3992 | 2025-12-31 | Active |  |  |  | State | HL0020059 | 2020-02-11 23:37 |  | State | A-5 | Conventional | No |  | AT | A |  |  |  | 1 |  |  |  | No | No | No | No | No | No |  | LED | 1 |  | 70 |  | No |  | Cooper/Eaton |  | 480 L-N |  | No | No | No | No | No | [12 empty] | 2025-11-19 09:06 | NULL |  |  | mhurlow1 | 2018-04-26 14:35 | jritchie2 | 2026-07-01 14:36 | No | No | No | No | No | Standing | None | None | None | No | No | No |  | No | 2025-11-19 09:06 |  | ascott3 | 2025-11-19 09:06 | ascott3 | 2025-11-19 09:06 | No Photo Available | No Photo Available | http://data.mapchannels.com/dualmaps6/map.htm?lat=39.341200&lng=-84.399159
08 | BUTLER | BUT | RA | 09005 |  | 0.327 |  | SBUTRA09005**C | BUT-9005-0.327 | 39.3409 | -84.3999 | 2025-12-31 | Active |  |  |  | State | HL0006770 | 2020-02-11 23:39 |  | State | A-2 | Conventional | No |  | AT | Other |  |  |  | 1 |  |  |  | No | No | Yes | No | No | No |  | LED | 1 |  | 70 |  | No |  | GE |  | 480 L-N |  | No | No | No | No | No | [12 empty] | 2025-11-19 09:06 | NULL |  |  | mhurlow1 | 2018-04-26 14:35 | jritchie2 | 2026-07-01 14:36 | No | No | No | No | No | Standing | None | None | None | No | No | No |  | No | 2025-11-19 09:06 |  | ascott3 | 2025-11-19 09:06 | ascott3 | 2025-11-19 09:06 | No Photo Available | No Photo Available | http://data.mapchannels.com/dualmaps6/map.htm?lat=39.340902&lng=-84.399910
08 | BUTLER | BUT | RA | 09005 |  | 0.38 |  | SBUTRA09005**C | BUT-9005-0.380 | 39.3406 | -84.4008 | 2025-12-31 | Active |  |  |  | State | HL0009024 | 2020-02-11 23:43 |  | State | A-3 | Conventional | No |  | AT | A |  |  |  | 1 |  |  |  | No | No | Yes | No | No | No |  | LED | 1 |  | 70 |  | No |  | American Electric Lighting (AEL) |  | 480 L-N |  | No | No | No | No | No | [12 empty] | 2025-11-19 09:07 | NULL |  |  | mhurlow1 | 2018-04-26 14:34 | jritchie2 | 2026-07-01 14:36 | No | No | No | No | No | Standing | None | None | None | No | No | No |  | No | 2025-11-19 09:07 |  | ascott3 | 2025-11-19 09:07 | ascott3 | 2025-11-19 09:07 | No Photo Available | No Photo Available | http://data.mapchannels.com/dualmaps6/map.htm?lat=39.340553&lng=-84.400801
08 | BUTLER | BUT | RA | 09005 |  | 0.435 |  | SBUTRA09005**C | BUT-9005-0.435 | 39.3402 | -84.4017 | 2025-12-31 | Active |  |  |  | State | HL0017763 | 2020-02-11 23:47 |  | State | A-9 | Conventional | No |  | AT | A |  |  |  | 1 |  |  |  | No | No | Yes | No | No | No |  | LED | 1 |  | 70 |  | No |  | Cooper/Eaton |  | 480 L-N |  | No | No | No | No | No | [12 empty] | 2025-11-19 09:07 | NULL |  |  | mhurlow1 | 2018-04-26 14:33 | jritchie2 | 2026-07-01 14:37 | No | No | No | No | No | Standing | None | None | None | No | No | No |  | No | 2025-11-19 09:07 |  | ascott3 | 2025-11-19 09:07 | ascott3 | 2025-11-19 09:07 | No Photo Available | No Photo Available | http://data.mapchannels.com/dualmaps6/map.htm?lat=39.340176&lng=-84.401704
08 | BUTLER | BUT | RA | 09006 |  | 0.346 |  | SBUTRA09006**C | BUT-9006-0.346 | 39.3416 | -84.3946 | 2025-12-31 | Active |  |  |  | State | HL0015723 |  |  | State |  | Conventional | [14 empty] | No | No | No |  | HPS | [27 empty] | 2025-11-19 09:04 | NULL |  |  | mhurlow1 | 2018-04-26 14:37 | mhurlow1 | 2018-07-23 12:54 | No | No | No | No | No | Standing | None | None | None | No | No | No |  | No | 2025-11-19 09:04 |  | ascott3 | 2025-11-19 09:04 | ascott3 | 2025-11-19 09:04 | No Photo Available | No Photo Available | http://data.mapchannels.com/dualmaps6/map.htm?lat=39.341644&lng=-84.394646
08 | BUTLER | BUT | RA | 09006 |  | 0.395 |  | SBUTRA09006**C | BUT-9006-0.395 | 39.3419 | -84.3938 | 2025-12-31 | Active |  |  |  | State | HL0018478 |  |  | State | A3 | Conventional | No |  | AT | A |  |  |  | 1 |  |  |  |  | No | No | No | No | No |  | LED | 1 |  | 70 | [24 empty] | 2025-11-19 09:04 | NULL |  |  | mhurlow1 | 2018-04-26 14:37 | jritchie2 | 2026-07-01 14:34 | No | No | No | No | No | Standing | None | None | None | No | No | No |  | No | 2025-11-19 09:04 |  | ascott3 | 2025-11-19 09:04 | ascott3 | 2025-11-19 09:04 | No Photo Available | No Photo Available | http://data.mapchannels.com/dualmaps6/map.htm?lat=39.341914&lng=-84.393820
08 | BUTLER | BUT | RA | 09006 |  | 0.446 |  | SBUTRA09006**C | BUT-9006-0.446 | 39.3422 | -84.393 | 2025-12-31 | Active |  |  |  | State | HL0005661 |  |  | State |  | Conventional | [14 empty] | No | No | No |  | HPS | [27 empty] | 2025-11-19 09:04 | NULL |  |  | mhurlow1 | 2018-04-26 14:37 | mhurlow1 | 2018-07-23 12:54 | No | No | No | No | No | Standing | None | None | None | No | No | No |  | No | 2025-11-19 09:04 |  | ascott3 | 2025-11-19 09:04 | ascott3 | 2025-11-19 09:04 | No Photo Available | No Photo Available | http://data.mapchannels.com/dualmaps6/map.htm?lat=39.342213&lng=-84.392951
08 | BUTLER | BUT | RA | 09006 |  | 0.498 |  | SBUTRA09006**C | BUT-9006-0.498 | 39.3425 | -84.392 | 2025-12-31 | Active |  |  |  | State | HL0005354 |  |  | State | A-5 | Conventional | No |  | AT | A |  |  |  | 1 |  |  |  |  | No | No | No | No | No |  | LED | 1 |  | 70 | [24 empty] | 2025-11-19 09:04 | NULL |  |  | mhurlow1 | 2018-04-26 14:43 | jritchie2 | 2026-07-01 14:34 | No | No | No | No | No | Standing | None | None | None | No | No | No |  | No | 2025-11-19 09:04 |  | ascott3 | 2025-11-19 09:05 | ascott3 | 2025-11-19 09:05 | No Photo Available | No Photo Available | http://data.mapchannels.com/dualmaps6/map.htm?lat=39.342531&lng=-84.392041
08 | BUTLER | BUT | RA | 09007 |  | 0.203 |  | SBUTRA09007**C | BUT-9007-0.203 | 39.3434 | -84.3923 | 2025-12-31 | Active |  |  |  | State | HL0003311 | 2020-02-10 22:20 |  | State |  | Conventional | No | [6 empty] | 1 |  |  |  | No |  | Yes | No | No | No |  | HPS | 1 | 310 |  |  | No |  | American Electric Lighting (AEL) |  | 480 L-N |  | No | No | No | No | No | [12 empty] | 2025-12-19 18:51 | NULL | 0 |  | mhurlow1 | 2018-04-26 14:43 | dturner | 2020-02-10 22:22 | No | No | No | No | No | Standing | None | None | None | No | No | No | NEEDS WIRE. WIRE SUCKED DOWN IN CONDUIT. | Yes | 2025-12-19 18:51 |  | odotonline.net\rdixon5 | 2025-12-19 18:52 | odotonline.net\rdixon5 | 2025-12-19 18:52 | No Photo Available | No Photo Available | http://data.mapchannels.com/dualmaps6/map.htm?lat=39.343425&lng=-84.392319
08 | BUTLER | BUT | RA | 09007 |  | 0.233 |  | SBUTRA09007**C | BUT-9007-0.233 | 39.3433 | -84.3928 | 2025-12-31 | Active |  |  |  | State | HL0026955 | 2020-02-10 22:24 |  | State |  | Conventional | No | [6 empty] | 1 |  |  |  | No |  | Yes | No | No | No |  | HPS | 1 | 200 |  |  | No |  | GE |  | 480 L-N |  | No | No | No | No | No | [12 empty] | 2025-11-19 09:05 | NULL | 0 |  | mhurlow1 | 2018-04-26 14:43 | dturner | 2020-02-10 22:25 | No | No | No | No | No | Standing | None | None | None | No | No | No |  | No | 2025-11-19 09:05 |  | ascott3 | 2025-11-19 09:05 | ascott3 | 2025-11-19 09:05 | No Photo Available | No Photo Available | http://data.mapchannels.com/dualmaps6/map.htm?lat=39.343294&lng=-84.392840
08 | BUTLER | BUT | RA | 09007 |  | 0.262 |  | SBUTRA09007**C | BUT-9007-0.262 | 39.3431 | -84.3933 | 2025-12-31 | Active |  |  |  | State | HL0025008 | 2020-02-10 22:23 |  | State | C-10 | Conventional | No |  | AT | A |  |  |  | 1 |  |  |  | No | No | No | No | No | No |  | LED | 1 |  | 70 |  | No |  | American Electric Lighting (AEL) |  | 480 L-N |  | No | No | No | No | No | [12 empty] | 2025-11-19 09:05 | NULL |  |  | mhurlow1 | 2018-04-26 14:41 | jritchie2 | 2026-07-01 14:31 | No | No | No | No | No | Standing | None | None | None | No | No | No |  | No | 2025-11-19 09:05 |  | ascott3 | 2025-11-19 09:05 | ascott3 | 2025-11-19 09:05 | No Photo Available | No Photo Available | http://data.mapchannels.com/dualmaps6/map.htm?lat=39.343055&lng=-84.393315
08 | BUTLER | BUT | RA | 09007 |  | 0.269 |  | SBUTRA09007**C | BUT-9007-0.269 | 39.3431 | -84.3935 | 2025-12-31 | Active |  |  |  | State | HL0016088 | 2020-02-11 23:31 |  | State | B-4 | Conventional | No |  | AT | A |  |  |  | 1 |  |  |  | No | No | No | No | No | No |  | LED | 1 |  | 70 |  | No |  | GE |  | 480 L-N |  | No | No | No | No | No | [12 empty] | 2025-11-19 09:05 | NULL |  |  | mhurlow1 | 2018-04-26 14:42 | jritchie2 | 2026-07-01 14:33 | No | No | No | No | No | Standing | None | None | None | No | No | No |  | No | 2025-11-19 09:05 |  | ascott3 | 2025-11-19 09:05 | ascott3 | 2025-11-19 09:05 | No Photo Available | No Photo Available | http://data.mapchannels.com/dualmaps6/map.htm?lat=39.343148&lng=-84.393492
08 | BUTLER | BUT | RA | 09008 |  | 0.012 |  | SBUTRA09008**C | BUT-9008-0.012 | 39.3426 | -84.3963 | 2025-12-31 | Active |  |  |  | State | HL0005949 | 2020-02-12 00:09 |  | State | B-6 | Conventional | No |  | AT | A |  |  |  | 1 |  |  |  | No | No | Yes | No | No | No |  | LED | 1 |  | 70 |  | No |  | Cooper/Eaton |  | 480 L-N |  | Yes | No | No | No | No | [12 empty] | 2026-04-27 17:35 | NULL |  | 2026-04-27 17:35 | mhurlow1 | 2018-04-26 14:31 | jritchie2 | 2026-07-01 14:33 | No | No | No | No | No | Standing | None | None | None | No | No | No | New wire in and kits | No | 2026-04-27 17:35 | 2026-04-27 17:35 | ascott3 | 2026-04-27 17:35 | ascott3 | 2026-04-27 17:35 | No Photo Available | No Photo Available | http://data.mapchannels.com/dualmaps6/map.htm?lat=39.342574&lng=-84.396259
08 | BUTLER | BUT | RA | 09009 |  | 0.01 |  | SBUTRA09009**C | BUT-9009-0.010 | 39.3398 | -84.3974 | 2025-12-31 | Active |  |  |  | State | HL0011920 | 2020-02-12 00:03 |  | State | A-6 | Conventional | No |  | AT | A |  |  |  | 1 |  |  |  | No | No | Yes | No | No | No |  | LED | 1 |  | 70 |  | No |  | American Electric Lighting (AEL) |  | 480 L-N |  | Yes | No | No | No | No | [12 empty] | 2025-11-19 09:03 | NULL |  |  | mhurlow1 | 2018-04-26 14:23 | jritchie2 | 2026-07-01 14:35 | No | No | No | No | No | Standing | None | None | None | No | No | No |  | No | 2025-11-19 09:03 |  | ascott3 | 2025-11-19 09:03 | ascott3 | 2025-11-19 09:03 | No Photo Available | No Photo Available | http://data.mapchannels.com/dualmaps6/map.htm?lat=39.339840&lng=-84.397422
08 | BUTLER | BUT | RA | 09010 |  | 0.116 |  | SBUTRA09010**C | BUT-9010-0.116 | 39.3245 | -84.6404 | 2025-12-31 | Active |  |  |  | State | HL0002238 | 2020-01-20 20:00 |  | State | 6A-2 | Conventional |  |  | AT |  |  |  |  | 1 | [6 empty] | No | No | No |  | HPS | 1 | 200 |  |  |  |  | Cooper/Eaton | [20 empty] | 2025-10-13 16:35 | NULL | 0 |  | mhurlow1 | 2018-04-30 11:50 | csonner | 2020-01-20 20:01 | No | No | No | No | No | Standing | None | None | None | No | No | No |  | No | 2025-10-13 16:35 |  | mneeley | 2025-10-13 16:35 | mneeley | 2025-10-13 16:35 | No Photo Available | No Photo Available | http://data.mapchannels.com/dualmaps6/map.htm?lat=39.324548&lng=-84.640384
08 | BUTLER | BUT | RA | 09010 |  | 0.162 |  | SBUTRA09010**C | BUT-9010-0.162 | 39.3239 | -84.6403 | 2025-12-31 | Active |  |  |  | State | HL0033388 | 2020-01-20 20:06 |  | State | 7A-3 | Conventional |  |  | AT |  |  |  |  | 1 | [6 empty] | No | No | No |  | HPS | 1 | 200 |  |  |  |  | American Electric Lighting (AEL) | [20 empty] | 2025-10-13 16:36 | NULL | 0 |  | csonner | 2020-01-20 20:07 | lhundley | 2021-07-19 14:02 | No | No | No | No | No | Standing | None | None | None | No | No | No |  | No | 2025-10-13 16:36 |  | mneeley | 2025-10-13 16:36 | mneeley | 2025-10-13 16:36 | No Photo Available | No Photo Available | http://data.mapchannels.com/dualmaps6/map.htm?lat=39.323874&lng=-84.640341
08 | BUTLER | BUT | RA | 09011 |  | 0.203 |  | SBUTRA09011**C | BUT-9011-0.203 | 39.3252 | -84.64 | 2025-12-31 | Active |  |  |  | State | HL0015633 | 2020-01-20 19:54 |  | State | 2A-2 | Conventional |  |  | AT |  |  |  |  | 1 | [6 empty] | No | No | No |  | HPS | 1 | 250 |  |  |  |  | American Electric Lighting (AEL) | [20 empty] | 2025-10-13 16:34 | NULL | 0 |  | mhurlow1 | 2018-04-30 11:50 | csonner | 2020-01-20 19:55 | No | No | No | No | No | Standing | None | None | None | No | No | No |  | No | 2025-10-13 16:34 |  | mneeley | 2025-10-13 16:34 | mneeley | 2025-10-13 16:34 | No Photo Available | No Photo Available | http://data.mapchannels.com/dualmaps6/map.htm?lat=39.325204&lng=-84.640047
08 | BUTLER | BUT | RA | 09011 |  | 0.263 |  | SBUTRA09011**C | BUT-9011-0.263 | 39.326 | -84.6404 | 2025-12-31 | Active |  |  |  | State | HL0012589 | 2020-01-20 19:56 |  | State | 3A-2 | Conventional |  |  | AT |  |  |  |  | 1 | [6 empty] | No | No | No |  | HPS | 1 | 200 |  |  |  |  | Cooper/Eaton | [20 empty] | 2025-10-13 16:34 | NULL | 0 |  | mhurlow1 | 2018-04-30 11:52 | csonner | 2020-01-20 19:56 | No | No | No | No | No | Standing | None | None | None | No | No | No |  | No | 2025-10-13 16:34 |  | mneeley | 2025-10-13 16:35 | mneeley | 2025-10-13 16:35 | No Photo Available | No Photo Available | http://data.mapchannels.com/dualmaps6/map.htm?lat=39.326043&lng=-84.640372
08 | BUTLER | BUT | RA | 09012 |  | 0.116 |  | SBUTRA09012**C | BUT-9012-0.116 | 39.3204 | -84.6377 | 2025-12-31 | Active |  |  |  | State | HL0007140 | 2020-01-20 19:01 |  | State | 8A-2 | Conventional |  |  | AT |  |  |  |  | 1 | [6 empty] | No | No | No |  | HPS | 1 | 200 |  |  |  |  | Cooper/Eaton | [20 empty] | 2025-10-13 16:32 | NULL | 0 |  | mhurlow1 | 2018-04-30 11:36 | csonner | 2020-01-20 19:02 | No | No | No | No | No | Standing | None | None | None | No | No | No |  | No | 2025-10-13 16:32 |  | mneeley | 2025-10-13 16:32 | mneeley | 2025-10-13 16:32 | No Photo Available | No Photo Available | http://data.mapchannels.com/dualmaps6/map.htm?lat=39.320388&lng=-84.637665
08 | BUTLER | BUT | RA | 09012 |  | 0.153 |  | SBUTRA09012**C | BUT-9012-0.153 | 39.3209 | -84.6378 | 2025-12-31 | Active |  |  |  | State | HL0002381 | 2020-01-20 19:05 |  | State | 5A-1 | Conventional |  |  | AT |  |  |  |  | 1 | [6 empty] | No | No | No |  | HPS | 1 | 200 |  |  |  |  | Cooper/Eaton | [20 empty] | 2025-10-13 16:33 | NULL | 0 |  | mhurlow1 | 2018-04-30 11:39 | csonner | 2020-01-20 19:06 | No | No | No | No | No | Standing | None | None | None | No | No | No |  | No | 2025-10-13 16:33 |  | mneeley | 2025-10-13 16:33 | mneeley | 2025-10-13 16:33 | No Photo Available | No Photo Available | http://data.mapchannels.com/dualmaps6/map.htm?lat=39.320902&lng=-84.637808
08 | BUTLER | BUT | RA | 09032 |  | 0.039 |  | SBUTRA09032**C | BUT-9032-0.039 | 39.3804 | -84.454 | 2025-12-31 | Active |  |  |  | State | HL0004021 | 2020-01-20 18:04 |  | State | F2-1 | Conventional | No | [6 empty] | 1 |  |  |  | No |  | Yes | No | No | No |  | HPS | 1 | 200 |  |  | No |  | Other |  | 480 L-N |  | No | No | No | No | No | [12 empty] | 2022-06-14 18:16 | NULL | 0 |  | mhurlow1 | 2018-04-30 17:01 | dturner | 2020-01-20 18:05 | No | No | No | No | No | Standing | None | None | None | No | No | No |  |  | 2022-06-14 18:16 |  | rdixon5 | 2022-06-14 18:15 | rdixon5 | 2022-06-14 18:15 | No Photo Available | No Photo Available | http://data.mapchannels.com/dualmaps6/map.htm?lat=39.380403&lng=-84.453994
08 | BUTLER | BUT | RA | 09032 |  | 0.073 |  | SBUTRA09032**C | BUT-9032-0.073 | 39.3804 | -84.4533 | 2025-12-31 | Active |  |  |  | State | HL0021263 | 2020-01-20 18:11 |  | State | F2-2 | Conventional | No | [6 empty] | 1 |  |  |  | No |  | Yes | No | No | No |  | HPS | 1 | 200 |  |  | No |  | American Electric Lighting (AEL) |  | 480 L-N |  | No | No | No | No | No | [12 empty] | 2022-06-14 18:16 | NULL | 0 |  | mhurlow1 | 2018-04-30 17:01 | dturner | 2020-01-20 18:12 | No | No | No | No | No | Standing | None | None | None | No | No | No |  |  | 2022-06-14 18:16 |  | rdixon5 | 2022-06-14 18:15 | rdixon5 | 2022-06-14 18:15 | No Photo Available | No Photo Available | http://data.mapchannels.com/dualmaps6/map.htm?lat=39.380398&lng=-84.453334
08 | BUTLER | BUT | RA | 09032 |  | 0.107 |  | SBUTRA09032**C | BUT-9032-0.107 | 39.3805 | -84.4527 | 2025-12-31 | Active |  |  |  | State | HL0001916 | 2020-01-20 18:20 |  | State | F2-3 | Conventional | No | [6 empty] | 1 |  |  |  | No |  | Yes | No | No | No |  | HPS | 1 | 200 |  |  | No |  | American Electric Lighting (AEL) |  | 480 L-N |  | No | No | No | No | No | [12 empty] | 2022-06-14 18:17 | NULL | 0 |  | mhurlow1 | 2018-04-30 17:01 | dturner | 2020-01-20 18:21 | No | No | No | No | No | Standing | None | None | None | No | No | No |  |  | 2022-06-14 18:17 |  | rdixon5 | 2022-06-14 18:16 | rdixon5 | 2022-06-14 18:16 | No Photo Available | No Photo Available | http://data.mapchannels.com/dualmaps6/map.htm?lat=39.380512&lng=-84.452712
08 | BUTLER | BUT | RA | 09032 |  | 0.142 |  | SBUTRA09032**C | BUT-9032-0.142 | 39.3806 | -84.4521 | 2025-12-31 | Active |  |  |  | State | HL0000262 | 2020-01-20 18:27 |  | State | F2-4 | Conventional | No | [6 empty] | 1 |  |  |  | No |  | Yes | No | No | No |  | HPS | 1 | 200 |  |  | No |  | Cooper/Eaton |  | 480 L-N |  | No | No | No | No | No | [12 empty] | 2022-06-14 18:17 | NULL | 0 |  | mhurlow1 | 2018-04-30 17:01 | dturner | 2020-01-20 18:28 | No | No | No | No | No | Standing | None | None | None | No | No | No |  |  | 2022-06-14 18:17 |  | rdixon5 | 2022-06-14 18:16 | rdixon5 | 2022-06-14 18:16 | No Photo Available | No Photo Available | http://data.mapchannels.com/dualmaps6/map.htm?lat=39.380641&lng=-84.452085
08 | BUTLER | BUT | RA | 09032 |  | 0.175 |  | SBUTRA09032**C | BUT-9032-0.175 | 39.3808 | -84.4515 | 2025-12-31 | Active |  |  |  | State | HL0016401 | 2020-01-20 18:53 |  | State | F2-5 | Conventional | No | [6 empty] | 1 |  |  |  | No |  | Yes | No | No | No |  | HPS | 1 | 200 |  |  | No |  | American Electric Lighting (AEL) |  | 480 L-N |  | No | No | No | No | No | [12 empty] | 2022-06-14 18:17 | NULL | 0 |  | mhurlow1 | 2018-04-30 17:01 | dturner | 2020-01-20 18:55 | No | No | No | No | No | Standing | None | None | None | No | No | No |  |  | 2022-06-14 18:17 |  | rdixon5 | 2022-06-14 18:16 | rdixon5 | 2022-06-14 18:16 | No Photo Available | No Photo Available | http://data.mapchannels.com/dualmaps6/map.htm?lat=39.380778&lng=-84.451481
08 | BUTLER | BUT | RA | 09032 |  | 0.21 |  | SBUTRA09032**C | BUT-9032-0.210 | 39.3809 | -84.4509 | 2025-12-31 | Active |  |  |  | State | HL0002414 | 2020-01-20 19:02 |  | State | F2-6 | Conventional | No | [6 empty] | 1 |  |  |  | No |  | Yes | No | No | No |  | HPS | 1 | 200 |  |  | No |  | Cooper/Eaton |  | 480 L-N |  | No | No | No | No | No | [12 empty] | 2022-06-14 18:18 | NULL | 0 |  | mhurlow1 | 2018-04-30 17:02 | dturner | 2020-01-20 19:03 | No | No | No | No | No | Standing | None | None | None | No | No | No |  |  | 2022-06-14 18:18 |  | rdixon5 | 2022-06-14 18:17 | rdixon5 | 2022-06-14 18:17 | No Photo Available | No Photo Available | http://data.mapchannels.com/dualmaps6/map.htm?lat=39.380896&lng=-84.450864
08 | BUTLER | BUT | RA | 09032 |  | 0.244 |  | SBUTRA09032**C | BUT-9032-0.244 | 39.381 | -84.4502 | 2025-12-31 | Active |  |  |  | State | HL0021620 | 2020-01-20 19:09 |  | State | F2-7 | Conventional | No |  | AT | A |  |  |  | 1 |  |  |  | No | No | Yes | No | No | No |  | LED | 1 |  | 70 |  | No |  | Other |  | 480 L-N |  | No | No | No | No | No | [12 empty] | 2025-10-02 13:20 | NULL |  | 2025-10-02 13:20 | mhurlow1 | 2018-04-30 17:02 | jritchie2 | 2026-08-12 14:02 | No | No | No | No | No | Standing | None | None | None | No | No | No |  | No | 2025-10-02 13:20 | 2025-10-02 13:20 | csonner1 | 2025-10-02 13:20 | csonner1 | 2025-10-02 13:20 | No Photo Available | No Photo Available | http://data.mapchannels.com/dualmaps6/map.htm?lat=39.380979&lng=-84.450245
08 | BUTLER | BUT | RA | 09032 |  | 0.277 |  | SBUTRA09032**C | BUT-9032-0.277 | 39.381 | -84.4496 | 2025-12-31 | Active |  |  |  | State | HL0017157 | 2020-01-20 19:23 |  | State | F2-8 | Conventional | No |  | AT | A |  |  |  | 1 |  |  |  | No | No | Yes | No | No | No |  | LED | 1 |  | 70 |  | No |  | Cooper/Eaton |  | 480 L-N |  | No | No | No | No | No | [12 empty] | 2025-10-02 13:20 | NULL |  | 2025-10-02 13:20 | mhurlow1 | 2018-04-30 17:10 | jritchie2 | 2026-08-12 14:03 | No | No | No | No | No | Standing | None | None | None | No | No | No |  | No | 2025-10-02 13:20 | 2025-10-02 13:20 | csonner1 | 2025-10-02 13:21 | csonner1 | 2025-10-02 13:21 | No Photo Available | No Photo Available | http://data.mapchannels.com/dualmaps6/map.htm?lat=39.380982&lng=-84.449608
08 | BUTLER | BUT | RA | 09032 |  | 0.313 |  | SBUTRA09032**C | BUT-9032-0.313 | 39.381 | -84.449 | 2025-12-31 | Active | 1998-12-11 19:08 |  |  | State | HL0019166 | 2020-01-22 19:08 |  | State | F2-9 | Conventional | No |  | AT | A |  |  |  | 1 |  |  |  | No | No | No | No | No | No |  | LED | 1 |  | 70 |  | No |  | Cooper/Eaton |  | 480 L-N |  | No | No | No | No | No | [12 empty] | 2025-10-02 13:21 | NULL |  | 2025-10-02 13:21 | mhurlow1 | 2018-04-30 17:10 | jritchie2 | 2026-08-12 14:03 | No | No | No | No | No | Standing | None | None | None | No | No | No |  | No | 2025-10-02 13:21 | 2025-10-02 13:21 | csonner1 | 2025-10-02 13:21 | csonner1 | 2025-10-02 13:21 | No Photo Available | No Photo Available | http://data.mapchannels.com/dualmaps6/map.htm?lat=39.380966&lng=-84.448967
08 | BUTLER | BUT | RA | 09032 |  | 0.346 |  | SBUTRA09032**C | BUT-9032-0.346 | 39.3809 | -84.4483 | 2025-12-31 | Active |  |  |  | State | HL0015471 | 2020-01-22 19:10 |  | State | F2-10 | Conventional | No |  | AT | A |  |  |  | 1 |  |  |  | No | No | Yes | No | No | No |  | LED | 1 |  | 70 |  | No |  | Cooper/Eaton |  | 480 L-N |  | No | No | No | No | No | [12 empty] | 2025-10-02 13:21 | NULL |  | 2025-10-02 13:21 | mhurlow1 | 2018-04-30 17:10 | jritchie2 | 2026-08-12 14:04 | No | No | No | No | No | Standing | None | None | None | No | No | No |  | No | 2025-10-02 13:21 | 2025-10-02 13:21 | csonner1 | 2025-10-02 13:21 | csonner1 | 2025-10-02 13:21 | No Photo Available | No Photo Available | http://data.mapchannels.com/dualmaps6/map.htm?lat=39.380949&lng=-84.448336
08 | BUTLER | BUT | RA | 09032 |  | 0.381 |  | SBUTRA09032**C | BUT-9032-0.381 | 39.3809 | -84.4477 | 2025-12-31 | Active |  |  |  | State | HL0018275 | 2020-01-22 19:12 |  | State | F2-11 | Conventional | No |  | AT | A |  |  |  | 1 |  |  |  | No | No | No | No | No | No |  | LED | 1 |  | 70 |  | No |  | American Electric Lighting (AEL) |  | 480 L-N |  | No | No | No | No | No | [12 empty] | 2025-10-02 13:21 | NULL |  | 2025-10-02 13:21 | mhurlow1 | 2018-04-30 17:10 | jritchie2 | 2026-08-12 14:00 | No | No | No | No | No | Standing | None | None | None | No | No | No |  | No | 2025-10-02 13:21 | 2025-10-02 13:21 | csonner1 | 2025-10-02 13:22 | csonner1 | 2025-10-02 13:22 | No Photo Available | No Photo Available | http://data.mapchannels.com/dualmaps6/map.htm?lat=39.380929&lng=-84.447698
08 | BUTLER | BUT | RA | 09032 |  | 0.415 |  | SBUTRA09032**C | BUT-9032-0.415 | 39.3809 | -84.4471 | 2025-12-31 | Active |  |  |  | State | HL0019242 | 2020-01-22 19:14 |  | State | F2-12 | Conventional | No |  | AT | A |  |  |  | 1 |  |  |  | No | No | Yes | No | No | No |  | LED | 1 |  | 70 |  | No |  | Cooper/Eaton |  | 480 L-N |  | No | No | No | No | No | [12 empty] | 2025-10-02 13:22 | NULL |  | 2025-10-02 13:22 | mhurlow1 | 2018-04-30 17:10 | jritchie2 | 2026-08-12 13:59 | No | No | No | No | No | Standing | None | None | None | No | No | No |  | No | 2025-10-02 13:22 | 2025-10-02 13:22 | csonner1 | 2025-10-02 13:22 | csonner1 | 2025-10-02 13:22 | No Photo Available | No Photo Available | http://data.mapchannels.com/dualmaps6/map.htm?lat=39.380910&lng=-84.447054
08 | BUTLER | BUT | RA | 09033 |  | 0.023 |  | SBUTRA09033**C | BUT-9033-0.023 | 39.3826 | -84.4549 | 2025-12-31 | Active |  |  |  | State | HL0021972 | 2020-01-21 19:05 |  | State | E1-15 | Conventional | No |  | AT | A |  |  |  | 1 |  |  |  | No | No | Yes | No | No | No |  | LED | 1 |  | 70 |  | Yes |  | Cooper/Eaton |  | 480 L-N |  | No | No | No | No | No | [12 empty] | 2024-06-04 18:44 | NULL |  |  | mhurlow1 | 2018-04-30 16:57 | jritchie2 | 2026-08-12 14:09 | No | No | No | No | No | Standing | None | None | None | No | No | No |  |  | 2024-06-04 18:44 |  | ascott3 | 2024-06-04 18:44 | ascott3 | 2024-06-04 18:44 | No Photo Available | No Photo Available | http://data.mapchannels.com/dualmaps6/map.htm?lat=39.382645&lng=-84.454912
08 | BUTLER | BUT | RA | 09033 |  | 0.057 |  | SBUTRA09033**C | BUT-9033-0.057 | 39.3827 | -84.4556 | 2025-12-31 | Active |  |  |  | State | HL0002053 | 2020-01-21 19:07 |  | State | E1-14 | Conventional | No |  | AT | A |  |  |  | 1 |  |  |  | No | No | Yes | No | No | No |  | LED | 1 |  | 70 |  | Yes |  | Cooper/Eaton |  | 480 L-N |  | No | No | No | No | No | [12 empty] | 2024-06-04 18:47 | NULL |  |  | mhurlow1 | 2018-04-30 16:57 | jritchie2 | 2026-08-12 16:29 | No | No | No | No | No | Standing | None | None | None | No | No | No |  |  | 2024-06-04 18:47 |  | ascott3 | 2024-06-04 18:47 | ascott3 | 2024-06-04 18:47 | No Photo Available | No Photo Available | http://data.mapchannels.com/dualmaps6/map.htm?lat=39.382670&lng=-84.455563
08 | BUTLER | BUT | RA | 09033 |  | 0.092 |  | SBUTRA09033**C | BUT-9033-0.092 | 39.3826 | -84.4562 | 2025-12-31 | Active |  |  |  | State | HL0023705 | 2020-01-21 19:09 |  | State | E1-13 | Conventional | No |  | AT | A |  |  |  | 1 |  |  |  | No | No | Yes | No | No | No |  | LED | 1 |  | 70 |  | Yes |  | Cooper/Eaton |  | 480 L-N |  | No | No | No | No | No | [12 empty] | 2024-06-04 18:47 | NULL |  |  | mhurlow1 | 2018-04-30 16:57 | jritchie2 | 2026-08-12 16:29 | No | No | No | No | No | Standing | None | None | None | No | No | No |  |  | 2024-06-04 18:47 |  | ascott3 | 2024-06-04 18:47 | ascott3 | 2024-06-04 18:47 | No Photo Available | No Photo Available | http://data.mapchannels.com/dualmaps6/map.htm?lat=39.382616&lng=-84.456210
08 | BUTLER | BUT | RA | 09033 |  | 0.125 |  | SBUTRA09033**C | BUT-9033-0.125 | 39.3826 | -84.4568 | 2025-12-31 | Active |  |  |  | State | HL0004710 | 2020-01-21 19:11 |  | State | E1-12 | Conventional | No |  | AT | A |  |  |  | 1 |  |  |  | No | No | Yes | No | No | No |  | LED | 1 |  | 70 |  | Yes |  | Cooper/Eaton |  | 480 L-N |  | No | No | No | No | No | [12 empty] | 2024-06-04 18:48 | NULL |  |  | mhurlow1 | 2018-04-30 16:57 | jritchie2 | 2026-08-12 16:29 | No | No | No | No | No | Standing | None | None | None | No | No | No |  |  | 2024-06-04 18:48 |  | ascott3 | 2024-06-04 18:47 | ascott3 | 2024-06-04 18:47 | No Photo Available | No Photo Available | http://data.mapchannels.com/dualmaps6/map.htm?lat=39.382556&lng=-84.456824
08 | BUTLER | BUT | RA | 09033 |  | 0.16 |  | SBUTRA09033**C | BUT-9033-0.160 | 39.3825 | -84.4575 | 2025-12-31 | Active |  |  |  | State | HL0023878 | 2020-01-21 19:14 |  | State | E1-11 | Conventional | No |  | AT | A |  |  |  | 1 |  |  |  | No | No | Yes | No | No | No |  | LED | 1 |  | 70 |  | Yes |  | Cooper/Eaton |  | 480 L-N |  | No | No | No | No | No | [12 empty] | 2024-06-04 18:48 | NULL |  |  | mhurlow1 | 2018-04-30 16:55 | jritchie2 | 2026-08-12 16:28 | No | No | No | No | No | Standing | None | None | None | No | No | No |  |  | 2024-06-04 18:48 |  | ascott3 | 2024-06-04 18:48 | ascott3 | 2024-06-04 18:48 | No Photo Available | No Photo Available | http://data.mapchannels.com/dualmaps6/map.htm?lat=39.382473&lng=-84.457481
08 | BUTLER | BUT | RA | 09033 |  | 0.193 |  | SBUTRA09033**C | BUT-9033-0.193 | 39.3824 | -84.4581 | 2025-12-31 | Active |  |  |  | State | HL0012708 | 2020-01-21 19:16 |  | State | E1-10 | Conventional | No |  | AT | A |  |  |  | 1 |  |  |  | No | No | Yes | No | No | No |  | LED | 1 |  | 70 |  | Yes |  | Cooper/Eaton |  | 480 L-N |  | No | No | No | No | No | [12 empty] | 2024-06-04 18:48 | NULL |  |  | mhurlow1 | 2018-04-30 16:55 | jritchie2 | 2026-08-12 16:28 | No | No | No | No | No | Standing | None | None | None | No | No | No |  |  | 2024-06-04 18:48 |  | ascott3 | 2024-06-04 18:48 | ascott3 | 2024-06-04 18:48 | No Photo Available | No Photo Available | http://data.mapchannels.com/dualmaps6/map.htm?lat=39.382425&lng=-84.458093
08 | BUTLER | BUT | RA | 09033 |  | 0.228 |  | SBUTRA09033**C | BUT-9033-0.228 | 39.3824 | -84.4587 | 2025-12-31 | Active |  |  |  | State | HL0017284 | 2020-01-21 19:18 |  | State | E1-9 | Conventional | No |  | AT | A |  |  |  | 1 |  |  |  | No | No | Yes | No | No | No |  | LED | 1 |  | 70 |  | No |  | Other |  | 480 L-N |  | No | No | No | No | No | [12 empty] | 2024-06-04 18:49 | NULL |  |  | mhurlow1 | 2018-04-30 16:51 | jritchie2 | 2026-08-12 16:27 | No | No | No | No | No | Standing | None | None | None | No | No | No |  |  | 2024-06-04 18:49 |  | ascott3 | 2024-06-04 18:49 | ascott3 | 2024-06-04 18:49 | No Photo Available | No Photo Available | http://data.mapchannels.com/dualmaps6/map.htm?lat=39.382414&lng=-84.458724
08 | BUTLER | BUT | RA | 09033 |  | 0.263 |  | SBUTRA09033**C | BUT-9033-0.263 | 39.3824 | -84.4594 | 2025-12-31 | Active |  |  |  | State | HL0013878 | 2020-01-21 19:20 |  | State | E1-8 | Conventional | No | [6 empty] | 1 |  |  |  | No |  | Yes | No | No | No |  | HPS | 1 | 200 |  |  | No |  | Cooper/Eaton |  | 480 L-N |  | No | No | No | No | No | [12 empty] | 2024-06-04 18:49 | NULL | 0 |  | mhurlow1 | 2018-04-30 16:51 | dturner | 2020-01-21 19:21 | No | No | No | No | No | Standing | None | None | None | No | No | No |  |  | 2024-06-04 18:49 |  | ascott3 | 2024-06-04 18:49 | ascott3 | 2024-06-04 18:49 | No Photo Available | No Photo Available | http://data.mapchannels.com/dualmaps6/map.htm?lat=39.382440&lng=-84.459357
08 | BUTLER | BUT | RA | 09033 |  | 0.296 |  | SBUTRA09033**C | BUT-9033-0.296 | 39.3825 | -84.46 | 2025-12-31 | Active |  |  |  | State | HL0005781 | 2020-01-21 19:22 |  | State | E1-7 | Conventional | No | [6 empty] | 1 |  |  |  | No |  | Yes | No | No | No |  | HPS | 1 | 200 |  |  | No |  | Cooper/Eaton |  | 480 L-N |  | No | No | No | No | No | [12 empty] | 2024-06-04 18:49 | NULL | 0 |  | mhurlow1 | 2018-04-30 16:50 | dturner | 2020-01-21 19:23 | No | No | No | No | No | Standing | None | None | None | No | No | No |  |  | 2024-06-04 18:49 |  | ascott3 | 2024-06-04 18:49 | ascott3 | 2024-06-04 18:49 | No Photo Available | No Photo Available | http://data.mapchannels.com/dualmaps6/map.htm?lat=39.382505&lng=-84.459982
08 | BUTLER | BUT | RA | 09033 |  | 0.33 |  | SBUTRA09033**C | BUT-9033-0.330 | 39.3826 | -84.4606 | 2025-12-31 | Active |  |  |  | State | HL0008415 | 2020-01-21 19:24 |  | State | E1-6 | Conventional | No |  | AT | A |  |  |  | 1 |  |  |  | No | No | Yes | No | No | No |  | LED | 1 |  | 70 |  | No |  | American Electric Lighting (AEL) |  | 480 L-N |  | No | No | No | No | No | [12 empty] | 2024-06-04 16:45 | NULL |  |  | mhurlow1 | 2018-04-30 16:50 | jritchie2 | 2026-08-12 16:27 | No | No | No | No | No | Down | None | None | None | No | No | No | need a pole |  | 2024-06-04 16:45 |  | ascott3 | 2024-06-04 16:45 | ascott3 | 2024-06-04 16:45 | No Photo Available | https://collectorweb.dot.state.oh.us/arcgis/rest/services/HIGHWAY_LIGHTING/HighwayLighting_Reference/FeatureServer/7/468574/attachments/ | http://data.mapchannels.com/dualmaps6/map.htm?lat=39.382578&lng=-84.460617
08 | BUTLER | BUT | RA | 09033 |  | 0.365 |  | SBUTRA09033**C | BUT-9033-0.365 | 39.3826 | -84.4613 | 2025-12-31 | Active |  |  |  | State | HL0016435 | 2020-01-21 19:27 |  | State | E1-5 | Conventional | No |  | AT | A |  |  |  | 1 |  |  |  | No | No | Yes | No | No | No |  | LED | 1 |  | 70 |  | No |  | Cooper/Eaton |  | 480 L-N |  | No | No | No | No | No | [12 empty] | 2024-06-04 18:50 | NULL |  |  | mhurlow1 | 2018-04-30 16:50 | jritchie2 | 2026-08-12 16:26 | No | No | No | No | No | Standing | None | None | None | No | No | No |  |  | 2024-06-04 18:50 |  | ascott3 | 2024-06-04 18:50 | ascott3 | 2024-06-04 18:50 | No Photo Available | No Photo Available | http://data.mapchannels.com/dualmaps6/map.htm?lat=39.382611&lng=-84.461276
08 | BUTLER | BUT | RA | 09033 |  | 0.4 |  | SBUTRA09033**C | BUT-9033-0.400 | 39.3826 | -84.4619 | 2025-12-31 | Active |  |  |  | State | HL0024116 | 2020-01-21 19:29 |  | State | E1-4 | Conventional | No |  | AT | A |  |  |  | 1 |  |  |  | No | No | Yes | No | No | No |  | LED | 1 |  | 70 |  | No |  | Cooper/Eaton |  | 480 L-N |  | No | No | No | No | No | [12 empty] | 2024-06-04 18:50 | NULL |  |  | mhurlow1 | 2018-04-30 16:50 | jritchie2 | 2026-08-12 16:26 | No | No | No | No | No | Standing | None | None | None | No | No | No |  |  | 2024-06-04 18:50 |  | ascott3 | 2024-06-04 18:50 | ascott3 | 2024-06-04 18:50 | No Photo Available | No Photo Available | http://data.mapchannels.com/dualmaps6/map.htm?lat=39.382642&lng=-84.461918
08 | BUTLER | BUT | RA | 09033 |  | 0.436 |  | SBUTRA09033**C | BUT-9033-0.436 | 39.3827 | -84.4626 | 2025-12-31 | Active |  |  |  | State | HL0018955 | 2020-01-21 19:31 |  | State | E1-3 | Conventional | No |  | AT | A |  |  |  | 1 |  |  |  | No | No | Yes | No | No | No |  | LED | 1 |  | 70 | 8,500 - 11,999 | No |  | Cooper/Eaton |  | 480 L-N |  | No | No | No | No | No | [12 empty] | 2024-06-04 18:50 | NULL |  |  | mhurlow1 | 2018-04-30 16:49 | jritchie2 | 2026-08-12 16:25 | No | No | No | No | No | Standing | None | None | None | No | No | No |  |  | 2024-06-04 18:50 |  | ascott3 | 2024-06-04 18:50 | ascott3 | 2024-06-04 18:50 | No Photo Available | No Photo Available | http://data.mapchannels.com/dualmaps6/map.htm?lat=39.382654&lng=-84.462598
08 | BUTLER | BUT | RA | 09034 |  | 0.016 |  | SBUTRA09034**C | BUT-9034-0.016 | 39.3814 | -84.4482 | 2025-12-31 | Active |  |  |  | State | HL0023608 | 2020-01-20 15:57 |  | State | E2-12 | Conventional | No |  | AT | A |  |  |  | 1 |  |  |  | No | No | Yes | No | No | No |  | LED | 1 |  | 70 |  | No |  | American Electric Lighting (AEL) |  | 480 L-N |  | No | No | No | No | No | [12 empty] | 2025-10-02 13:31 | NULL |  | 2025-10-02 13:31 | mhurlow1 | 2018-04-30 17:10 | jritchie2 | 2026-08-12 14:01 | No | No | No | No | No | Standing | None | None | None | No | No | No |  | No | 2025-10-02 13:31 | 2025-10-02 13:31 | csonner1 | 2025-10-02 13:31 | csonner1 | 2025-10-02 13:31 | No Photo Available | No Photo Available | http://data.mapchannels.com/dualmaps6/map.htm?lat=39.381385&lng=-84.448226
08 | BUTLER | BUT | RA | 09034 |  | 0.049 |  | SBUTRA09034**C | BUT-9034-0.049 | 39.3814 | -84.4488 | 2025-12-31 | Active |  |  |  | State | HL0001077 | 2020-01-20 16:06 |  | State | E2-11 | Conventional | No |  | AT | A |  |  |  | 1 |  |  |  | No | No | Yes | No | No | No |  | LED | 1 |  | 70 |  | No |  | American Electric Lighting (AEL) |  | 480 L-N |  | No | No | No | No | No | [12 empty] | 2025-10-02 13:31 | NULL |  | 2025-10-02 13:31 | mhurlow1 | 2018-04-30 17:10 | jritchie2 | 2026-08-12 14:01 | No | No | No | No | No | Standing | None | None | None | No | No | No |  | No | 2025-10-02 13:31 | 2025-10-02 13:31 | csonner1 | 2025-10-02 13:31 | csonner1 | 2025-10-02 13:31 | No Photo Available | No Photo Available | http://data.mapchannels.com/dualmaps6/map.htm?lat=39.381434&lng=-84.448843
08 | BUTLER | BUT | RA | 09034 |  | 0.084 |  | SBUTRA09034**C | BUT-9034-0.084 | 39.3815 | -84.4495 | 2025-12-31 | Active |  |  |  | State | HL0019884 | 2020-01-20 16:15 |  | State | E2-10 | Conventional | No |  | AT | A |  |  |  | 1 |  |  |  | No | No | Yes | No | No | No |  | LED | 1 |  | 70 |  | No |  | Cooper/Eaton |  | 480 L-N |  | No | No | No | No | No | [12 empty] | 2025-10-02 13:32 | NULL |  | 2025-10-02 13:32 | mhurlow1 | 2018-04-30 17:10 | jritchie2 | 2026-08-12 14:02 | No | No | No | No | No | Standing | None | None | None | No | No | No |  | No | 2025-10-02 13:32 | 2025-10-02 13:32 | csonner1 | 2025-10-02 13:32 | csonner1 | 2025-10-02 13:32 | No Photo Available | No Photo Available | http://data.mapchannels.com/dualmaps6/map.htm?lat=39.381470&lng=-84.449492
08 | BUTLER | BUT | RA | 09034 |  | 0.118 |  | SBUTRA09034**C | BUT-9034-0.118 | 39.3815 | -84.4501 | 2025-12-31 | Active |  |  |  | State | HL0006175 | 2020-01-20 16:22 |  | State | E2-9 | Conventional | No |  | AT | A |  |  |  | 1 |  |  |  | No | No | Yes | No | No | No |  | LED | 1 |  | 70 |  | No |  | Cooper/Eaton |  | 480 L-N |  | No | No | No | No | No | [12 empty] | 2025-10-02 13:32 | NULL |  | 2025-10-02 13:32 | mhurlow1 | 2018-04-30 17:10 | jritchie2 | 2026-08-12 14:02 | No | No | No | No | No | Standing | None | None | None | No | No | No |  | No | 2025-10-02 13:32 | 2025-10-02 13:32 | csonner1 | 2025-10-02 13:32 | csonner1 | 2025-10-02 13:32 | No Photo Available | No Photo Available | http://data.mapchannels.com/dualmaps6/map.htm?lat=39.381526&lng=-84.450123
08 | BUTLER | BUT | RA | 09034 |  | 0.145 |  | SBUTRA09034**C | BUT-9034-0.145 | 39.3816 | -84.4506 | 2025-12-31 | Active |  |  |  | State | HL0016025 | 2020-01-20 16:30 |  | State | E2-8 | Conventional | No | [6 empty] | 1 |  |  |  | No |  | Yes | No | No | No |  | HPS | 1 | 200 |  |  | No |  | GE |  | 480 L-N |  | No | No | No | No | No | [12 empty] | 2025-10-02 13:32 | NULL | 0 | 2025-10-02 13:32 | mhurlow1 | 2018-04-30 17:10 | dturner | 2020-01-20 16:31 | No | No | No | No | No | Standing | None | None | None | No | No | No |  | No | 2025-10-02 13:32 | 2025-10-02 13:32 | csonner1 | 2025-10-02 13:33 | csonner1 | 2025-10-02 13:33 | No Photo Available | No Photo Available | http://data.mapchannels.com/dualmaps6/map.htm?lat=39.381586&lng=-84.450613
08 | BUTLER | BUT | RA | 09034 |  | 0.172 |  | SBUTRA09034**C | BUT-9034-0.172 | 39.3815 | -84.4511 | 2025-12-31 | Active |  |  |  | State | HL0020896 | 2020-01-22 19:17 |  | State | E2-14 | Low Mast | No | [10 empty] | No |  | Yes | No | No | No |  | HPS | 1 | 400 |  |  | No |  | Other |  | 480 L-N |  | No | No | No | No | No | [12 empty] | 2025-09-30 17:14 | NULL | 0 | 2025-09-30 17:14 | mhurlow1 | 2018-04-30 17:03 | dturner | 2020-01-22 19:19 | No | No | No | No | No | Standing | None | None | None | No | No | No |  | No | 2025-09-30 17:14 | 2025-09-30 17:14 | csonner1 | 2025-09-30 17:14 | csonner1 | 2025-09-30 17:14 | No Photo Available | No Photo Available | http://data.mapchannels.com/dualmaps6/map.htm?lat=39.381516&lng=-84.451143
08 | BUTLER | BUT | RA | 09034 |  | 0.182 |  | SBUTRA09034**C | BUT-9034-0.182 | 39.3817 | -84.4513 | 2025-12-31 | Active |  |  |  | State | HL0022960 | 2020-01-20 16:39 |  | State | E2-7 | Conventional | No | [6 empty] | 1 |  |  |  | No |  | Yes | No | No | No |  | HPS | 1 | 200 |  |  | No |  | American Electric Lighting (AEL) |  | 480 L-N |  | No | No | No | No | No | [12 empty] | 2025-10-02 13:33 | NULL | 0 | 2025-10-02 13:33 | mhurlow1 | 2018-04-30 17:09 | dturner | 2020-01-20 16:40 | No | No | No | No | No | Standing | None | None | None | No | No | No |  | No | 2025-10-02 13:33 | 2025-10-02 13:33 | csonner1 | 2025-10-02 13:33 | csonner1 | 2025-10-02 13:33 | No Photo Available | No Photo Available | http://data.mapchannels.com/dualmaps6/map.htm?lat=39.381669&lng=-84.451292
08 | BUTLER | BUT | RA | 09034 |  | 0.212 |  | SBUTRA09034**C | BUT-9034-0.212 | 39.3818 | -84.4518 | 2025-12-31 | Active |  |  |  | State | HL0021709 | 2020-01-20 16:47 |  | State | E2-6 | Conventional | No |  | AT | A |  |  |  | 1 |  |  |  | No | No | Yes | No | No | No |  | LED | 1 |  | 70 |  | No |  | Cooper/Eaton |  | 480 L-N |  | No | No | No | No | No | [12 empty] | 2025-10-02 13:34 | NULL |  | 2025-10-02 13:34 | mhurlow1 | 2018-04-30 17:09 | jritchie2 | 2026-08-12 14:05 | No | No | No | No | No | Standing | None | None | None | No | No | No |  | No | 2025-10-02 13:34 | 2025-10-02 13:34 | csonner1 | 2025-10-02 13:35 | csonner1 | 2025-10-02 13:35 | No Photo Available | No Photo Available | http://data.mapchannels.com/dualmaps6/map.htm?lat=39.381808&lng=-84.451799
08 | BUTLER | BUT | RA | 09034 |  | 0.244 |  | SBUTRA09034**C | BUT-9034-0.244 | 39.382 | -84.4524 | 2025-12-31 | Active |  |  |  | State | HL0009205 | 2020-01-20 16:56 |  | State | E2-5 | Conventional | No |  | AT | A |  |  |  | 1 |  |  |  | No | No | Yes | No | No | No |  | LED | 1 |  | 70 |  | No |  | Other |  | 480 L-N |  | No | No | No | No | No | [12 empty] | 2025-10-02 13:36 | NULL |  | 2025-10-02 13:36 | mhurlow1 | 2018-04-30 17:09 | jritchie2 | 2026-08-12 14:06 | No | No | No | No | No | Standing | None | None | None | No | No | No |  | No | 2025-10-02 13:36 | 2025-10-02 13:36 | csonner1 | 2025-10-02 13:36 | csonner1 | 2025-10-02 13:36 | No Photo Available | No Photo Available | http://data.mapchannels.com/dualmaps6/map.htm?lat=39.381984&lng=-84.452365
08 | BUTLER | BUT | RA | 09034 |  | 0.276 |  | SBUTRA09034**C | BUT-9034-0.276 | 39.3822 | -84.4529 | 2025-12-31 | Active |  |  |  | State | HL0017889 | 2020-01-20 17:07 |  | State | E2-4 | Conventional | No |  | AT | A |  |  |  | 1 |  |  |  | No | No | Yes | No | No | No |  | LED | 1 |  | 70 |  | No |  | Other |  | 480 L-N |  | No | No | No | No | No | [12 empty] | 2025-10-02 13:36 | NULL |  | 2025-10-02 13:36 | mhurlow1 | 2018-04-30 17:09 | jritchie2 | 2026-08-12 14:06 | No | No | No | No | No | Standing | None | None | None | No | No | No |  | No | 2025-10-02 13:36 | 2025-10-02 13:36 | csonner1 | 2025-10-02 13:36 | csonner1 | 2025-10-02 13:36 | No Photo Available | No Photo Available | http://data.mapchannels.com/dualmaps6/map.htm?lat=39.382160&lng=-84.452904
08 | BUTLER | BUT | RA | 09034 |  | 0.306 |  | SBUTRA09034**C | BUT-9034-0.306 | 39.3823 | -84.4534 | 2025-12-31 | Active | 1993-08-20 16:17 |  |  | State | HL0023224 | 2020-01-20 17:17 |  | State | E2-3 | Conventional | No |  | AT | A |  |  |  | 1 |  |  |  | No | No | Yes | No | No | No |  | LED | 1 |  | 70 |  | No |  | American Electric Lighting (AEL) |  | 480 L-N |  | No | No | No | No | No | [12 empty] | 2025-10-02 13:37 | NULL |  | 2025-10-02 13:37 | mhurlow1 | 2018-04-30 17:09 | jritchie2 | 2026-08-12 14:07 | No | No | No | Yes | No | Standing | None | None | None | No | No | No | Nuts need tightened up | Yes | 2025-10-02 13:37 | 2025-10-02 13:37 | csonner1 | 2025-10-02 13:38 | csonner1 | 2025-10-02 13:38 | No Photo Available | No Photo Available | http://data.mapchannels.com/dualmaps6/map.htm?lat=39.382338&lng=-84.453432
08 | BUTLER | BUT | RA | 09034 |  | 0.338 |  | SBUTRA09034**C | BUT-9034-0.338 | 39.3825 | -84.454 | 2025-12-31 | Active |  |  |  | State | HL0010496 | 2020-01-20 17:27 |  | State | E2-2 | Conventional | No |  | AT | A |  |  |  | 1 |  |  |  | No | No | No | No | No | No |  | LED | 1 |  | 70 |  | No |  | Other |  | 480 L-N |  | No | No | No | No | No | [12 empty] | 2025-10-02 13:38 | NULL |  | 2025-10-02 13:38 | mhurlow1 | 2018-04-30 17:08 | jritchie2 | 2026-08-12 14:07 | No | No | No | No | No | Standing | None | None | None | No | No | No |  | No | 2025-10-02 13:38 | 2025-10-02 13:38 | csonner1 | 2025-10-02 13:39 | csonner1 | 2025-10-02 13:39 | No Photo Available | No Photo Available | http://data.mapchannels.com/dualmaps6/map.htm?lat=39.382533&lng=-84.453966
08 | BUTLER | BUT | RA | 09035 |  | 0.014 |  | SBUTRA09035**C | BUT-9035-0.014 | 39.3821 | -84.4602 | 2025-12-31 | Active |  |  |  | State | HL0019851 | 2020-01-21 19:41 |  | State | F1-2 | Conventional | No |  | AT | A |  |  |  | 1 |  |  |  | No | No | Yes | No | No | No |  | LED | 1 |  | 70 |  | No |  | Cooper/Eaton |  | 480 L-N |  | No | No | No | No | No | [12 empty] | 2024-06-04 18:53 | NULL |  |  | mhurlow1 | 2018-04-30 16:50 | jritchie2 | 2026-08-12 16:38 | No | No | No | No | No | Standing | None | None | None | No | No | No |  |  | 2024-06-04 18:53 |  | ascott3 | 2024-06-04 18:53 | ascott3 | 2024-06-04 18:53 | No Photo Available | No Photo Available | http://data.mapchannels.com/dualmaps6/map.htm?lat=39.382053&lng=-84.460191
08 | BUTLER | BUT | RA | 09035 |  | 0.048 |  | SBUTRA09035**C | BUT-9035-0.048 | 39.382 | -84.4596 | 2025-12-31 | Active |  |  |  | State | HL0008080 | 2020-01-21 19:43 |  | State | F1-3 | Conventional | No | [6 empty] | 1 | [5 empty] | Yes | No | No | No |  | HPS | 1 | 200 |  |  | No |  | Cooper/Eaton |  | 480 L-N |  | No | No | No | No | No | [12 empty] | 2024-06-04 18:54 | NULL | 0 |  | mhurlow1 | 2018-04-30 16:51 | dturner | 2020-01-21 19:45 | No | No | No | No | No | Standing | None | None | None | No | No | No |  |  | 2024-06-04 18:54 |  | ascott3 | 2024-06-04 18:53 | ascott3 | 2024-06-04 18:53 | No Photo Available | No Photo Available | http://data.mapchannels.com/dualmaps6/map.htm?lat=39.381958&lng=-84.459587
08 | BUTLER | BUT | RA | 09035 |  | 0.081 |  | SBUTRA09035**C | BUT-9035-0.081 | 39.3818 | -84.459 | 2025-12-31 | Active |  |  |  | State | HL0013954 | 2020-01-21 19:46 |  | State | F1-4 | Conventional | No | [6 empty] | 1 |  |  |  | No |  | Yes | No | No | No |  | HPS | 1 | 200 |  |  | No |  | GE |  | 480 L-N |  | No | No | No | No | No | [12 empty] | 2024-06-04 18:54 | NULL | 0 |  | mhurlow1 | 2018-04-30 16:51 | dturner | 2020-01-21 19:47 | No | No | No | No | No | Standing | None | None | None | No | No | No |  |  | 2024-06-04 18:54 |  | ascott3 | 2024-06-04 18:54 | ascott3 | 2024-06-04 18:54 | No Photo Available | No Photo Available | http://data.mapchannels.com/dualmaps6/map.htm?lat=39.381840&lng=-84.458980
08 | BUTLER | BUT | RA | 09035 |  | 0.112 |  | SBUTRA09035**C | BUT-9035-0.112 | 39.3817 | -84.4584 | 2025-12-31 | Active |  |  |  | State | HL0017858 | 2020-01-21 19:48 |  | State | F1-5 | Conventional | No | [6 empty] | 1 |  |  |  | No |  | Yes | No | No | No |  | HPS | 1 | 200 |  |  | No |  | Cooper/Eaton |  | 480 L-N |  | No | No | No | No | No | [12 empty] | 2024-06-04 18:54 | NULL | 0 |  | mhurlow1 | 2018-04-30 16:51 | dturner | 2020-01-21 19:50 | No | No | No | No | No | Standing | None | None | None | No | No | No |  |  | 2024-06-04 18:54 |  | ascott3 | 2024-06-04 18:54 | ascott3 | 2024-06-04 18:54 | No Photo Available | No Photo Available | http://data.mapchannels.com/dualmaps6/map.htm?lat=39.381705&lng=-84.458425
08 | BUTLER | BUT | RA | 09035 |  | 0.14 |  | SBUTRA09035**C | BUT-9035-0.140 | 39.3816 | -84.4579 | 2025-12-31 | Active |  |  |  | State | HL0000195 | 2020-01-21 19:50 |  | State | F1-6 | Conventional | No | [6 empty] | 1 |  |  |  | No |  | Yes | No | No | No |  | HPS | 1 | 200 |  |  | No |  | Other |  | 480 L-N |  | No | No | No | No | No | [12 empty] | 2024-06-04 18:54 | NULL | 0 |  | mhurlow1 | 2018-04-30 16:51 | dturner | 2020-01-21 19:52 | No | No | No | No | No | Standing | None | None | None | No | No | No |  |  | 2024-06-04 18:54 |  | ascott3 | 2024-06-04 18:54 | ascott3 | 2024-06-04 18:54 | No Photo Available | No Photo Available | http://data.mapchannels.com/dualmaps6/map.htm?lat=39.381558&lng=-84.457946
08 | BUTLER | BUT | RA | 09035 |  | 0.178 |  | SBUTRA09035**C | BUT-9035-0.178 | 39.3813 | -84.4573 | 2025-12-31 | Active |  |  |  | State | HL0007439 | 2020-01-21 19:53 |  | State | F1-7 | Conventional | No | [6 empty] | 1 |  |  |  | No |  | Yes | No | No | No |  | HPS | 1 | 400 |  |  | Yes |  | Cooper/Eaton |  | 480 L-N |  | No | No | No | No | No | [12 empty] | 2024-06-04 18:55 | NULL | 0 |  | mhurlow1 | 2018-04-30 16:57 | dturner | 2020-01-21 19:54 | No | No | No | No | No | Standing | None | None | None | No | No | No |  |  | 2024-06-04 18:55 |  | ascott3 | 2024-06-04 18:55 | ascott3 | 2024-06-04 18:55 | No Photo Available | No Photo Available | http://data.mapchannels.com/dualmaps6/map.htm?lat=39.381322&lng=-84.457316
08 | BUTLER | BUT | RA | 09035 |  | 0.209 |  | SBUTRA09035**C | BUT-9035-0.209 | 39.3811 | -84.4568 | 2025-12-31 | Active |  |  |  | State | HL0017902 | 2020-01-21 19:55 |  | State | F1-8 | Conventional | No | [6 empty] | 1 |  |  |  | No |  | Yes | No | No | No |  | HPS | 1 | 400 |  |  | Yes |  | Cooper/Eaton |  | 480 L-N |  | No | No | No | No | No | [12 empty] | 2024-06-04 18:55 | NULL | 0 |  | mhurlow1 | 2018-04-30 16:58 | dturner | 2020-01-21 19:56 | No | No | No | No | No | Standing | None | None | None | No | No | No |  |  | 2024-06-04 18:55 |  | ascott3 | 2024-06-04 18:55 | ascott3 | 2024-06-04 18:55 | No Photo Available | No Photo Available | http://data.mapchannels.com/dualmaps6/map.htm?lat=39.381111&lng=-84.456811
08 | BUTLER | BUT | RA | 09035 |  | 0.239 |  | SBUTRA09035**C | BUT-9035-0.239 | 39.3809 | -84.4563 | 2025-12-31 | Active |  |  |  | State | HL0011864 | 2020-01-21 19:57 |  | State | F1-9 | Conventional | No | [6 empty] | 1 |  |  |  | No |  | Yes | No | No | No |  | HPS | 1 | 310 |  |  | Yes |  | Cooper/Eaton |  | 480 L-N |  | No | No | No | No | No | [12 empty] | 2024-06-04 18:55 | NULL | 0 |  | mhurlow1 | 2018-04-30 16:58 | dturner | 2020-01-21 19:58 | No | No | No | No | No | Standing | None | None | None | No | No | No |  |  | 2024-06-04 18:55 |  | ascott3 | 2024-06-04 18:55 | ascott3 | 2024-06-04 18:55 | No Photo Available | No Photo Available | http://data.mapchannels.com/dualmaps6/map.htm?lat=39.380895&lng=-84.456315
08 | BUTLER | BUT | RA | 09035 |  | 0.271 |  | SBUTRA09035**C | BUT-9035-0.271 | 39.3807 | -84.4558 | 2025-12-31 | Active |  |  |  | State | HL0011365 | 2020-01-21 19:59 |  | State | F1-10 | Conventional | No | [6 empty] | 1 |  |  |  | No |  | Yes | No | No | No |  | HPS | 1 | 310 |  |  | Yes |  | Cooper/Eaton |  | 480 L-N |  | No | No | No | No | No | [12 empty] | 2024-06-04 18:55 | NULL | 0 |  | mhurlow1 | 2018-04-30 16:59 | dturner | 2020-01-21 20:00 | No | No | No | No | No | Standing | None | None | None | No | No | No |  |  | 2024-06-04 18:55 |  | ascott3 | 2024-06-04 18:55 | ascott3 | 2024-06-04 18:55 | No Photo Available | No Photo Available | http://data.mapchannels.com/dualmaps6/map.htm?lat=39.380683&lng=-84.455786
08 | BUTLER | BUT | RA | 09035 |  | 0.302 |  | SBUTRA09035**C | BUT-9035-0.302 | 39.3805 | -84.4552 | 2025-12-31 | Active |  |  |  | State | HL0013586 | 2020-01-21 20:01 |  | State | F1-11 | Conventional | No | [6 empty] | 1 |  |  |  | No |  | Yes | No | No | No |  | HPS | 1 | 200 |  |  | Yes |  | Cooper/Eaton |  | 480 L-N |  | No | No | No | No | No | [12 empty] | 2024-06-04 18:56 | NULL | 0 |  | mhurlow1 | 2018-04-30 16:59 | dturner | 2020-01-21 20:02 | No | No | No | No | No | Standing | None | None | None | No | No | No |  |  | 2024-06-04 18:56 |  | ascott3 | 2024-06-04 18:56 | ascott3 | 2024-06-04 18:56 | No Photo Available | No Photo Available | http://data.mapchannels.com/dualmaps6/map.htm?lat=39.380548&lng=-84.455223
08 | BUTLER | BUT | RA | 09036 |  | 0.011 |  | SBUTRA09036**C | BUT-9036-0.011 | 39.3741 | -84.3886 | 2025-12-31 | Active |  |  |  | State | HL0024641 | 2020-01-17 15:07 |  | State | B1-2 | Conventional | No |  | AT | A |  |  |  | 1 |  |  |  | No | No | Yes | No | No | No |  | LED | 1 |  | 70 |  | No |  | Cooper/Eaton |  | 480 L-N |  | No | No | No | No | No | [12 empty] | 2025-04-24 17:33 | NULL |  | 2025-04-24 17:33 | mhurlow1 | 2018-04-30 17:17 | jritchie2 | 2026-08-11 16:04 | No | No | No | No | No | Standing | None | None | None | No | No | No |  | No | 2025-04-24 17:33 | 2025-04-24 17:33 | ascott3 | 2025-04-24 17:33 | ascott3 | 2025-04-24 17:33 | No Photo Available | https://collectorweb.dot.state.oh.us/arcgis/rest/services/HIGHWAY_LIGHTING/HighwayLighting_Reference/FeatureServer/7/542006/attachments/ | http://data.mapchannels.com/dualmaps6/map.htm?lat=39.374091&lng=-84.388564
08 | BUTLER | BUT | RA | 09036 |  | 0.042 |  | SBUTRA09036**C | BUT-9036-0.042 | 39.3741 | -84.388 | 2025-12-31 | Active |  |  |  | State | HL0026378 | 2020-01-17 15:23 |  | State | B1-3 | Conventional | No |  | AT | A |  |  |  | 1 |  |  |  | No | No | Yes | No | No | No |  | LED | 1 |  | 70 |  | No |  | American Electric Lighting (AEL) |  | 480 L-N |  | No | No | No | No | No | [12 empty] | 2025-04-24 17:35 | NULL |  | 2025-04-24 17:35 | mhurlow1 | 2018-04-30 17:17 | jritchie2 | 2026-08-11 16:05 | No | No | No | No | No | Standing | None | None | None | No | No | No |  | No | 2025-04-24 17:35 | 2025-04-24 17:35 | ascott3 | 2025-04-24 17:36 | ascott3 | 2025-04-24 17:36 | No Photo Available | https://collectorweb.dot.state.oh.us/arcgis/rest/services/HIGHWAY_LIGHTING/HighwayLighting_Reference/FeatureServer/7/542805/attachments/ | http://data.mapchannels.com/dualmaps6/map.htm?lat=39.374068&lng=-84.387987
08 | BUTLER | BUT | RA | 09036 |  | 0.074 |  | SBUTRA09036**C | BUT-9036-0.074 | 39.374 | -84.3874 | 2025-12-31 | Active |  |  |  | State | HL0013802 | 2020-01-17 15:38 |  | State | B1-4 | Conventional | No |  | AT | A |  |  |  | 1 |  |  |  | No |  | Yes | No | No | No |  | LED | 1 |  | 70 |  | No |  | Other |  | 480 L-N |  | No | No | No | No | No | [12 empty] | 2025-04-24 17:37 | NULL |  | 2025-04-24 17:37 | mhurlow1 | 2018-04-30 17:17 | jritchie2 | 2026-08-11 16:05 | No | No | No | No | No | Standing | None | None | None | No | No | No |  | No | 2025-04-24 17:37 | 2025-04-24 17:37 | ascott3 | 2025-04-24 17:38 | ascott3 | 2025-04-24 17:38 | No Photo Available | https://collectorweb.dot.state.oh.us/arcgis/rest/services/HIGHWAY_LIGHTING/HighwayLighting_Reference/FeatureServer/7/542806/attachments/ | http://data.mapchannels.com/dualmaps6/map.htm?lat=39.374047&lng=-84.387408
08 | BUTLER | BUT | RA | 09036 |  | 0.105 |  | SBUTRA09036**C | BUT-9036-0.105 | 39.374 | -84.3868 | 2025-12-31 | Active |  |  |  | State | HL0018398 | 2020-01-17 15:53 |  | State | B1-5 | Conventional | No |  | AT | A |  |  |  | 1 |  |  |  | No | No | Yes | No | No | No |  | LED | 1 |  | 70 |  | No |  | Other |  | 480 L-N |  | No | No | No | No | No | [12 empty] | 2025-04-24 17:40 | NULL |  | 2025-04-24 17:40 | mhurlow1 | 2018-04-30 17:17 | jritchie2 | 2026-08-11 16:06 | No | No | No | No | No | Standing | None | None | None | No | No | No |  | No | 2025-04-24 17:40 | 2025-04-24 17:40 | ascott3 | 2025-04-24 17:40 | ascott3 | 2025-04-24 17:40 | No Photo Available | https://collectorweb.dot.state.oh.us/arcgis/rest/services/HIGHWAY_LIGHTING/HighwayLighting_Reference/FeatureServer/7/541205/attachments/ | http://data.mapchannels.com/dualmaps6/map.htm?lat=39.374016&lng=-84.386823
08 | BUTLER | BUT | RA | 09036 |  | 0.136 |  | SBUTRA09036**C | BUT-9036-0.136 | 39.3739 | -84.3863 | 2025-12-31 | Active |  |  |  | State | HL0003772 | 2020-01-17 16:06 |  | State | B1-6 | Conventional | No |  | AT | A |  |  |  | 1 |  |  |  | No | No | Yes | No | No | No |  | LED | 1 |  | 70 |  | No |  | Other |  | 480 L-N |  | No | No | No | No | No | [12 empty] | 2025-04-24 17:42 | NULL |  | 2025-04-24 17:42 | mhurlow1 | 2018-04-30 17:18 | jritchie2 | 2026-08-11 16:06 | No | No | No | No | No | Standing | None | None | None | No | No | No |  | No | 2025-04-24 17:42 | 2025-04-24 17:42 | ascott3 | 2025-04-24 17:42 | ascott3 | 2025-04-24 17:42 | No Photo Available | https://collectorweb.dot.state.oh.us/arcgis/rest/services/HIGHWAY_LIGHTING/HighwayLighting_Reference/FeatureServer/7/540403/attachments/ | http://data.mapchannels.com/dualmaps6/map.htm?lat=39.373946&lng=-84.386268
08 | BUTLER | BUT | RA | 09036 |  | 0.174 |  | SBUTRA09036**C | BUT-9036-0.174 | 39.3738 | -84.3856 | 2025-12-31 | Active |  |  |  | State | HL0004638 | 2020-01-17 16:20 |  | State | B1-7 | Conventional | No |  | AT | A |  |  |  | 1 |  |  |  | No | No | Yes | No | No | No |  | LED | 1 |  | 70 |  | No |  | GE |  | 480 L-N |  | No | No | No | No | No | [12 empty] | 2021-05-13 14:57 | NULL |  |  | mhurlow1 | 2018-04-30 17:18 | jritchie2 | 2026-08-11 16:07 | No | No | No | No | No | Standing | None | None | None | No | Yes | No |  |  | 2021-05-13 14:57 |  | jhudson | 2021-05-13 14:56 | jhudson | 2021-05-13 14:56 | No Photo Available | No Photo Available | http://data.mapchannels.com/dualmaps6/map.htm?lat=39.373848&lng=-84.385573
08 | BUTLER | BUT | RA | 09036 |  | 0.205 |  | SBUTRA09036**C | BUT-9036-0.205 | 39.3737 | -84.385 | 2025-12-31 | Active |  |  |  | State | HL0006665 | 2020-01-17 16:34 |  | State | B1-8 | Conventional | No | [6 empty] | 1 |  |  |  | No |  | Yes | No | No | No |  | HPS | 1 | 200 |  |  | No |  | American Electric Lighting (AEL) |  | 480 L-N |  | No | No | No | No | No | [12 empty] | 2026-08-06 13:43 | NULL | 0 | 2026-08-06 13:43 | mhurlow1 | 2018-04-30 17:18 | dturner | 2020-01-17 16:36 | No | No | No | No | No | Standing | None | None | None | No | No | No | Reset pole new led fixture, t-base and ktk fuse,100' wire,2 kit | No | 2026-08-06 13:43 | 2026-08-06 13:43 | ascott3 | 2026-08-06 13:44 | ascott3 | 2026-08-06 13:46 | No Photo Available | No Photo Available | http://data.mapchannels.com/dualmaps6/map.htm?lat=39.373726&lng=-84.385021
08 | BUTLER | BUT | RA | 09036 |  | 0.228 |  | SBUTRA09036**C | BUT-9036-0.228 | 39.3736 | -84.3846 | 2025-12-31 | Active |  |  |  | State | HL0015344 | 2020-01-17 16:46 |  | State | B1-9 | Conventional | No |  | AT | A |  |  |  | 1 |  |  |  | No | No | No | No | No | No |  | LED | 1 |  | 70 |  | No |  | American Electric Lighting (AEL) |  | 480 L-N |  | No | No | No | No | No | [12 empty] | 2021-05-13 15:15 | NULL |  |  | mhurlow1 | 2018-04-30 17:19 | jritchie2 | 2026-08-11 16:08 | No | No | No | No | No | Standing | None | None | None | No | No | No |  |  | 2021-05-13 15:15 |  | jhudson | 2021-05-13 15:15 | jhudson | 2021-05-13 15:15 | No Photo Available | No Photo Available | http://data.mapchannels.com/dualmaps6/map.htm?lat=39.373593&lng=-84.384608
08 | BUTLER | BUT | RA | 09036 |  | 0.261 |  | SBUTRA09036**C | BUT-9036-0.261 | 39.3734 | -84.3841 | 2025-12-31 | Active |  |  |  | State | HL0023572 | 2020-01-17 16:58 |  | State | B1-10 | Conventional | No |  | AT | A |  |  |  | 1 |  |  |  | No | No | Yes | No | No | No |  | LED | 1 |  | 70 |  | No |  | Other |  | 480 L-N |  | No | No | No | No | No | [12 empty] | 2021-05-13 15:16 | NULL |  |  | mhurlow1 | 2018-04-30 17:19 | jritchie2 | 2026-08-11 16:09 | No | No | No | No | No | Standing | None | None | None | No | No | No |  |  | 2021-05-13 15:16 |  | jhudson | 2021-05-13 15:15 | jhudson | 2021-05-13 15:15 | No Photo Available | No Photo Available | http://data.mapchannels.com/dualmaps6/map.htm?lat=39.373411&lng=-84.384063
08 | BUTLER | BUT | RA | 09036 |  | 0.293 |  | SBUTRA09036**C | BUT-9036-0.293 | 39.3732 | -84.3835 | 2025-12-31 | Active |  |  |  | State | HL0024232 | 2020-01-17 17:18 |  | State | B1-12 | Conventional | No |  | AT | A |  |  |  | 1 |  |  |  | No | No | Yes | No | No | No |  | LED | 1 |  | 70 |  | No |  | American Electric Lighting (AEL) |  | 480 L-N |  | No | No | No | No | No | [12 empty] | 2020-01-17 17:20 | NULL |  |  | mhurlow1 | 2018-04-30 17:23 | jritchie2 | 2026-08-11 16:10 | No | No | No | No | No | Standing | None | None | None | No | No | No |  |  | 2020-01-17 17:20 |  | dturner | 2020-01-17 17:20 | dturner | 2020-01-17 17:20 | No Photo Available | No Photo Available | http://data.mapchannels.com/dualmaps6/map.htm?lat=39.373218&lng=-84.383532
08 | BUTLER | BUT | RA | 09036 |  | 0.323 |  | SBUTRA09036**C | BUT-9036-0.323 | 39.373 | -84.383 | 2025-12-31 | Active |  |  |  | State | HL0007562 | 2020-01-17 17:30 |  | State | B1-12 | Conventional | No | [6 empty] | 1 |  |  |  | No |  | Yes | No | No | No |  | HPS | 1 | 200 |  |  | No |  | Other |  | 480 L-N |  | No | No | No | No | No | [12 empty] | 2021-05-13 15:21 | NULL | 0 |  | mhurlow1 | 2018-04-30 17:24 | dturner | 2020-01-17 17:32 | No | No | No | No | No | Standing | None | None | None | No | No | No |  |  | 2021-05-13 15:21 |  | jhudson | 2021-05-13 15:20 | jhudson | 2021-05-13 15:20 | No Photo Available | No Photo Available | http://data.mapchannels.com/dualmaps6/map.htm?lat=39.373027&lng=-84.383030
08 | BUTLER | BUT | RA | 09036 |  | 0.328 |  | SBUTRA09036**C | BUT-9036-0.328 | 39.3729 | -84.383 | 2025-12-31 | Active |  |  |  | State | HL0019698 |  |  | State |  | Conventional | [14 empty] | No | No | No |  | HPS | [27 empty] | 2021-05-13 15:20 | NULL |  |  | mhurlow1 | 2018-04-30 17:58 | Dsnyder5 | 2018-07-24 16:20 | No | No | No | No | No | Standing | None | None | None | No | No | No |  |  | 2021-05-13 15:20 |  | jhudson | 2021-05-13 15:19 | jhudson | 2021-05-13 15:19 | No Photo Available | No Photo Available | http://data.mapchannels.com/dualmaps6/map.htm?lat=39.372915&lng=-84.382985
08 | BUTLER | BUT | RA | 09037 |  | 0.014 |  | SBUTRA09037**C | BUT-9037-0.014 | 39.374 | -84.3751 | 2025-12-31 | Active |  |  |  | State | HL0009398 | 2020-01-14 16:51 |  | State | A2-10 | Conventional | No |  | AT | A |  |  |  | 1 |  |  |  | No | No | Yes | No | No | No |  | LED | 1 |  | 70 |  | No |  | Cooper/Eaton |  | 480 L-N |  | No | No | No | No | No | [12 empty] | 2020-01-14 16:53 | NULL |  |  | mhurlow1 | 2018-04-30 18:17 | jritchie2 | 2026-08-11 15:12 | No | No | No | No | No | Standing | None | None | None | No | No | No |  |  | 2020-01-14 16:53 |  | dturner | 2020-01-14 16:53 | dturner | 2020-01-14 16:53 | No Photo Available | No Photo Available | http://data.mapchannels.com/dualmaps6/map.htm?lat=39.374036&lng=-84.375076
08 | BUTLER | BUT | RA | 09037 |  | 0.043 |  | SBUTRA09037**C | BUT-9037-0.043 | 39.3741 | -84.3756 | 2025-12-31 | Active |  |  |  | State | HL0009482 | 2020-01-14 17:04 |  | State | A2-11 | Conventional | No |  | AT | A |  |  |  | 1 |  |  |  | No | No | Yes | No | No | No |  | LED | 1 |  | 70 |  | No |  | Other |  | 480 L-N |  | No | No | No | No | No | [12 empty] | 2021-05-11 14:30 | NULL |  |  | mhurlow1 | 2018-04-30 18:17 | jritchie2 | 2026-08-11 15:13 | No | No | No | No | No | Standing | None | None | None | No | No | No |  |  | 2021-05-11 14:30 |  | jhudson | 2021-05-11 14:30 | jhudson | 2021-05-11 14:30 | No Photo Available | No Photo Available | http://data.mapchannels.com/dualmaps6/map.htm?lat=39.374065&lng=-84.375639
08 | BUTLER | BUT | RA | 09037 |  | 0.075 |  | SBUTRA09037**C | BUT-9037-0.075 | 39.3741 | -84.3762 | 2025-12-31 | Active |  |  |  | State | HL0012367 | 2020-01-14 17:23 |  | State | A2-12 | Conventional | No |  | AT | A |  |  |  | 1 |  |  |  | No | No | Yes | No | No | No |  | LED | 1 |  | 70 |  | No |  | Cooper/Eaton |  | 480 L-N |  | No | No | No | No | No | [12 empty] | 2021-05-11 14:30 | NULL |  |  | mhurlow1 | 2018-04-30 18:17 | jritchie2 | 2026-08-11 15:13 | No | No | No | No | No | Standing | None | None | None | No | No | No |  |  | 2021-05-11 14:30 |  | jhudson | 2021-05-11 14:30 | jhudson | 2021-05-11 14:30 | No Photo Available | No Photo Available | http://data.mapchannels.com/dualmaps6/map.htm?lat=39.374090&lng=-84.376221
08 | BUTLER | BUT | RA | 09037 |  | 0.103 |  | SBUTRA09037**C | BUT-9037-0.103 | 39.3741 | -84.3767 | 2025-12-31 | Active |  |  |  | State | HL0004232 | 2020-01-14 17:38 |  | State | A2-13 | Conventional | No |  | AT | A |  |  |  | 1 |  |  |  | No | No | Yes | No | No | No |  | LED | 1 |  | 70 | 8,500 - 11,999 | No |  | Other |  | 480 L-N |  | No | No | No | No | No | [12 empty] | 2021-05-11 15:03 | NULL |  |  | mhurlow1 | 2018-04-30 18:17 | jritchie2 | 2026-08-11 15:14 | No | No | No | No | No | Standing | None | None | None | No | No | No |  |  | 2021-05-11 15:03 |  | jhudson | 2021-05-11 15:03 | jhudson | 2021-05-11 15:03 | No Photo Available | No Photo Available | http://data.mapchannels.com/dualmaps6/map.htm?lat=39.374119&lng=-84.376744
08 | BUTLER | BUT | RA | 09037 |  | 0.134 |  | SBUTRA09037**C | BUT-9037-0.134 | 39.3742 | -84.3773 | 2025-12-31 | Active |  |  |  | State | HL0007194 | 2020-01-14 17:52 |  | State | A2-14 | Conventional | No |  | AT | A |  |  |  | 1 |  |  |  | No | No | Yes | No | No | No |  | LED | 1 |  | 70 | 12,000 - 15,999 | No |  | Cooper/Eaton |  | 480 L-N |  | No | No | No | No | No | [12 empty] | 2021-05-11 15:13 | NULL |  |  | mhurlow1 | 2018-04-30 18:17 | jritchie2 | 2026-08-11 15:15 | No | No | No | No | No | Standing | None | None | None | No | No | No |  |  | 2021-05-11 15:13 |  | jhudson | 2021-05-11 15:13 | jhudson | 2021-05-11 15:13 | No Photo Available | No Photo Available | http://data.mapchannels.com/dualmaps6/map.htm?lat=39.374175&lng=-84.377299
08 | BUTLER | BUT | RA | 09037 |  | 0.157 |  | SBUTRA09037**C | BUT-9037-0.157 | 39.3742 | -84.3777 | 2025-12-31 | Active |  |  |  | State | HL0007762 | 2020-01-14 18:10 |  | State | A2-15 | Conventional | No |  | AT | A |  |  |  | 1 |  |  |  | No | No | Yes | No | No | No |  | LED | 1 |  | 70 | 12,000 - 15,999 | No |  | Cooper/Eaton |  | 480 L-N |  | No | No | No | No | No | [12 empty] | 2021-05-11 15:14 | NULL |  |  | mhurlow1 | 2018-04-30 18:17 | jritchie2 | 2026-08-11 15:15 | No | No | No | No | No | Standing | None | None | None | No | No | No |  |  | 2021-05-11 15:14 |  | jhudson | 2021-05-11 15:14 | jhudson | 2021-05-11 15:14 | No Photo Available | No Photo Available | http://data.mapchannels.com/dualmaps6/map.htm?lat=39.374249&lng=-84.377729
08 | BUTLER | BUT | RA | 09037 |  | 0.166 |  | SBUTRA09037**C | BUT-9037-0.166 | 39.3741 | -84.378 | 2025-12-31 | Active |  |  |  | State | HL0007058 | 2020-01-16 14:00 |  | State | A2-21 | Conventional | No |  | AT | A |  |  |  | 1 |  |  |  | No | No | Yes | No | No | No |  | LED | 1 |  | 70 |  | No |  | Cooper/Eaton |  | 480 L-N |  | No | No | No | No | No | [12 empty] | 2025-04-24 15:36 | NULL |  | 2025-04-24 15:36 | mhurlow1 | 2018-04-30 18:06 | jritchie2 | 2026-08-11 15:16 | No | No | No | No | No | Standing | None | None | None | No | No | No |  | No | 2025-04-24 15:36 | 2025-04-24 15:36 | ascott3 | 2025-04-24 15:36 | ascott3 | 2025-04-24 15:36 | No Photo Available | https://collectorweb.dot.state.oh.us/arcgis/rest/services/HIGHWAY_LIGHTING/HighwayLighting_Reference/FeatureServer/7/542001/attachments/ | http://data.mapchannels.com/dualmaps6/map.htm?lat=39.374147&lng=-84.377953
08 | BUTLER | BUT | RA | 09037 |  | 0.19 |  | SBUTRA09037**C | BUT-9037-0.190 | 39.3744 | -84.3783 | 2025-12-31 | Active |  |  |  | State | HL0020394 | 2020-01-14 18:38 |  | State | A2-16 | Conventional | No |  | AT | A |  |  |  | 1 |  |  |  | No | No | Yes | No | No | No |  | LED | 1 |  | 70 |  | No |  | American Electric Lighting (AEL) |  | 480 L-N |  | No | No | No | No | No | [12 empty] | 2021-05-11 15:34 | NULL |  |  | mhurlow1 | 2018-04-30 18:16 | jritchie2 | 2026-08-11 15:16 | No | No | No | No | No | Standing | None | None | None | No | No | No |  |  | 2021-05-11 15:34 |  | jhudson | 2021-05-11 15:34 | jhudson | 2021-05-11 15:34 | No Photo Available | No Photo Available | http://data.mapchannels.com/dualmaps6/map.htm?lat=39.374380&lng=-84.378305
08 | BUTLER | BUT | RA | 09037 |  | 0.22 |  | SBUTRA09037**C | BUT-9037-0.220 | 39.3746 | -84.3788 | 2025-12-31 | Active |  |  |  | State | HL0014633 | 2020-01-14 18:51 |  | State | A2-17 | Conventional | No | [6 empty] | 1 |  |  |  | No |  | Yes | No | No | No |  | HPS | 1 | 200 |  |  | No |  | Other |  | 480 L-N |  | No | No | No | No | No | [12 empty] | 2021-05-11 15:34 | NULL | 0 |  | mhurlow1 | 2018-04-30 18:16 | dturner | 2020-01-14 18:52 | No | No | No | No | No | Standing | None | None | None | No | No | No |  |  | 2021-05-11 15:34 |  | jhudson | 2021-05-11 15:34 | jhudson | 2021-05-11 15:34 | No Photo Available | No Photo Available | http://data.mapchannels.com/dualmaps6/map.htm?lat=39.374558&lng=-84.378820
08 | BUTLER | BUT | RA | 09037 |  | 0.251 |  | SBUTRA09037**C | BUT-9037-0.251 | 39.3747 | -84.3793 | 2025-12-31 | Active |  |  |  | State | HL0009494 | 2020-01-14 19:03 |  | State | A2-18 | Conventional | No |  | AT | A |  |  |  | 1 |  |  |  | No | No | Yes | No | No | No |  | LED | 1 |  | 70 |  | No |  | Other |  | 480 L-N |  | No | No | No | No | No | [12 empty] | 2021-05-11 15:34 | NULL |  |  | mhurlow1 | 2018-04-30 18:16 | jritchie2 | 2026-08-11 15:18 | No | No | No | No | No | Standing | None | None | None | No | No | No |  |  | 2021-05-11 15:34 |  | jhudson | 2021-05-11 15:34 | jhudson | 2021-05-11 15:34 | No Photo Available | No Photo Available | http://data.mapchannels.com/dualmaps6/map.htm?lat=39.374749&lng=-84.379349
08 | BUTLER | BUT | RA | 09037 |  | 0.282 |  | SBUTRA09037**C | BUT-9037-0.282 | 39.3749 | -84.3799 | 2025-12-31 | Active |  |  |  | State | HL0018251 | 2020-01-14 19:16 |  | State | A2-19 | Conventional | No |  | AT | A |  |  |  | 1 |  |  |  | No | No | Yes | No | No | No |  | LED | 1 |  | 70 | 12,000 - 15,999 | No |  | Other |  | 480 L-N |  | No | No | No | No | No | [12 empty] | 2021-05-11 15:41 | NULL |  |  | mhurlow1 | 2018-04-30 18:16 | jritchie2 | 2026-08-11 15:18 | No | No | No | No | No | Standing | None | None | None | No | No | No |  |  | 2021-05-11 15:41 |  | jhudson | 2021-05-11 15:41 | jhudson | 2021-05-11 15:41 | No Photo Available | No Photo Available | http://data.mapchannels.com/dualmaps6/map.htm?lat=39.374944&lng=-84.379866
08 | BUTLER | BUT | RA | 09037 |  | 0.319 |  | SBUTRA09037**C | BUT-9037-0.319 | 39.3752 | -84.3804 | 2025-12-31 | Active |  |  |  | State | HL0008682 | 2020-01-14 19:46 |  | State | A2-20 | Conventional | No |  | AT | A |  |  |  | 1 |  |  |  | No | No | Yes | No | No | No |  | LED | 1 |  | 70 | 12,000 - 15,999 | No |  | Other |  | 480 L-N |  | No | No | No | No | No | [12 empty] | 2021-05-11 15:41 | NULL |  |  | mhurlow1 | 2018-04-30 18:13 | jritchie2 | 2026-08-11 15:19 | No | No | No | No | No | Standing | None | None | None | No | No | No |  |  | 2021-05-11 15:41 |  | jhudson | 2021-05-11 15:41 | jhudson | 2021-05-11 15:41 | No Photo Available | No Photo Available | http://data.mapchannels.com/dualmaps6/map.htm?lat=39.375244&lng=-84.380443
08 | BUTLER | BUT | RA | 09038 |  | 0.013 |  | SBUTRA09038**C | BUT-9038-0.013 | 39.373 | -84.3823 | 2025-12-31 | Active |  |  |  | State | HL0021496 |  |  | State |  | Conventional | [14 empty] | No | No | No |  | HPS | [28 empty] | NULL |  |  | mhurlow1 | 2018-04-30 17:59 | Dsnyder5 | 2018-07-24 16:20 | [20 empty] | No Photo Available | No Photo Available | http://data.mapchannels.com/dualmaps6/map.htm?lat=39.372990&lng=-84.382338
08 | BUTLER | BUT | RA | 09038 |  | 0.019 |  | SBUTRA09038**C | BUT-9038-0.019 | 39.3728 | -84.3823 | 2025-12-31 | Active |  |  |  | State | HL0022588 | 2020-01-15 14:29 |  | State | B2-20 | Conventional | No |  | AT | A |  |  |  | 1 |  |  |  | No | No | Yes | No | No | No |  | LED | 1 |  | 70 | 8,500 - 11,999 | No |  | American Electric Lighting (AEL) |  | 480 L-N |  | No | No | No | No | No | [12 empty] | 2021-05-13 16:23 | NULL |  |  | mhurlow1 | 2018-04-30 18:01 | jritchie2 | 2026-08-11 16:20 | No | No | No | No | No | Standing | None | None | None | No | No | No |  |  | 2021-05-13 16:23 |  | jhudson | 2021-05-13 16:22 | jhudson | 2021-05-13 16:22 | No Photo Available | No Photo Available | http://data.mapchannels.com/dualmaps6/map.htm?lat=39.372772&lng=-84.382346
08 | BUTLER | BUT | RA | 09038 |  | 0.045 |  | SBUTRA09038**C | BUT-9038-0.045 | 39.3727 | -84.3818 | 2025-12-31 | Active |  |  |  | State | HL0005716 | 2020-01-15 14:41 |  | State | B2-21 | Conventional | No |  | AT | A |  |  |  | 1 |  |  |  | No | No | Yes | No | No | No |  | LED | 1 |  | 70 |  | No |  | American Electric Lighting (AEL) |  | 480 L-N |  | No | No | No | No | No | [12 empty] | 2021-05-13 16:23 | NULL |  |  | mhurlow1 | 2018-04-30 18:01 | jritchie2 | 2026-08-11 16:19 | No | No | No | No | No | Standing | None | None | None | No | No | No |  |  | 2021-05-13 16:23 |  | jhudson | 2021-05-13 16:22 | jhudson | 2021-05-13 16:22 | No Photo Available | No Photo Available | http://data.mapchannels.com/dualmaps6/map.htm?lat=39.372667&lng=-84.381821
08 | BUTLER | BUT | RA | 09038 |  | 0.076 |  | SBUTRA09038**C | BUT-9038-0.076 | 39.3728 | -84.3812 | 2025-12-31 | Active |  |  |  | State | HL0006552 | 2020-01-15 14:53 |  | State | B2-19 | Conventional | No |  | AT | A |  |  |  | 1 |  |  |  | No | No | Yes | No | No | No |  | LED | 1 |  | 70 |  | No |  | Cooper/Eaton |  | 480 L-N |  | No | No | No | No | No | [12 empty] | 2021-05-13 16:24 | NULL |  |  | mhurlow1 | 2018-04-30 18:01 | jritchie2 | 2026-08-11 16:19 | No | No | No | No | No | Standing | None | None | None | No | No | No |  |  | 2021-05-13 16:24 |  | jhudson | 2021-05-13 16:24 | jhudson | 2021-05-13 16:24 | No Photo Available | No Photo Available | http://data.mapchannels.com/dualmaps6/map.htm?lat=39.372760&lng=-84.381236
08 | BUTLER | BUT | RA | 09038 |  | 0.109 |  | SBUTRA09038**C | BUT-9038-0.109 | 39.373 | -84.3807 | 2025-12-31 | Active |  |  |  | State | HL0011448 | 2020-01-15 15:05 |  | State | B2-19 | Conventional | No |  | AT | A |  |  |  | 1 |  |  |  | No | No | Yes | No | No | No |  | LED | 1 |  | 70 |  | No |  | American Electric Lighting (AEL) |  | 480 L-N |  | No | No | No | No | No | [12 empty] | 2021-05-13 16:25 | NULL |  |  | mhurlow1 | 2018-04-30 18:01 | jritchie2 | 2026-08-11 16:19 | No | No | No | No | No | Standing | None | None | None | No | No | No |  |  | 2021-05-13 16:25 |  | jhudson | 2021-05-13 16:24 | jhudson | 2021-05-13 16:24 | No Photo Available | No Photo Available | http://data.mapchannels.com/dualmaps6/map.htm?lat=39.372982&lng=-84.380691
08 | BUTLER | BUT | RA | 09038 |  | 0.139 |  | SBUTRA09038**C | BUT-9038-0.139 | 39.3732 | -84.3802 | 2025-12-31 | Active |  |  |  | State | HL0011831 | 2020-01-15 15:18 |  | State | B2-18 | Conventional | No |  | AT | A |  |  |  | 1 |  |  |  | No | No | Yes | No | No | No |  | LED | 1 |  | 70 |  | No |  | Cooper/Eaton |  | 480 L-N |  | No | No | No | No | No | [12 empty] | 2021-05-13 16:25 | NULL |  |  | mhurlow1 | 2018-04-30 18:01 | jritchie2 | 2026-08-11 16:18 | No | No | No | No | No | Standing | None | None | None | No | No | No |  |  | 2021-05-13 16:25 |  | jhudson | 2021-05-13 16:25 | jhudson | 2021-05-13 16:25 | No Photo Available | No Photo Available | http://data.mapchannels.com/dualmaps6/map.htm?lat=39.373175&lng=-84.380203
08 | BUTLER | BUT | RA | 09038 |  | 0.17 |  | SBUTRA09038**C | BUT-9038-0.170 | 39.3734 | -84.3797 | 2025-12-31 | Active |  |  |  | State | HL0007699 | 2020-01-15 15:32 |  | State | B2-17 | Conventional | No |  | AT | A |  |  |  | 1 |  |  |  | No | No | Yes | No | No | No |  | LED | 1 |  | 70 |  | No |  | Other |  | 480 L-N |  | No | No | No | No | No | [12 empty] | 2021-05-13 16:26 | NULL |  |  | mhurlow1 | 2018-04-30 18:01 | jritchie2 | 2026-08-11 16:17 | No | No | No | No | No | Standing | None | None | None | No | No | No |  |  | 2021-05-13 16:26 |  | jhudson | 2021-05-13 16:25 | jhudson | 2021-05-13 16:25 | No Photo Available | No Photo Available | http://data.mapchannels.com/dualmaps6/map.htm?lat=39.373367&lng=-84.379686
08 | BUTLER | BUT | RA | 09038 |  | 0.201 |  | SBUTRA09038**C | BUT-9038-0.201 | 39.3735 | -84.3791 | 2025-12-31 | Active |  |  |  | State | HL0011655 | 2020-01-15 15:46 |  | State | B2-16 | Conventional | No |  | AT | A |  |  |  | 1 |  |  |  | No | No | Yes | No | No | No |  | LED | 1 |  | 70 |  | No |  | Other |  | 480 L-N |  | No | No | No | No | No | [12 empty] | 2021-05-13 16:26 | NULL |  |  | mhurlow1 | 2018-04-30 18:01 | jritchie2 | 2026-08-11 16:16 | No | No | No | No | No | Standing | None | None | None | No | No | No |  |  | 2021-05-13 16:26 |  | jhudson | 2021-05-13 16:25 | jhudson | 2021-05-13 16:25 | No Photo Available | No Photo Available | http://data.mapchannels.com/dualmaps6/map.htm?lat=39.373506&lng=-84.379149
08 | BUTLER | BUT | RA | 09038 |  | 0.232 |  | SBUTRA09038**C | BUT-9038-0.232 | 39.3736 | -84.3786 | 2025-12-31 | Active |  |  |  | State | HL0012473 | 2020-01-15 15:59 |  | State | B2-15 | Conventional | No |  | AT | A |  |  |  | 1 |  |  |  | No | No | Yes | No | No | No |  | LED | 1 |  | 70 |  | No |  | Other |  | 480 L-N |  | No | No | No | No | No | [12 empty] | 2021-05-13 16:26 | NULL |  |  | mhurlow1 | 2018-04-30 18:01 | jritchie2 | 2026-08-11 16:16 | No | No | No | No | No | Standing | None | None | None | No | No | No |  |  | 2021-05-13 16:26 |  | jhudson | 2021-05-13 16:25 | jhudson | 2021-05-13 16:25 | No Photo Available | No Photo Available | http://data.mapchannels.com/dualmaps6/map.htm?lat=39.373612&lng=-84.378597
08 | BUTLER | BUT | RA | 09038 |  | 0.263 |  | SBUTRA09038**C | BUT-9038-0.263 | 39.3737 | -84.378 | 2025-12-31 | Active |  |  |  | State | HL0005299 | 2020-01-15 16:12 |  | State | B2-14 | Conventional | No |  | AT | A |  |  |  | 1 |  |  |  | No | No | Yes | No | No | No |  | LED | 1 |  | 70 |  | No |  | Cooper/Eaton |  | 480 L-N |  | No | No | No | No | No | [12 empty] | 2021-05-13 16:43 | NULL |  |  | mhurlow1 | 2018-04-30 18:01 | jritchie2 | 2026-08-11 16:15 | No | No | No | No | No | Standing | None | None | None | No | No | No |  |  | 2021-05-13 16:43 |  | jhudson | 2021-05-13 16:42 | jhudson | 2021-05-13 16:42 | No Photo Available | No Photo Available | http://data.mapchannels.com/dualmaps6/map.htm?lat=39.373664&lng=-84.378028
08 | BUTLER | BUT | RA | 09038 |  | 0.294 |  | SBUTRA09038**C | BUT-9038-0.294 | 39.3737 | -84.3774 | 2025-12-31 | Active |  |  |  | State | HL0012612 | 2020-01-15 16:26 |  | State | B2-13 | Conventional | No | [6 empty] | 1 |  |  |  | No |  | Yes | No | No | No |  | HPS | 1 | 200 |  |  | No |  | Other |  | 480 L-N |  | No | No | No | No | No | [12 empty] | 2021-05-13 16:44 | NULL | 0 |  | mhurlow1 | 2018-04-30 18:02 | dturner | 2020-01-15 16:28 | No | No | No | No | No | Standing | None | None | None | No | No | No |  |  | 2021-05-13 16:44 |  | jhudson | 2021-05-13 16:43 | jhudson | 2021-05-13 16:43 | No Photo Available | No Photo Available | http://data.mapchannels.com/dualmaps6/map.htm?lat=39.373652&lng=-84.377446
08 | BUTLER | BUT | RA | 09038 |  | 0.325 |  | SBUTRA09038**C | BUT-9038-0.325 | 39.3736 | -84.3769 | 2025-12-31 | Active |  |  |  | State | HL0018762 | 2020-01-15 16:40 |  | State | B2-12 | Conventional | No | [6 empty] | 1 |  |  |  | No |  | Yes | No | No | No |  | HPS | 1 | 200 |  |  | No |  | American Electric Lighting (AEL) |  | 480 L-N |  | No | No | No | No | No | [12 empty] | 2021-05-13 16:44 | NULL | 0 |  | mhurlow1 | 2018-04-30 18:02 | dturner | 2020-01-15 16:41 | No | No | No | No | No | Standing | None | None | None | No | No | No |  |  | 2021-05-13 16:44 |  | jhudson | 2021-05-13 16:44 | jhudson | 2021-05-13 16:44 | No Photo Available | No Photo Available | http://data.mapchannels.com/dualmaps6/map.htm?lat=39.373647&lng=-84.376875
08 | BUTLER | BUT | RA | 09038 |  | 0.357 |  | SBUTRA09038**C | BUT-9038-0.357 | 39.3736 | -84.3763 | 2025-12-31 | Active |  |  |  | State | HL0008217 | 2020-01-15 16:55 |  | State | B2-11 | Conventional | No | [6 empty] | 1 |  |  |  | No |  | Yes | No | No | No |  | HPS | 1 | 200 |  |  | No |  | American Electric Lighting (AEL) |  | 480 L-N |  | No | No | No | No | No | [12 empty] | 2021-05-13 16:45 | NULL | 0 |  | mhurlow1 | 2018-04-30 18:02 | dturner | 2020-01-15 16:56 | No | No | No | No | No | Standing | None | None | None | No | No | No |  |  | 2021-05-13 16:45 |  | jhudson | 2021-05-13 16:44 | jhudson | 2021-05-13 16:44 | No Photo Available | No Photo Available | http://data.mapchannels.com/dualmaps6/map.htm?lat=39.373639&lng=-84.376282
08 | BUTLER | BUT | RA | 09038 |  | 0.388 |  | SBUTRA09038**C | BUT-9038-0.388 | 39.3736 | -84.3757 | 2025-12-31 | Active |  |  |  | State | HL0018189 | 2020-01-15 17:11 |  | State | B2-10 | Conventional | No | [6 empty] | 1 |  |  |  | No |  | Yes | No | No | No |  | HPS | 1 | 200 |  |  | No |  | Cooper/Eaton |  | 480 L-N |  | No | No | No | No | No | [12 empty] | 2021-05-13 17:23 | NULL | 0 |  | mhurlow1 | 2018-04-30 18:02 | dturner | 2020-01-15 17:12 | No | No | No | No | No | Standing | None | None | None | No | No | No |  |  | 2021-05-13 17:23 |  | jhudson | 2021-05-13 17:22 | jhudson | 2021-05-13 17:22 | No Photo Available | No Photo Available | http://data.mapchannels.com/dualmaps6/map.htm?lat=39.373620&lng=-84.375689
08 | BUTLER | BUT | RA | 09038 |  | 0.419 |  | SBUTRA09038**C | BUT-9038-0.419 | 39.3736 | -84.3751 | 2025-12-31 | Active |  |  |  | State | HL0010966 | 2020-01-15 17:54 |  | State | B2-9 | Conventional | No | [6 empty] | 1 |  |  |  | No |  | Yes | No | No | No |  | HPS | 1 | 200 |  |  | No |  | American Electric Lighting (AEL) |  | 480 L-N |  | No | No | No | No | No | [12 empty] | 2021-05-13 17:24 | NULL | 0 |  | mhurlow1 | 2018-04-30 18:02 | dturner | 2020-01-15 17:55 | No | No | No | No | No | Standing | None | None | None | No | No | No |  |  | 2021-05-13 17:24 |  | jhudson | 2021-05-13 17:23 | jhudson | 2021-05-13 17:23 | No Photo Available | No Photo Available | http://data.mapchannels.com/dualmaps6/map.htm?lat=39.373616&lng=-84.375118
08 | BUTLER | BUT | RA | 09038 |  | 0.449 |  | SBUTRA09038**C | BUT-9038-0.449 | 39.3736 | -84.3745 | 2025-12-31 | Active |  |  |  | State | HL0009168 | 2020-01-15 18:12 |  | State | B2-8 | Conventional | No | [6 empty] | 1 |  |  |  | No |  | Yes | No | No | No |  | HPS | 1 | 200 |  |  | No |  | Cooper/Eaton |  | 480 L-N |  | No | No | No | No | No | [12 empty] | 2021-05-13 17:24 | NULL | 0 |  | mhurlow1 | 2018-04-30 18:02 | dturner | 2020-01-15 18:14 | No | No | No | No | No | Standing | None | None | None | No | No | No |  |  | 2021-05-13 17:24 |  | jhudson | 2021-05-13 17:23 | jhudson | 2021-05-13 17:23 | No Photo Available | No Photo Available | http://data.mapchannels.com/dualmaps6/map.htm?lat=39.373614&lng=-84.374530
08 | BUTLER | BUT | RA | 09039 |  | 0.007 |  | SBUTRA09039**C | BUT-9039-0.007 | 39.3758 | -84.3805 | 2025-12-31 | Retired |  |  |  | State | HL0026535 |  |  | State |  | Conventional | [14 empty] | No | No | No |  | HPS | [28 empty] | NULL |  |  | mhurlow1 | 2018-04-30 18:14 | acode1 | 2024-09-12 11:44 | [20 empty] | No Photo Available | No Photo Available | http://data.mapchannels.com/dualmaps6/map.htm?lat=39.375772&lng=-84.380530
08 | BUTLER | BUT | RA | 09039 |  | 0.013 |  | SBUTRA09039**C | BUT-9039-0.013 | 39.3751 | -84.381 | 2025-12-31 | Active |  |  |  | State | HL0021168 |  |  | State |  | Conventional | [14 empty] | No | No | No |  | HPS | [28 empty] | NULL |  |  | mhurlow1 | 2018-04-30 18:12 | Dsnyder5 | 2018-07-24 16:20 | [20 empty] | No Photo Available | No Photo Available | http://data.mapchannels.com/dualmaps6/map.htm?lat=39.375144&lng=-84.381030
08 | BUTLER | BUT | RA | 09039 |  | 0.023 |  | SBUTRA09039**C | BUT-9039-0.023 | 39.3754 | -84.3811 | 2025-12-31 | Active |  |  |  | State | HL0016144 | 2020-01-16 17:59 |  | State | a1-15 | Conventional | No |  | AT | A |  |  |  | 1 |  |  |  | No | No | Yes | No | No | No |  | LED | 1 |  | 70 |  | No |  | Other |  | 480 L-N |  | No | No | No | No | No | [12 empty] | 2025-04-24 16:02 | NULL |  | 2025-04-24 16:02 | mhurlow1 | 2018-04-30 18:09 | jritchie2 | 2026-08-11 15:38 | No | No | No | No | No | Standing | None | None | None | No | No | No |  | No | 2025-04-24 16:02 | 2025-04-24 16:02 | ascott3 | 2025-04-24 16:02 | ascott3 | 2025-04-24 16:02 | No Photo Available | https://collectorweb.dot.state.oh.us/arcgis/rest/services/HIGHWAY_LIGHTING/HighwayLighting_Reference/FeatureServer/7/544402/attachments/ | http://data.mapchannels.com/dualmaps6/map.htm?lat=39.375357&lng=-84.381097
08 | BUTLER | BUT | RA | 09039 |  | 0.052 |  | SBUTRA09039**C | BUT-9039-0.052 | 39.3755 | -84.3816 | 2025-12-31 | Active |  |  |  | State | HL0016412 | 2020-01-16 18:15 |  | State | a1-14 | Conventional | No |  | AT | A |  |  |  | 1 |  |  |  | No | No | Yes | No | No | No |  | LED | 1 |  | 70 |  | No |  | American Electric Lighting (AEL) |  | 480 L-N |  | No | No | No | No | No | [12 empty] | 2025-04-24 16:05 | NULL |  | 2025-04-24 16:05 | mhurlow1 | 2018-04-30 18:09 | jritchie2 | 2026-08-11 15:39 | No | No | No | No | No | Standing | None | None | None | No | No | No |  | No | 2025-04-24 16:05 | 2025-04-24 16:05 | ascott3 | 2025-04-24 16:05 | ascott3 | 2025-04-24 16:05 | No Photo Available | https://collectorweb.dot.state.oh.us/arcgis/rest/services/HIGHWAY_LIGHTING/HighwayLighting_Reference/FeatureServer/7/539602/attachments/ | http://data.mapchannels.com/dualmaps6/map.htm?lat=39.375490&lng=-84.381645
08 | BUTLER | BUT | RA | 09039 |  | 0.083 |  | SBUTRA09039**C | BUT-9039-0.083 | 39.3755 | -84.3822 | 2025-12-31 | Active |  |  |  | State | HL0002635 | 2020-01-16 18:27 |  | State | A1-13 | Conventional | No |  | AT | A |  |  |  | 1 |  |  |  | No | No | Yes | No | No | No |  | LED | 1 |  | 70 |  | No |  | Other |  | 480 L-N |  | No | No | No | No | No | [12 empty] | 2025-04-24 16:08 | NULL |  | 2025-04-24 16:08 | mhurlow1 | 2018-04-30 18:09 | jritchie2 | 2026-08-11 15:39 | No | No | No | No | No | Standing | None | None | None | No | No | No |  | No | 2025-04-24 16:08 | 2025-04-24 16:08 | ascott3 | 2025-04-24 16:09 | ascott3 | 2025-04-24 16:09 | No Photo Available | https://collectorweb.dot.state.oh.us/arcgis/rest/services/HIGHWAY_LIGHTING/HighwayLighting_Reference/FeatureServer/7/543603/attachments/ | http://data.mapchannels.com/dualmaps6/map.htm?lat=39.375546&lng=-84.382232
08 | BUTLER | BUT | RA | 09039 |  | 0.114 |  | SBUTRA09039**C | BUT-9039-0.114 | 39.3755 | -84.3828 | 2025-12-31 | Active |  |  |  | State | HL0008527 | 2020-01-16 18:40 |  | State | A1-12 | Conventional | No |  | AT | Other |  |  |  | 1 |  |  |  | No | No | Yes | No | No | No |  | LED | 1 |  | 70 |  | No |  | Other |  | 480 L-N |  | No | No | No | No | No | [12 empty] | 2025-04-24 16:10 | NULL |  | 2025-04-24 16:10 | mhurlow1 | 2018-04-30 18:08 | jritchie2 | 2026-08-11 15:40 | No | No | No | No | No | Standing | None | None | None | No | No | No |  | No | 2025-04-24 16:10 | 2025-04-24 16:10 | ascott3 | 2025-04-24 16:11 | ascott3 | 2025-04-24 16:11 | No Photo Available | https://collectorweb.dot.state.oh.us/arcgis/rest/services/HIGHWAY_LIGHTING/HighwayLighting_Reference/FeatureServer/7/540401/attachments/ | http://data.mapchannels.com/dualmaps6/map.htm?lat=39.375511&lng=-84.382825
08 | BUTLER | BUT | RA | 09039 |  | 0.145 |  | SBUTRA09039**C | BUT-9039-0.145 | 39.3754 | -84.3834 | 2025-12-31 | Active |  |  |  | State | HL0009396 | 2020-01-16 18:50 |  | State | A1-11 | Conventional | No |  | AT | A |  |  |  | 1 |  |  |  | No | No | Yes | No | No | No |  | LED | 1 |  | 70 |  | No |  | Other |  | 480 L-N |  | No | No | No | No | No | [12 empty] | 2025-04-24 16:14 | NULL |  | 2025-04-24 16:14 | mhurlow1 | 2018-04-30 18:08 | jritchie2 | 2026-08-11 15:46 | No | No | No | No | No | Standing | None | None | None | No | No | No |  | No | 2025-04-24 16:14 | 2025-04-24 16:14 | ascott3 | 2025-04-24 16:15 | ascott3 | 2025-04-24 16:15 | No Photo Available | https://collectorweb.dot.state.oh.us/arcgis/rest/services/HIGHWAY_LIGHTING/HighwayLighting_Reference/FeatureServer/7/541201/attachments/ | http://data.mapchannels.com/dualmaps6/map.htm?lat=39.375378&lng=-84.383393
08 | BUTLER | BUT | RA | 09039 |  | 0.176 |  | SBUTRA09039**C | BUT-9039-0.176 | 39.3752 | -84.3839 | 2025-12-31 | Active |  |  |  | State | HL0022374 | 2020-01-16 19:04 |  | State | A1-10 | Conventional | No |  | AT | A |  |  |  | 1 |  |  |  | No | No | Yes | No | No | No |  | LED | 1 |  | 70 |  | No |  | GE |  | 480 L-N |  | No | No | No | No | No | [12 empty] | 2025-04-24 16:18 | NULL |  | 2025-04-24 16:18 | mhurlow1 | 2018-04-30 18:08 | jritchie2 | 2026-08-11 15:41 | No | No | No | No | No | Standing | None | None | None | No | No | No |  | No | 2025-04-24 16:18 | 2025-04-24 16:18 | ascott3 | 2025-04-24 16:18 | ascott3 | 2025-04-24 16:18 | No Photo Available | https://collectorweb.dot.state.oh.us/arcgis/rest/services/HIGHWAY_LIGHTING/HighwayLighting_Reference/FeatureServer/7/544003/attachments/ | http://data.mapchannels.com/dualmaps6/map.htm?lat=39.375206&lng=-84.383935
08 | BUTLER | BUT | RA | 09039 |  | 0.207 |  | SBUTRA09039**C | BUT-9039-0.207 | 39.375 | -84.3845 | 2025-12-31 | Active |  |  |  | State | HL0020277 | 2020-01-16 19:18 |  | State | A1-9 | Conventional | No |  | AT | A |  |  |  | 1 |  |  |  | No | No | Yes | No | No | No |  | LED | 1 |  | 70 |  | No |  | Other |  | 480 L-N |  | No | No | No | No | No | [12 empty] | 2025-04-24 16:23 | NULL |  | 2025-04-24 16:23 | mhurlow1 | 2018-04-30 17:18 | jritchie2 | 2026-08-11 15:41 | No | No | No | No | No | Standing | None | None | None | No | No | No | Chipped corner | No | 2025-04-24 16:23 | 2025-04-24 16:23 | ascott3 | 2025-04-24 16:23 | ascott3 | 2025-04-24 16:23 | No Photo Available | https://collectorweb.dot.state.oh.us/arcgis/rest/services/HIGHWAY_LIGHTING/HighwayLighting_Reference/FeatureServer/7/539603/attachments/ | http://data.mapchannels.com/dualmaps6/map.htm?lat=39.375036&lng=-84.384471
08 | BUTLER | BUT | RA | 09039 |  | 0.239 |  | SBUTRA09039**C | BUT-9039-0.239 | 39.3749 | -84.385 | 2025-12-31 | Active |  |  |  | State | HL0009036 | 2020-01-16 19:31 |  | State | A1-8 | Conventional | No |  | AT | A |  |  |  | 1 |  |  |  | No | No | Yes | No | No | No |  | LED | 1 |  | 70 |  | No |  | Other |  | 480 L-N |  | No | No | No | No | No | [12 empty] | 2026-01-13 15:35 | NULL |  | 2026-01-13 15:35 | mhurlow1 | 2018-04-30 17:18 | jritchie2 | 2026-08-11 15:42 | No | No | No | No | No | Standing | None | None | None | No | No | No | Reset pole and replaced TBase | No | 2026-01-13 15:35 | 2026-01-13 15:35 | csonner1 | 2026-01-13 15:35 | csonner1 | 2026-01-13 15:35 | No Photo Available | No Photo Available | http://data.mapchannels.com/dualmaps6/map.htm?lat=39.374866&lng=-84.385015
08 | BUTLER | BUT | RA | 09039 |  | 0.269 |  | SBUTRA09039**C | BUT-9039-0.269 | 39.3747 | -84.3856 | 2025-12-31 | Active |  |  |  | State | HL0024077 | 2020-01-16 19:44 |  | State | A1-7 | Conventional | No |  | AT | A |  |  |  | 1 |  |  |  | No | No | Yes | No | No | No |  | LED | 1 |  | 70 |  | No |  | Other |  | 480 L-N |  | No | No | No | No | No | [12 empty] | 2025-04-24 16:28 | NULL |  | 2025-04-24 16:28 | mhurlow1 | 2018-04-30 17:18 | jritchie2 | 2026-08-11 15:48 | No | No | No | No | No | Standing | None | None | None | No | No | No | Chipped corner | No | 2025-04-24 16:28 | 2025-04-24 16:28 | ascott3 | 2025-04-24 16:28 | ascott3 | 2025-04-24 16:28 | No Photo Available | https://collectorweb.dot.state.oh.us/arcgis/rest/services/HIGHWAY_LIGHTING/HighwayLighting_Reference/FeatureServer/7/541604/attachments/ | http://data.mapchannels.com/dualmaps6/map.htm?lat=39.374736&lng=-84.385552
08 | BUTLER | BUT | RA | 09039 |  | 0.307 |  | SBUTRA09039**C | BUT-9039-0.307 | 39.3746 | -84.3862 | 2025-12-31 | Active |  |  |  | State | HL0022637 | 2020-01-17 14:02 |  | State | A1-6 | Conventional | No |  | AT | A |  |  |  | 1 |  |  |  | No | No | Yes | No | No | No |  | LED | 1 |  | 70 |  | No |  | American Electric Lighting (AEL) |  | 480 L-N |  | No | No | No | No | No | [12 empty] | 2025-04-24 16:30 | NULL |  | 2025-04-24 16:30 | mhurlow1 | 2018-04-30 17:18 | jritchie2 | 2026-08-11 15:49 | No | No | No | No | No | Standing | None | None | None | No | No | No |  | No | 2025-04-24 16:30 | 2025-04-24 16:30 | ascott3 | 2025-04-24 16:30 | ascott3 | 2025-04-24 16:30 | No Photo Available | https://collectorweb.dot.state.oh.us/arcgis/rest/services/HIGHWAY_LIGHTING/HighwayLighting_Reference/FeatureServer/7/542446/attachments/ | http://data.mapchannels.com/dualmaps6/map.htm?lat=39.374638&lng=-84.386230
08 | BUTLER | BUT | RA | 09039 |  | 0.316 |  | SBUTRA09039**C | BUT-9039-0.316 | 39.3745 | -84.3864 | 2025-12-31 | Active |  |  |  | State | HL0021763 | 2020-01-16 17:06 |  | State | a1-16 | Conventional | No | [6 empty] | 1 |  |  |  | No |  | Yes | No | No | No |  | HPS | 1 | 200 |  |  | No |  | American Electric Lighting (AEL) |  | 480 L-N |  | No | No | No | No | No | [12 empty] | 2025-04-24 16:38 | NULL | 0 | 2025-04-24 16:38 | mhurlow1 | 2018-04-30 17:18 | dturner | 2020-01-16 17:07 | No | No | No | No | No | Standing | None | None | None | No | No | No |  | No | 2025-04-24 16:38 | 2025-04-24 16:38 | ascott3 | 2025-04-24 16:39 | ascott3 | 2025-04-24 16:39 | No Photo Available | https://collectorweb.dot.state.oh.us/arcgis/rest/services/HIGHWAY_LIGHTING/HighwayLighting_Reference/FeatureServer/7/541203/attachments/ | http://data.mapchannels.com/dualmaps6/map.htm?lat=39.374464&lng=-84.386362
08 | BUTLER | BUT | RA | 09039 |  | 0.339 |  | SBUTRA09039**C | BUT-9039-0.339 | 39.3746 | -84.3868 | 2025-12-31 | Active |  |  |  | State | HL0009654 | 2020-01-16 14:06 |  | State | A1-5 | Conventional | No |  | AT | A |  |  |  | 1 |  |  |  | No | No | Yes | No | No | No |  | LED | 1 |  | 70 |  | No |  | American Electric Lighting (AEL) |  | 480 L-N |  | No | No | No | No | No | [12 empty] | 2025-04-24 16:32 | NULL |  | 2025-04-24 16:32 | mhurlow1 | 2018-04-30 17:18 | jritchie2 | 2026-08-11 15:49 | No | No | No | No | No | Standing | None | None | None | No | No | No |  | No | 2025-04-24 16:32 | 2025-04-24 16:32 | ascott3 | 2025-04-24 16:32 | ascott3 | 2025-04-24 16:32 | No Photo Available | https://collectorweb.dot.state.oh.us/arcgis/rest/services/HIGHWAY_LIGHTING/HighwayLighting_Reference/FeatureServer/7/542004/attachments/ | http://data.mapchannels.com/dualmaps6/map.htm?lat=39.374587&lng=-84.386818
08 | BUTLER | BUT | RA | 09039 |  | 0.374 |  | SBUTRA09039**C | BUT-9039-0.374 | 39.3746 | -84.3875 | 2025-12-31 | Active |  |  |  | State | HL0009588 | 2020-01-16 14:09 |  | State | A1-4 | Conventional | No |  | AT |  |  |  |  | 1 |  |  |  | No | No | Yes | No | No | No |  | LED | 1 |  | 70 |  | No |  | Other |  | 480 L-N |  | No | No | No | No | No | [12 empty] | 2025-04-24 16:51 | NULL |  | 2025-04-24 16:51 | mhurlow1 | 2018-04-30 17:17 | jritchie2 | 2026-08-11 15:50 | No | No | No | No | No | Standing | None | None | None | No | No | No |  | No | 2025-04-24 16:51 | 2025-04-24 16:51 | ascott3 | 2025-04-24 16:51 | ascott3 | 2025-04-24 16:51 | No Photo Available | https://collectorweb.dot.state.oh.us/arcgis/rest/services/HIGHWAY_LIGHTING/HighwayLighting_Reference/FeatureServer/7/543205/attachments/ | http://data.mapchannels.com/dualmaps6/map.htm?lat=39.374574&lng=-84.387475
08 | BUTLER | BUT | RA | 09039 |  | 0.4 |  | SBUTRA09039**C | BUT-9039-0.400 | 39.3746 | -84.388 | 2025-12-31 | Active |  |  |  | State | HL0003757 | 2020-01-16 14:12 |  | State | A1-3 | Conventional | No |  | AT | A |  |  |  | 1 |  |  |  | No | No | Yes | No | No | No |  | LED | 1 |  | 70 |  | No |  | American Electric Lighting (AEL) |  | 480 L-N |  | No | No | No | No | No | [12 empty] | 2025-04-24 16:53 | NULL |  | 2025-04-24 16:53 | mhurlow1 | 2018-04-30 17:17 | jritchie2 | 2026-08-11 15:52 | No | No | No | No | No | Standing | None | None | None | No | No | No |  | No | 2025-04-24 16:53 | 2025-04-24 16:53 | ascott3 | 2025-04-24 16:53 | ascott3 | 2025-04-24 16:53 | No Photo Available | https://collectorweb.dot.state.oh.us/arcgis/rest/services/HIGHWAY_LIGHTING/HighwayLighting_Reference/FeatureServer/7/522036/attachments/ | http://data.mapchannels.com/dualmaps6/map.htm?lat=39.374576&lng=-84.387958
08 | BUTLER | BUT | RA | 09039 |  | 0.431 |  | SBUTRA09039**C | BUT-9039-0.431 | 39.3746 | -84.3885 | 2025-12-31 | Active |  |  |  | State | HL0024593 | 2020-01-16 14:15 |  | State | A1-2 | Conventional | No |  | AT | A |  |  |  | 1 |  |  |  | No | No | Yes | No | No | No |  | LED | 1 |  | 70 |  | No |  | American Electric Lighting (AEL) |  | 480 L-N |  | No | No | No | No | No | [12 empty] | 2025-04-24 16:53 | NULL |  | 2025-04-24 16:53 | mhurlow1 | 2018-04-30 17:16 | jritchie2 | 2026-08-11 15:52 | No | No | No | No | No | Standing | None | None | None | No | No | No |  | No | 2025-04-24 16:53 | 2025-04-24 16:53 | ascott3 | 2025-04-24 16:53 | ascott3 | 2025-04-24 16:53 | No Photo Available | https://collectorweb.dot.state.oh.us/arcgis/rest/services/HIGHWAY_LIGHTING/HighwayLighting_Reference/FeatureServer/7/525237/attachments/ | http://data.mapchannels.com/dualmaps6/map.htm?lat=39.374589&lng=-84.388537
08 | BUTLER | BUT | RA | 09039 |  | 0.465 |  | SBUTRA09039**C | BUT-9039-0.465 | 39.3746 | -84.3892 | 2025-12-31 | Active |  |  |  | State | HL0000481 | 2020-01-16 14:17 |  | State | A1-1 | Conventional | No |  | AT | A |  |  |  | 1 |  |  |  | No | No | Yes | No | No | No |  | LED | 1 |  | 70 |  | No |  | Other |  | 480 L-N |  | No | No | No | No | No | [12 empty] | 2025-04-24 16:52 | NULL |  | 2025-04-24 16:52 | mhurlow1 | 2018-04-30 17:16 | jritchie2 | 2026-08-11 15:53 | No | No | No | No | No | Standing | None | None | None | No | No | No |  | No | 2025-04-24 16:52 | 2025-04-24 16:52 | ascott3 | 2025-04-24 16:52 | ascott3 | 2025-04-24 16:52 | No Photo Available | https://collectorweb.dot.state.oh.us/arcgis/rest/services/HIGHWAY_LIGHTING/HighwayLighting_Reference/FeatureServer/7/541204/attachments/ | http://data.mapchannels.com/dualmaps6/map.htm?lat=39.374597&lng=-84.389175
08 | BUTLER | BUT | RA | 09041 |  | 0.058 |  | SBUTRA09041**C | BUT-9041-0.058 | 39.3225 | -84.4255 | 2025-12-31 | Active |  |  |  | State | HL0030646 |  |  | State | A-1 | Tower |  | 4 | [12 empty] | No | No | No | Union Centre 6L | HPS | [27 empty] | 2022-07-29 17:57 | 4 - Needs Inspected in 4 CY |  |  | kurt.powers | 2014-12-19 10:36 | csonner1 | 2022-07-29 17:56 | No | No | No | No | No | Standing | None | None | None | No | No | No | Needs door |  | 2022-07-29 17:57 |  | csonner1 | 2022-07-29 17:58 | csonner1 | 2022-07-29 17:58 | No Photo Available | https://collectorweb.dot.state.oh.us/arcgis/rest/services/HIGHWAY_LIGHTING/HighwayLighting_Reference/FeatureServer/7/295935/attachments/ | http://data.mapchannels.com/dualmaps6/map.htm?lat=39.322509&lng=-84.425489
08 | BUTLER | BUT | RA | 09041 |  | 0.129 |  | SBUTRA09041**C | BUT-9041-0.129 | 39.3215 | -84.4257 | 2025-12-31 | Active |  |  |  | State | HL0030657 |  |  | State | A-2 | Tower |  | 4 | [12 empty] | No | No | No | Union Centre 6L | HPS | [27 empty] | 2022-07-29 18:04 | 4 - Needs Inspected in 4 CY |  |  | kurt.powers | 2014-12-19 10:39 | csonner1 | 2022-07-29 18:03 | No | No | No | No | No | Standing | None | None | None | No | No | No |  |  | 2022-07-29 18:04 |  | csonner1 | 2022-07-29 18:03 | csonner1 | 2022-07-29 18:03 | No Photo Available | No Photo Available | http://data.mapchannels.com/dualmaps6/map.htm?lat=39.321526&lng=-84.425705
08 | BUTLER | BUT | RA | 09042 |  | 0.233 |  | SBUTRA09042**C | BUT-9042-0.233 | 39.3241 | -84.4232 | 2025-12-31 | Active |  |  |  | State | HL0030631 |  |  | State | B-8 | Tower |  | 4 | [12 empty] | No | No | No | Union Centre 6L | HPS | [27 empty] | 2022-07-25 17:07 | 4 - Needs Inspected in 4 CY |  |  | kurt.powers | 2014-12-19 10:28 | csonner1 | 2022-07-25 17:06 | No | No | No | No | No | Standing | None | None | None | No | No | No |  |  | 2022-07-25 17:07 |  | csonner1 | 2022-07-25 17:06 | csonner1 | 2022-07-25 17:06 | No Photo Available | No Photo Available | http://data.mapchannels.com/dualmaps6/map.htm?lat=39.324066&lng=-84.423215
08 | BUTLER | BUT | RA | 09044 |  | 0.659 |  | SBUTRA09044**C | BUT-9044-0.659 | 39.3695 | -84.3651 | 2025-12-31 | Active |  |  |  | State | HL0030818 |  |  | State | DB2 | Tower |  | 6 | [12 empty] | No | No | No | 129 / Liberty Way L6 | HPS | [27 empty] | 2021-05-19 10:47 | 3 - Needs Inspected in 3 CY |  |  | chad.hostetler | 2014-12-19 12:48 | chad.hostetler | 2014-12-19 12:48 | No | No | No | No | No | Standing | None | None | None | No | No | No |  |  | 2021-05-19 10:47 |  | odotonline\rdixon5 | 2021-05-20 10:46 | odotonline\rdixon5 | 2021-05-20 10:46 | No Photo Available | No Photo Available | http://data.mapchannels.com/dualmaps6/map.htm?lat=39.369505&lng=-84.365132
08 | BUTLER | BUT | RA | 09044 |  | 0.725 |  | SBUTRA09044**C | BUT-9044-0.725 | 39.3706 | -84.3652 | 2025-12-31 | Active |  |  |  | State | HL0030825 |  |  | State | Db3 | Tower |  | 4 | [12 empty] | No | No | No | 129 / Liberty Way L6 | HPS | [27 empty] | 2021-05-19 10:46 | 3 - Needs Inspected in 3 CY |  |  | chad.hostetler | 2014-12-19 12:52 | chad.hostetler | 2014-12-19 12:52 | No | No | No | No | No | Standing | None | None | None | No | No | No |  |  | 2021-05-19 10:46 |  | odotonline\rdixon5 | 2021-05-20 10:46 | odotonline\rdixon5 | 2021-05-20 10:46 | No Photo Available | No Photo Available | http://data.mapchannels.com/dualmaps6/map.htm?lat=39.370571&lng=-84.365161
08 | BUTLER | BUT | RA | 09044 |  | 1.096 |  | SBUTRA09044**C | BUT-9044-1.096 | 39.3739 | -84.3639 | 2025-12-31 | Active |  |  |  | State | HL0030927 |  |  | State | CB7 | Tower |  | 6 | [12 empty] | No | No | No | 129 / Liberty Way L6 | HPS | [27 empty] | 2021-05-19 10:45 | 3 - Needs Inspected in 3 CY |  |  | chad.hostetler | 2014-12-19 14:08 | chad.hostetler | 2014-12-19 14:08 | No | No | No | No | No | Standing | None | None | None | No | No | No |  |  | 2021-05-19 10:45 |  | odotonline\rdixon5 | 2021-05-20 10:45 | odotonline\rdixon5 | 2021-05-20 10:45 | No Photo Available | No Photo Available | http://data.mapchannels.com/dualmaps6/map.htm?lat=39.373859&lng=-84.363874
08 | BUTLER | BUT | RA | 09046 |  | 0.019 |  | SBUTRA09046**C | BUT-9046-0.019 | 39.3736 | -84.3739 | 2025-12-31 | Active |  |  |  | State | HL0010645 | 2020-01-15 18:27 |  | State | B2-7 | Conventional | No | [6 empty] | 1 |  |  |  | No |  | Yes | No | No | No |  | HPS | 1 | 200 |  |  | No |  | GE |  | 480 L-N |  | No | No | No | No | No | [12 empty] | 2021-05-13 17:24 | NULL | 0 |  | mhurlow1 | 2018-04-30 18:02 | dturner | 2020-01-15 18:29 | No | No | No | No | No | Standing | None | None | None | No | No | No |  |  | 2021-05-13 17:24 |  | jhudson | 2021-05-13 17:23 | jhudson | 2021-05-13 17:23 | No Photo Available | No Photo Available | http://data.mapchannels.com/dualmaps6/map.htm?lat=39.373598&lng=-84.373940
08 | BUTLER | BUT | RA | 09046 |  | 0.049 |  | SBUTRA09046**C | BUT-9046-0.049 | 39.3736 | -84.3734 | 2025-12-31 | Active |  |  |  | State | HL0007877 | 2020-01-15 18:41 |  | State | B2-6 | Conventional | No | [6 empty] | 1 |  |  |  | No |  | Yes | No | No | No |  | HPS | 1 | 310 |  |  | No |  | Cooper/Eaton |  | 480 L-N |  | No | No | No | No | No | [12 empty] | 2021-05-13 17:28 | NULL | 0 |  | mhurlow1 | 2018-04-30 18:02 | dturner | 2020-01-15 18:43 | No | No | No | No | No | Standing | None | None | None | No | No | No |  |  | 2021-05-13 17:28 |  | jhudson | 2021-05-13 17:27 | jhudson | 2021-05-13 17:27 | No Photo Available | No Photo Available | http://data.mapchannels.com/dualmaps6/map.htm?lat=39.373571&lng=-84.373369
08 | BUTLER | BUT | RA | 09046 |  | 0.08 |  | SBUTRA09046**C | BUT-9046-0.080 | 39.3736 | -84.3728 | 2025-12-31 | Active |  |  |  | State | HL0000989 | 2020-01-15 19:07 |  | State | B2-05 | Conventional | No | [6 empty] | 1 |  |  |  | No |  | Yes | No | No | No |  | HPS | 1 | 200 |  |  | No |  | Cooper/Eaton |  | 480 L-N |  | No | No | No | No | No | [12 empty] | 2021-05-13 17:28 | NULL | 0 |  | mhurlow1 | 2018-04-30 18:02 | dturner | 2020-01-15 19:09 | No | No | No | No | No | Standing | None | None | None | No | No | No |  |  | 2021-05-13 17:28 |  | jhudson | 2021-05-13 17:27 | jhudson | 2021-05-13 17:27 | No Photo Available | No Photo Available | http://data.mapchannels.com/dualmaps6/map.htm?lat=39.373552&lng=-84.372784
08 | BUTLER | BUT | RA | 09046 |  | 0.112 |  | SBUTRA09046**C | BUT-9046-0.112 | 39.3735 | -84.3722 | 2025-12-31 | Active |  |  |  | State | HL0007265 | 2020-01-15 19:20 |  | State | B2-04 | Conventional | No | [6 empty] | 1 |  |  |  | No |  | Yes | No | No | No |  | HPS | 1 | 200 |  |  | No |  | Other |  | 480 L-N |  | No | No | No | No | No | [12 empty] | 2021-05-13 17:29 | NULL | 0 |  | mhurlow1 | 2018-04-30 18:02 | dturner | 2020-01-15 19:21 | No | No | No | No | No | Standing | None | None | None | No | No | No |  |  | 2021-05-13 17:29 |  | jhudson | 2021-05-13 17:28 | jhudson | 2021-05-13 17:28 | No Photo Available | No Photo Available | http://data.mapchannels.com/dualmaps6/map.htm?lat=39.373513&lng=-84.372210
08 | BUTLER | BUT | RA | 09046 |  | 0.142 |  | SBUTRA09046**C | BUT-9046-0.142 | 39.3735 | -84.3716 | 2025-12-31 | Active |  |  |  | State | HL0025519 | 2020-01-15 19:34 |  | State | B2-03 | Conventional | No |  | AT | A |  |  |  | 1 |  |  |  | No | No | Yes | No | No | No |  | LED | 1 |  | 70 |  | No |  | Cooper/Eaton |  | 480 L-N |  | No | No | No | No | No | [12 empty] | 2021-05-13 17:29 | NULL |  |  | mhurlow1 | 2018-04-30 18:03 | jritchie2 | 2026-08-11 16:22 | No | No | No | No | No | Standing | None | None | None | No | No | No |  |  | 2021-05-13 17:29 |  | jhudson | 2021-05-13 17:28 | jhudson | 2021-05-13 17:28 | No Photo Available | No Photo Available | http://data.mapchannels.com/dualmaps6/map.htm?lat=39.373492&lng=-84.371636
08 | BUTLER | BUT | RA | 09046 |  | 0.174 |  | SBUTRA09046**C | BUT-9046-0.174 | 39.3734 | -84.3711 | 2025-12-31 | Active |  |  |  | State | HL0000766 | 2020-01-15 19:47 |  | State | B2-02 | Conventional | No |  | AT | A |  |  |  | 1 |  |  |  | No | No | Yes | No | No | No |  | LED | 1 |  | 70 |  | No |  | Cooper/Eaton |  | 480 L-N |  | No | No | No | No | No | [12 empty] | 2021-05-13 17:29 | NULL |  |  | mhurlow1 | 2018-04-30 18:03 | jritchie2 | 2026-08-11 16:21 | No | No | No | No | No | Standing | None | None | None | No | No | No |  |  | 2021-05-13 17:29 |  | jhudson | 2021-05-13 17:28 | jhudson | 2021-05-13 17:28 | No Photo Available | No Photo Available | http://data.mapchannels.com/dualmaps6/map.htm?lat=39.373446&lng=-84.371060
08 | BUTLER | BUT | RA | 09046 |  | 0.241 |  | SBUTRA09046**C | BUT-9046-0.241 | 39.3733 | -84.3698 | 2025-12-31 | Active |  |  |  | State | HL0030856 |  |  | State | DC5 | Tower |  | 4 | [12 empty] | No | No | No | 129 / Liberty Way L4 | HPS | [27 empty] | 2021-05-19 10:50 | 3 - Needs Inspected in 3 CY |  |  | chad.hostetler | 2014-12-19 13:09 | chad.hostetler | 2014-12-19 13:09 | No | No | No | No | No | Standing | None | None | None | No | No | No |  |  | 2021-05-19 10:50 |  | odotonline\rdixon5 | 2021-05-20 10:50 | odotonline\rdixon5 | 2021-05-20 10:50 | No Photo Available | No Photo Available | http://data.mapchannels.com/dualmaps6/map.htm?lat=39.373283&lng=-84.369829
08 | BUTLER | BUT | RA | 09046 |  | 0.445 |  | SBUTRA09046**C | BUT-9046-0.445 | 39.372 | -84.3666 | 2025-12-31 | Active |  |  |  | State | HL0030880 |  |  | State | DC3 | Tower |  | 6 | [12 empty] | No | No | No | 129 / Liberty Way L6 | HPS | [27 empty] | 2021-05-22 00:08 | 3 - Needs Inspected in 3 CY |  |  | chad.hostetler | 2014-12-19 13:24 | chad.hostetler | 2014-12-19 13:24 | No | No | No | No | No | Standing | None | None | None | No | No | No |  |  | 2021-05-22 00:08 |  | odotonline\rdixon5 | 2021-05-24 00:08 | odotonline\rdixon5 | 2021-05-24 00:08 | No Photo Available | No Photo Available | http://data.mapchannels.com/dualmaps6/map.htm?lat=39.371996&lng=-84.366565
08 | BUTLER | BUT | RA | 09046 |  | 0.516 |  | SBUTRA09046**C | BUT-9046-0.516 | 39.3709 | -84.3666 | 2025-12-31 | Active |  |  |  | State | HL0030890 |  |  | State | DC2 | Tower |  | 4 | [12 empty] | No | No | No | 129 / Liberty Way L4 | HPS | [27 empty] | 2021-05-22 00:08 | 3 - Needs Inspected in 3 CY |  |  | chad.hostetler | 2014-12-19 13:35 | chad.hostetler | 2014-12-19 13:35 | No | No | No | No | No | Standing | None | None | None | No | No | No |  |  | 2021-05-22 00:08 |  | odotonline\rdixon5 | 2021-05-24 00:08 | odotonline\rdixon5 | 2021-05-24 00:08 | No Photo Available | No Photo Available | http://data.mapchannels.com/dualmaps6/map.htm?lat=39.370903&lng=-84.366562
08 | BUTLER | BUT | RA | 09046 |  | 0.682 |  | SBUTRA09046**C | BUT-9046-0.682 | 39.3686 | -84.3666 | 2025-12-31 | Active |  |  |  | State | HL0030791 |  |  | State | DA6 | Tower |  | 4 | [12 empty] | No | No | No | 129 / Liberty Way L6 | HPS | [27 empty] | 2025-07-07 15:43 | 7 - Needs Inspected in 7 CY |  | 2025-07-07 15:43 | chad.hostetler | 2014-12-19 12:34 | chad.hostetler | 2014-12-19 12:36 | No | No | No | No | No | Standing | None | None | None | No | No | No |  | No | 2025-07-07 15:43 | 2025-07-07 15:43 | gbrasher | 2025-07-07 15:43 | gbrasher | 2025-07-07 15:43 | No Photo Available | https://collectorweb.dot.state.oh.us/arcgis/rest/services/HIGHWAY_LIGHTING/HighwayLighting_Reference/FeatureServer/7/552900/attachments/ | http://data.mapchannels.com/dualmaps6/map.htm?lat=39.368615&lng=-84.366625
08 | BUTLER | BUT | RA | 09047 |  | 0.13 |  | SBUTRA09047**C | BUT-9047-0.130 | 39.3674 | -84.3669 | 2025-12-31 | Active |  |  |  | State | HL0030804 |  |  | State | DA5 | Tower |  | 4 | [12 empty] | No | No | No | 129 / Liberty Way L6 | HPS | [27 empty] | 2025-07-07 15:58 | 7 - Needs Inspected in 7 CY |  | 2025-07-07 15:58 | chad.hostetler | 2014-12-19 12:38 | chad.hostetler | 2014-12-19 12:38 | No | No | No | No | No | Standing | None | None | None | No | No | No |  | No | 2025-07-07 15:58 | 2025-07-07 15:58 | gbrasher | 2025-07-07 15:58 | gbrasher | 2025-07-07 15:58 | No Photo Available | https://collectorweb.dot.state.oh.us/arcgis/rest/services/HIGHWAY_LIGHTING/HighwayLighting_Reference/FeatureServer/7/548488/attachments/ | http://data.mapchannels.com/dualmaps6/map.htm?lat=39.367415&lng=-84.366922
08 | BUTLER | BUT | RA | 09049 |  | 0.318 |  | SBUTRA09049**C | BUT-9049-0.318 | 39.3681 | -84.3654 | 2025-12-31 | Active |  |  |  | State | HL0030776 |  |  | State | DB1 | Tower |  | 4 | [12 empty] | No | No | No | 129 / Liberty Way L4 | HPS | [27 empty] | 2021-05-19 10:47 | 3 - Needs Inspected in 3 CY |  |  | chad.hostetler | 2014-12-19 12:24 | chad.hostetler | 2014-12-19 12:24 | No | No | No | No | No | Standing | None | None | None | No | No | No |  |  | 2021-05-19 10:47 |  | odotonline\rdixon5 | 2021-05-20 10:47 | odotonline\rdixon5 | 2021-05-20 10:47 | No Photo Available | No Photo Available | http://data.mapchannels.com/dualmaps6/map.htm?lat=39.368146&lng=-84.365418
08 | BUTLER | BUT | RA | 09050 |  | 0.643 |  | SBUTRA09050**C | BUT-9050-0.643 | 39.3764 | -84.3646 | 2025-12-31 | Active |  |  |  | State | HL0030933 |  |  | State | CB3 | Tower |  | 4 | [12 empty] | No | No | No | 129/Liberty way 4L dent | HPS | [27 empty] | 2021-05-19 10:44 | 3 - Needs Inspected in 3 CY |  |  | kurt.powers | 2014-12-19 14:15 | kurt.powers | 2014-12-19 14:15 | No | No | No | No | No | Standing | None | None | None | No | No | No |  |  | 2021-05-19 10:44 |  | odotonline\rdixon5 | 2021-05-20 10:44 | odotonline\rdixon5 | 2021-05-20 10:44 | No Photo Available | No Photo Available | http://data.mapchannels.com/dualmaps6/map.htm?lat=39.376435&lng=-84.364556
08 | BUTLER | BUT | RA | 09051 |  | 0.154 |  | SBUTRA09051**C | BUT-9051-0.154 | 39.3743 | -84.3659 | 2025-12-31 | Active |  |  |  | State | HL0030879 |  |  | State | CA9 | Tower |  | 4 | [12 empty] | No | No | No | 129/Liberty way 4L | HPS | [27 empty] | 2021-05-19 10:50 | 3 - Needs Inspected in 3 CY |  |  | kurt.powers | 2014-12-19 13:23 | kurt.powers | 2014-12-19 13:23 | No | No | No | No | No | Standing | None | None | None | No | No | No |  |  | 2021-05-19 10:50 |  | odotonline\rdixon5 | 2021-05-20 10:50 | odotonline\rdixon5 | 2021-05-20 10:50 | No Photo Available | No Photo Available | http://data.mapchannels.com/dualmaps6/map.htm?lat=39.374322&lng=-84.365875
08 | BUTLER | BUT | RA | 09051 |  | 0.262 |  | SBUTRA09051**C | BUT-9051-0.262 | 39.3728 | -84.3661 | 2025-12-31 | Active |  |  |  | State | HL0030884 |  |  | State | Da10 | Tower |  | 6 | [12 empty] | No | No | No | 129 / Liberty Way L4 | HPS | [27 empty] | 2021-05-19 10:49 | 3 - Needs Inspected in 3 CY |  |  | chad.hostetler | 2014-12-19 13:29 | chad.hostetler | 2014-12-19 13:29 | No | No | No | No | No | Standing | None | None | None | No | No | No |  |  | 2021-05-19 10:49 |  | odotonline\rdixon5 | 2021-05-20 10:49 | odotonline\rdixon5 | 2021-05-20 10:49 | No Photo Available | No Photo Available | http://data.mapchannels.com/dualmaps6/map.htm?lat=39.372807&lng=-84.366076
08 | BUTLER | BUT | RA | 09051 |  | 0.496 |  | SBUTRA09051**C | BUT-9051-0.496 | 39.3696 | -84.3668 | 2025-12-31 | Active |  |  |  | State | HL0032743 |  |  | State |  | Tower | [14 empty] | No | No | No |  | HPS | [27 empty] | 2021-05-19 10:48 | 3 - Needs Inspected in 3 CY |  |  | COLLECTOR@D31_AG | 2019-01-01 05:00 | COLLECTOR@D31_AG | 2019-01-01 05:00 | No | No | No | No | No | Standing | None | None | None | No | No | No |  |  | 2021-05-19 10:48 |  | odotonline\rdixon5 | 2021-05-20 10:48 | odotonline\rdixon5 | 2021-05-20 10:48 | No Photo Available | No Photo Available | http://data.mapchannels.com/dualmaps6/map.htm?lat=39.369575&lng=-84.366758
08 | BUTLER | BUT | RA | 09052 |  | 0.094 |  | SBUTRA09052**C | BUT-9052-0.094 | 39.3728 | -84.3682 | 2025-12-31 | Active |  |  |  | State | HL0030863 |  |  | State | DC4 | Tower |  | 6 | [12 empty] | No | No | No | 129 / Liberty Way L4 | HPS | [27 empty] | 2025-07-07 12:39 | 7 - Needs Inspected in 7 CY |  |  | chad.hostetler | 2014-12-19 13:13 | chad.hostetler | 2014-12-19 13:13 | No | No | No | No | No | Standing | None | None | None | No | No | Yes | Junction wire has exposed wire needs troubleshoot replaced | No | 2025-07-07 12:39 |  | ascott3 | 2025-07-07 12:43 | ascott3 | 2025-07-07 12:43 | No Photo Available | https://collectorweb.dot.state.oh.us/arcgis/rest/services/HIGHWAY_LIGHTING/HighwayLighting_Reference/FeatureServer/7/548487/attachments/ | http://data.mapchannels.com/dualmaps6/map.htm?lat=39.372793&lng=-84.368189
08 | BUTLER | BUT | RA | 09135 |  | 0.012 |  | SBUTRA09135**C | BUT-9135-0.012 | 39.387 | -84.5064 | 2025-12-31 | Active |  |  |  | State | HL0017876 | 2020-06-09 16:45 |  | State | Z-5 | Conventional | No |  | AT | A |  |  |  | 1 |  |  |  |  | No | Yes | No | No | No |  | LED | 1 |  | 70 | 8,500 - 11,999 | No | [5 empty] | Yes | [16 empty] | 2022-06-23 17:05 | NULL |  |  | mhurlow1 | 2018-04-30 16:33 | jritchie2 | 2026-08-13 14:18 | No | No | No | No | No | Standing | None | None | None | No | No | No |  |  | 2022-06-23 17:05 |  | rdixon5 | 2022-06-23 17:05 | rdixon5 | 2022-06-23 17:05 | No Photo Available | No Photo Available | http://data.mapchannels.com/dualmaps6/map.htm?lat=39.386958&lng=-84.506387
08 | BUTLER | BUT | RA | 09135 |  | 0.017 |  | SBUTRA09135**C | BUT-9135-0.017 | 39.3871 | -84.5065 | 2025-12-31 | Active |  |  |  | State | HL0008071 | 2020-01-23 18:24 |  | State | C1-14 | Conventional | No |  | AT | A |  |  |  | 1 |  |  |  | No | No | Yes | No | No | No |  | LED | 1 |  | 70 |  | No |  | American Electric Lighting (AEL) |  | 480 L-N |  | No | No | No | No | No | [12 empty] | 2022-06-23 17:05 | NULL |  |  | mhurlow1 | 2018-04-30 16:32 | jritchie2 | 2026-08-13 14:19 | No | No | No | No | No | Standing | None | None | None | No | No | No |  |  | 2022-06-23 17:05 |  | rdixon5 | 2022-06-23 17:05 | rdixon5 | 2022-06-23 17:05 | No Photo Available | No Photo Available | http://data.mapchannels.com/dualmaps6/map.htm?lat=39.387141&lng=-84.506463
08 | BUTLER | BUT | RA | 09135 |  | 0.051 |  | SBUTRA09135**C | BUT-9135-0.051 | 39.3872 | -84.5071 | 2025-12-31 | Active |  |  |  | State | HL0021760 | 2020-01-23 18:27 |  | State | C1-13 | Conventional | No |  | AT | A |  |  |  | 1 |  |  |  | No | No | No | No | No | No |  | LED | 1 |  | 70 | 8,500 - 11,999 | No |  | American Electric Lighting (AEL) |  | 480 L-N |  | No | No | No | No | No | [12 empty] | 2022-06-23 17:06 | NULL |  |  | mhurlow1 | 2018-04-30 16:28 | jritchie2 | 2026-08-13 14:20 | No | No | No | No | No | Standing | None | None | None | No | No | No |  |  | 2022-06-23 17:06 |  | rdixon5 | 2022-06-23 17:05 | rdixon5 | 2022-06-23 17:05 | No Photo Available | No Photo Available | http://data.mapchannels.com/dualmaps6/map.htm?lat=39.387160&lng=-84.507090
08 | BUTLER | BUT | RA | 09135 |  | 0.084 |  | SBUTRA09135**C | BUT-9135-0.084 | 39.3871 | -84.5077 | 2025-12-31 | Active |  |  |  | State | HL0017680 | 2020-01-24 18:14 |  | State | C1-12 | Conventional | No |  | AT | A |  |  |  | 1 |  |  |  | No | No | Yes | No | No | No |  | LED | 1 |  | 70 | 8,500 - 11,999 | No |  | Other |  | 480 L-N |  | No | No | No | No | No | [12 empty] | 2022-06-23 17:06 | NULL |  |  | mhurlow1 | 2018-04-30 16:28 | jritchie2 | 2026-08-13 14:21 | No | No | No | No | No | Standing | None | None | None | No | No | No |  |  | 2022-06-23 17:06 |  | rdixon5 | 2022-06-23 17:05 | rdixon5 | 2022-06-23 17:05 | No Photo Available | No Photo Available | http://data.mapchannels.com/dualmaps6/map.htm?lat=39.387071&lng=-84.507734
08 | BUTLER | BUT | RA | 09135 |  | 0.119 |  | SBUTRA09135**C | BUT-9135-0.119 | 39.3869 | -84.5083 | 2025-12-31 | Active |  |  |  | State | HL0017576 | 2020-01-24 18:16 |  | State | C1-11 | Conventional | No |  | AT | A |  |  |  | 1 |  |  |  | No | No | Yes | No | No | No |  | LED | 1 |  | 70 |  | No |  | GE |  | 480 L-N |  | No | No | No | No | No | [12 empty] | 2022-06-23 17:06 | NULL |  |  | mhurlow1 | 2018-04-30 16:27 | jritchie2 | 2026-08-13 14:21 | No | No | No | No | No | Standing | None | None | None | No | No | No |  |  | 2022-06-23 17:06 |  | rdixon5 | 2022-06-23 17:06 | rdixon5 | 2022-06-23 17:06 | No Photo Available | No Photo Available | http://data.mapchannels.com/dualmaps6/map.htm?lat=39.386907&lng=-84.508346
08 | BUTLER | BUT | RA | 09135 |  | 0.153 |  | SBUTRA09135**C | BUT-9135-0.153 | 39.3867 | -84.5089 | 2025-12-31 | Active |  |  |  | State | HL0024482 | 2020-01-24 18:18 |  | State | C1-10 | Conventional | No |  | AT | A |  |  |  | 1 |  |  |  | No | No | Yes | No | No | No |  | LED | 1 |  | 70 | 8,500 - 11,999 | No |  | Other |  | 480 L-N |  | No | No | No | No | No | [12 empty] | 2022-06-23 17:06 | NULL |  |  | mhurlow1 | 2018-04-30 16:27 | jritchie2 | 2026-08-13 14:22 | No | No | No | No | No | Standing | None | None | None | No | No | No |  |  | 2022-06-23 17:06 |  | rdixon5 | 2022-06-23 17:06 | rdixon5 | 2022-06-23 17:06 | No Photo Available | No Photo Available | http://data.mapchannels.com/dualmaps6/map.htm?lat=39.386735&lng=-84.508938
08 | BUTLER | BUT | RA | 09135 |  | 0.187 |  | SBUTRA09135**C | BUT-9135-0.187 | 39.3866 | -84.5096 | 2025-12-31 | Active |  |  |  | State | HL0023579 | 2020-01-24 18:21 |  | State | C1-9 | Conventional | No |  | AT | A |  |  |  | 1 |  |  |  | No | No | Yes | No | No | No |  | LED | 1 |  | 70 | 8,500 - 11,999 | No |  | Other |  | 480 L-N |  | No | No | No | No | No | [12 empty] | 2022-06-23 17:06 | NULL |  |  | mhurlow1 | 2018-04-30 16:27 | jritchie2 | 2026-08-13 14:22 | No | No | No | No | No | Standing | None | None | None | No | No | No |  |  | 2022-06-23 17:06 |  | rdixon5 | 2022-06-23 17:06 | rdixon5 | 2022-06-23 17:06 | No Photo Available | No Photo Available | http://data.mapchannels.com/dualmaps6/map.htm?lat=39.386623&lng=-84.509558
08 | BUTLER | BUT | RA | 09135 |  | 0.222 |  | SBUTRA09135**C | BUT-9135-0.222 | 39.3866 | -84.5102 | 2025-12-31 | Active |  |  |  | State | HL0015146 | 2020-01-24 18:23 |  | State | C1-8 | Conventional | No |  | AT | A |  |  |  | 1 |  |  |  | No | No | Yes | No | No | No |  | LED | 1 |  | 70 | 8,500 - 11,999 | No |  | Other |  | 480 L-N |  | No | No | No | No | No | [12 empty] | 2022-06-23 17:07 | NULL |  |  | mhurlow1 | 2018-04-30 16:26 | jritchie2 | 2026-08-13 14:23 | No | No | No | No | No | Standing | None | None | None | No | No | No |  |  | 2022-06-23 17:07 |  | rdixon5 | 2022-06-23 17:06 | rdixon5 | 2022-06-23 17:06 | No Photo Available | No Photo Available | http://data.mapchannels.com/dualmaps6/map.htm?lat=39.386573&lng=-84.510186
08 | BUTLER | BUT | RA | 09135 |  | 0.256 |  | SBUTRA09135**C | BUT-9135-0.256 | 39.3866 | -84.5108 | 2025-12-31 | Active |  |  |  | State | HL0026083 | 2020-01-24 18:26 |  | State | C1-7 | Conventional | No |  | AT | A |  |  |  | 1 |  |  |  | No | No | Yes | No | No | No |  | LED | 1 |  | 70 | 8,500 - 11,999 | No |  | Cooper/Eaton |  | 480 L-N |  | No | No | No | No | No | [12 empty] | 2022-06-23 17:07 | NULL |  |  | mhurlow1 | 2018-04-30 16:25 | jritchie2 | 2026-08-13 14:23 | No | No | No | No | No | Standing | None | None | None | No | No | No |  |  | 2022-06-23 17:07 |  | rdixon5 | 2022-06-23 17:06 | rdixon5 | 2022-06-23 17:06 | No Photo Available | No Photo Available | http://data.mapchannels.com/dualmaps6/map.htm?lat=39.386588&lng=-84.510819
08 | BUTLER | BUT | RA | 09135 |  | 0.29 |  | SBUTRA09135**C | BUT-9135-0.290 | 39.3866 | -84.5115 | 2025-12-31 | Active |  |  |  | State | HL0025987 | 2020-01-24 18:28 |  | State | C1-6 | Conventional | No |  | AT | A |  |  |  | 1 |  |  |  | No | No | Yes | No | No | No |  | LED | 1 |  | 70 | 8,500 - 11,999 | No |  | Other |  | 480 L-N |  | No | No | No | No | No | [12 empty] | 2022-06-23 17:07 | NULL |  |  | mhurlow1 | 2018-04-30 16:25 | jritchie2 | 2026-08-13 14:24 | No | No | No | No | No | Standing | None | None | None | No | No | No |  |  | 2022-06-23 17:07 |  | rdixon5 | 2022-06-23 17:07 | rdixon5 | 2022-06-23 17:07 | No Photo Available | No Photo Available | http://data.mapchannels.com/dualmaps6/map.htm?lat=39.386625&lng=-84.511452
08 | BUTLER | BUT | RA | 09135 |  | 0.324 |  | SBUTRA09135**C | BUT-9135-0.324 | 39.3867 | -84.5121 | 2025-12-31 | Active |  |  |  | State | HL0007966 | 2020-01-24 18:30 |  | State | C1-5 | Conventional | No |  | AT | A |  |  |  | 1 |  |  |  | No | No | Yes | No | No | No |  | LED | 1 |  | 70 | 8,500 - 11,999 | No |  | GE |  | 480 L-N |  | No | No | No | No | No | [12 empty] | 2022-06-23 17:07 | NULL |  |  | mhurlow1 | 2018-04-30 16:25 | jritchie2 | 2026-08-13 14:24 | No | No | No | No | No | Standing | None | None | None | No | No | No |  |  | 2022-06-23 17:07 |  | rdixon5 | 2022-06-23 17:07 | rdixon5 | 2022-06-23 17:07 | No Photo Available | No Photo Available | http://data.mapchannels.com/dualmaps6/map.htm?lat=39.386667&lng=-84.512085
08 | BUTLER | BUT | RA | 09135 |  | 0.359 |  | SBUTRA09135**C | BUT-9135-0.359 | 39.3867 | -84.5127 | 2025-12-31 | Active |  |  |  | State | HL0001621 | 2020-01-24 18:32 |  | State | C1-4 | Conventional | No |  | AT | A |  |  |  | 1 |  |  |  | No | No | Yes | No | No | No |  | LED | 1 |  | 70 | 8,500 - 11,999 | No |  | Cooper/Eaton |  | 480 L-N |  | No | No | No | No | No | [12 empty] | 2022-06-23 17:07 | NULL |  |  | mhurlow1 | 2018-04-30 16:24 | jritchie2 | 2026-08-13 14:25 | No | No | No | No | No | Standing | None | None | None | No | No | No |  |  | 2022-06-23 17:07 |  | rdixon5 | 2022-06-23 17:07 | rdixon5 | 2022-06-23 17:07 | No Photo Available | No Photo Available | http://data.mapchannels.com/dualmaps6/map.htm?lat=39.386714&lng=-84.512734
08 | BUTLER | BUT | RA | 09136 |  | 0.015 |  | SBUTRA09136**C | BUT-9136-0.015 | 39.3863 | -84.5127 | 2025-12-31 | Active |  |  |  | State | HL0011507 | 2020-01-24 18:43 |  | State | D1-2 | Conventional | No |  | AT | A |  |  |  | 1 |  |  |  | No | No | Yes | No | No | No |  | LED | 1 |  | 70 |  | No |  | Other |  | 480 L-N |  | No | No | No | No | No | [12 empty] | 2024-06-05 14:22 | NULL |  |  | mhurlow1 | 2018-04-30 16:24 | jritchie2 | 2026-08-13 15:30 | No | No | No | No | No | Standing | None | None | None | No | No | No |  |  | 2024-06-05 14:22 |  | ascott3 | 2024-06-05 14:22 | ascott3 | 2024-06-05 14:22 | No Photo Available | No Photo Available | http://data.mapchannels.com/dualmaps6/map.htm?lat=39.386349&lng=-84.512720
08 | BUTLER | BUT | RA | 09136 |  | 0.05 |  | SBUTRA09136**C | BUT-9136-0.050 | 39.3863 | -84.5121 | 2025-12-31 | Active |  |  |  | State | HL0003369 | 2020-01-24 18:46 |  | State | D1-3 | Conventional | No |  | AT | A |  |  |  | 1 |  |  |  | No | No | Yes | No | No | No |  | LED | 1 |  | 70 |  | No |  | GE |  | 480 L-N |  | No | No | No | No | No | [12 empty] | 2024-06-05 14:01 | NULL |  |  | mhurlow1 | 2018-04-30 16:25 | jritchie2 | 2026-08-13 15:31 | No | No | Yes | No | No | Standing | None | None | None | No | No | No |  |  | 2024-06-05 14:01 |  | ascott3 | 2024-06-05 14:01 | ascott3 | 2024-06-05 14:01 | No Photo Available | https://collectorweb.dot.state.oh.us/arcgis/rest/services/HIGHWAY_LIGHTING/HighwayLighting_Reference/FeatureServer/7/469739/attachments/ | http://data.mapchannels.com/dualmaps6/map.htm?lat=39.386271&lng=-84.512085
08 | BUTLER | BUT | RA | 09136 |  | 0.084 |  | SBUTRA09136**C | BUT-9136-0.084 | 39.3862 | -84.5114 | 2025-12-31 | Active |  |  |  | State | HL0012529 | 2020-01-24 18:47 |  | State | D1-4 | Conventional | No |  | AT | A |  |  |  | 1 |  |  |  | No | No | Yes | No | No | No |  | LED | 1 |  | 70 |  | No |  | GE |  | 480 L-N |  | No | No | No | No | No | [12 empty] | 2024-06-05 14:23 | NULL |  |  | mhurlow1 | 2018-04-30 16:25 | jritchie2 | 2026-08-13 15:31 | No | No | No | No | No | Standing | None | None | None | No | No | No |  |  | 2024-06-05 14:23 |  | ascott3 | 2024-06-05 14:23 | ascott3 | 2024-06-05 14:23 | No Photo Available | No Photo Available | http://data.mapchannels.com/dualmaps6/map.htm?lat=39.386229&lng=-84.511438
08 | BUTLER | BUT | RA | 09136 |  | 0.118 |  | SBUTRA09136**C | BUT-9136-0.118 | 39.3862 | -84.5108 | 2025-12-31 | Active |  |  |  | State | HL0008898 | 2020-01-24 18:49 |  | State | D1-5 | Conventional | No |  | AT | A |  |  |  | 1 |  |  |  | No | No | Yes | No | No | No |  | LED | 1 |  | 70 |  | No |  | Cooper/Eaton |  | 480 L-N |  | No | No | No | No | No | [12 empty] | 2024-06-05 14:23 | NULL |  |  | mhurlow1 | 2018-04-30 16:25 | jritchie2 | 2026-08-13 15:32 | No | No | No | No | No | Standing | None | None | None | No | No | No |  |  | 2024-06-05 14:23 |  | ascott3 | 2024-06-05 14:23 | ascott3 | 2024-06-05 14:23 | No Photo Available | No Photo Available | http://data.mapchannels.com/dualmaps6/map.htm?lat=39.386173&lng=-84.510816
08 | BUTLER | BUT | RA | 09136 |  | 0.145 |  | SBUTRA09136**C | BUT-9136-0.145 | 39.3861 | -84.5103 | 2025-12-31 | Active |  |  |  | State | HL0016004 | 2020-01-24 18:51 |  | State | D1-6 | Conventional | No |  | AT | A |  |  |  | 1 |  |  |  | No | No | Yes | No | No | No |  | LED | 1 |  | 70 |  | No |  | Cooper/Eaton |  | 480 L-N |  | No | No | No | No | No | [12 empty] | 2024-06-05 14:29 | NULL |  |  | mhurlow1 | 2018-04-30 16:26 | jritchie2 | 2026-08-13 15:32 | No | No | Yes | No | No | Standing | None | None | None | No | No | No |  |  | 2024-06-05 14:29 |  | ascott3 | 2024-06-05 14:29 | ascott3 | 2024-06-05 14:29 | No Photo Available | https://collectorweb.dot.state.oh.us/arcgis/rest/services/HIGHWAY_LIGHTING/HighwayLighting_Reference/FeatureServer/7/469339/attachments/ | http://data.mapchannels.com/dualmaps6/map.htm?lat=39.386072&lng=-84.510330
08 | BUTLER | BUT | RA | 09136 |  | 0.182 |  | SBUTRA09136**C | BUT-9136-0.182 | 39.3859 | -84.5097 | 2025-12-31 | Active |  |  |  | State | HL0013602 | 2020-01-24 18:54 |  | State | D1-7 | Conventional | No |  | AT | A |  |  |  | 1 |  |  |  | No | No | Yes | No | No | No |  | LED | 1 |  | 70 |  | No |  | American Electric Lighting (AEL) |  | 480 L-N |  | No | No | No | No | No | [12 empty] | 2022-06-21 19:02 | NULL |  |  | mhurlow1 | 2018-04-30 16:27 | jritchie2 | 2026-08-13 15:32 | No | No | No | No | No | Standing | None | None | None | No | No | No |  |  | 2022-06-21 19:02 |  | rdixon5 | 2022-06-21 19:01 | rdixon5 | 2022-06-21 19:01 | No Photo Available | No Photo Available | http://data.mapchannels.com/dualmaps6/map.htm?lat=39.385924&lng=-84.509689
08 | BUTLER | BUT | RA | 09136 |  | 0.216 |  | SBUTRA09136**C | BUT-9136-0.216 | 39.3857 | -84.5091 | 2025-12-31 | Active |  |  |  | State | HL0018641 | 2020-01-24 18:56 |  | State | D1-8 | Conventional | No |  | AT | A |  |  |  | 1 |  |  |  | No | No | Yes | No | No | No |  | LED | 1 |  | 70 |  | No |  | Cooper/Eaton |  | 480 L-N |  | No | No | No | No | No | [12 empty] | 2024-06-05 17:07 | NULL |  |  | mhurlow1 | 2018-04-30 16:27 | jritchie2 | 2026-08-13 15:33 | No | No | No | No | No | Standing | None | None | None | No | No | No | was missing a pole cap so cleaned it out and put new pole cap on |  | 2024-06-05 17:07 |  | ascott3 | 2024-06-05 17:07 | ascott3 | 2024-06-05 17:07 | No Photo Available | https://collectorweb.dot.state.oh.us/arcgis/rest/services/HIGHWAY_LIGHTING/HighwayLighting_Reference/FeatureServer/7/469342/attachments/ | http://data.mapchannels.com/dualmaps6/map.htm?lat=39.385701&lng=-84.509115
08 | BUTLER | BUT | RA | 09136 |  | 0.251 |  | SBUTRA09136**C | BUT-9136-0.251 | 39.3855 | -84.5085 | 2025-12-31 | Active |  |  |  | State | HL0014921 | 2020-01-27 18:52 |  | State | D1-9 | Conventional | No |  | AT | A |  |  |  | 1 |  |  |  |  | No | Yes | No | No | No |  | LED | 1 |  | 70 |  | No |  | Cooper/Eaton |  | 480 L-N |  | No | No | No | No | No | [12 empty] | 2022-06-21 19:01 | NULL |  |  | mhurlow1 | 2018-04-30 16:28 | jritchie2 | 2026-08-13 15:34 | No | No | No | No | No | Standing | None | None | None | No | No | No |  |  | 2022-06-21 19:01 |  | rdixon5 | 2022-06-21 19:01 | rdixon5 | 2022-06-21 19:01 | No Photo Available | No Photo Available | http://data.mapchannels.com/dualmaps6/map.htm?lat=39.385470&lng=-84.508549
08 | BUTLER | BUT | RA | 09136 |  | 0.285 |  | SBUTRA09136**C | BUT-9136-0.285 | 39.3852 | -84.508 | 2025-12-31 | Active |  |  |  | State | HL0002649 | 2020-01-27 18:56 |  | State | D1-21 | Conventional | No |  | AT | A |  |  |  | 1 |  |  |  | No | No | Yes | No | No | No |  | LED | 1 |  | 70 |  | No |  | Cooper/Eaton |  | 480 L-N |  | No | No | No | No | No | [12 empty] | 2022-06-21 19:00 | NULL |  |  | mhurlow1 | 2018-04-30 16:28 | jritchie2 | 2026-08-13 15:34 | No | No | No | No | No | Standing | None | None | None | No | No | No |  |  | 2022-06-21 19:00 |  | rdixon5 | 2022-06-21 19:00 | rdixon5 | 2022-06-21 19:00 | No Photo Available | No Photo Available | http://data.mapchannels.com/dualmaps6/map.htm?lat=39.385236&lng=-84.508000
08 | BUTLER | BUT | RA | 09136 |  | 0.318 |  | SBUTRA09136**C | BUT-9136-0.318 | 39.385 | -84.5074 | 2025-12-31 | Active |  |  |  | State | HL0018123 | 2020-01-27 18:58 |  | State | D1-22 | Conventional | No |  | AT | A |  |  |  | 1 |  |  |  | No | No | Yes | No | No | No |  | LED | 1 |  | 70 |  | No |  | Cooper/Eaton |  | 480 L-N |  | No | No | No | No | No | [12 empty] | 2022-06-21 19:00 | NULL |  |  | mhurlow1 | 2018-04-30 16:28 | jritchie2 | 2026-08-13 15:35 | No | No | No | No | No | Standing | None | None | None | No | No | No |  |  | 2022-06-21 19:00 |  | rdixon5 | 2022-06-21 19:00 | rdixon5 | 2022-06-21 19:00 | No Photo Available | No Photo Available | http://data.mapchannels.com/dualmaps6/map.htm?lat=39.385033&lng=-84.507412
08 | BUTLER | BUT | RA | 09136 |  | 0.352 |  | SBUTRA09136**C | BUT-9136-0.352 | 39.385 | -84.5068 | 2025-12-31 | Active |  |  |  | State | HL0007163 | 2020-01-27 19:00 |  | State | D1-23 | Conventional | No |  | AT | A |  |  |  | 1 |  |  |  | No | No | Yes | No | No | No |  | LED | 1 |  | 70 |  | No |  | Cooper/Eaton |  | 480 L-N |  | No | No | No | No | No | [12 empty] | 2022-06-21 19:00 | NULL |  |  | mhurlow1 | 2018-04-30 16:31 | jritchie2 | 2026-08-13 15:35 | No | No | No | No | No | Standing | None | None | None | No | No | No |  |  | 2022-06-21 19:00 |  | rdixon5 | 2022-06-21 19:00 | rdixon5 | 2022-06-21 19:00 | No Photo Available | No Photo Available | http://data.mapchannels.com/dualmaps6/map.htm?lat=39.384956&lng=-84.506766
08 | BUTLER | BUT | RA | 09137 |  | 0.008 |  | SBUTRA09137**C | BUT-9137-0.008 | 39.3857 | -84.4997 | 2025-12-31 | Active |  |  |  | State | HL0020692 | 2020-01-23 18:32 |  | State | C2-12 | Conventional | No |  | AT | A |  |  |  | 1 |  |  |  | No | No | Yes | No | No | No |  | LED | 1 |  | 70 |  | No |  | Cooper/Eaton |  | 480 L-N |  | No | No | No | No | No | [12 empty] | 2024-06-05 10:03 | NULL |  |  | mhurlow1 | 2018-04-30 16:44 | jritchie2 | 2026-08-13 14:10 | No | No | No | No | No | Standing | None | None | None | No | No | No |  |  | 2024-06-05 10:03 |  | ascott3 | 2024-06-06 10:02 | ascott3 | 2024-06-06 10:02 | No Photo Available | No Photo Available | http://data.mapchannels.com/dualmaps6/map.htm?lat=39.385681&lng=-84.499716
08 | BUTLER | BUT | RA | 09137 |  | 0.04 |  | SBUTRA09137**C | BUT-9137-0.040 | 39.3857 | -84.5003 | 2025-12-31 | Active |  |  |  | State | HL0010175 | 2020-01-23 18:33 |  | State | C2-11 | Conventional | No |  | AT | A |  |  |  | 1 |  |  |  | No | No | Yes | No | No | No |  | LED | 1 |  | 70 |  | No |  | Other |  | 480 L-N |  | No | No | No | No | No | [12 empty] | 2024-06-06 10:03 | NULL |  |  | mhurlow1 | 2018-04-30 16:44 | jritchie2 | 2026-08-13 14:11 | No | No | No | No | No | Standing | None | None | None | No | No | No |  |  | 2024-06-06 10:03 |  | ascott3 | 2024-06-06 10:03 | ascott3 | 2024-06-06 10:03 | No Photo Available | No Photo Available | http://data.mapchannels.com/dualmaps6/map.htm?lat=39.385737&lng=-84.500341
08 | BUTLER | BUT | RA | 09137 |  | 0.075 |  | SBUTRA09137**C | BUT-9137-0.075 | 39.3858 | -84.501 | 2025-12-31 | Active |  |  |  | State | HL0026405 | 2020-01-23 18:35 |  | State | C2-10 | Conventional | No |  | AT | A |  |  |  | 1 |  |  |  | No | No | Yes | No | No | No |  | LED | 1 |  | 70 |  | No |  | Other |  | 480 L-N |  | No | No | No | No | No | [12 empty] | 2024-06-05 10:03 | NULL |  |  | mhurlow1 | 2018-04-30 16:44 | jritchie2 | 2026-08-13 14:11 | No | No | No | No | No | Standing | None | None | None | No | No | No |  |  | 2024-06-05 10:03 |  | ascott3 | 2024-06-06 10:03 | ascott3 | 2024-06-06 10:03 | No Photo Available | No Photo Available | http://data.mapchannels.com/dualmaps6/map.htm?lat=39.385801&lng=-84.500990
08 | BUTLER | BUT | RA | 09137 |  | 0.11 |  | SBUTRA09137**C | BUT-9137-0.110 | 39.3859 | -84.5016 | 2025-12-31 | Active |  |  |  | State | HL0002576 | 2020-01-23 18:38 |  | State | C2-9 | Conventional | No |  | AT | A |  |  |  | 1 |  |  |  | No | No | Yes | No | No | No |  | LED | 1 |  | 70 |  | No |  | GE |  | 480 L-N |  | No | No | No | No | No | [12 empty] | 2024-06-05 10:04 | NULL |  |  | mhurlow1 | 2018-04-30 16:44 | jritchie2 | 2026-08-13 14:12 | No | No | No | No | No | Standing | None | None | None | No | No | No |  |  | 2024-06-05 10:04 |  | ascott3 | 2024-06-06 10:03 | ascott3 | 2024-06-06 10:03 | No Photo Available | No Photo Available | http://data.mapchannels.com/dualmaps6/map.htm?lat=39.385872&lng=-84.501623
08 | BUTLER | BUT | RA | 09137 |  | 0.136 |  | SBUTRA09137**C | BUT-9137-0.136 | 39.3859 | -84.5021 | 2025-12-31 | Active |  |  |  | State | HL0012828 | 2020-01-23 18:40 |  | State | C2-8 | Conventional | No |  | AT | A |  |  |  | 1 |  |  |  | No | No | Yes | No | No | No |  | LED | 1 |  | 70 | 8,500 - 11,999 | No |  | American Electric Lighting (AEL) |  | 480 L-N |  | No | No | No | No | No | [12 empty] | 2024-06-05 10:04 | NULL |  |  | mhurlow1 | 2018-04-30 16:44 | jritchie2 | 2026-08-13 14:12 | No | No | No | No | No | Standing | None | None | None | No | No | No |  |  | 2024-06-05 10:04 |  | ascott3 | 2024-06-06 10:04 | ascott3 | 2024-06-06 10:04 | No Photo Available | No Photo Available | http://data.mapchannels.com/dualmaps6/map.htm?lat=39.385938&lng=-84.502103
08 | BUTLER | BUT | RA | 09137 |  | 0.163 |  | SBUTRA09137**C | BUT-9137-0.163 | 39.3859 | -84.5026 | 2025-12-31 | Active |  |  |  | State | HL0006066 | 2020-01-27 19:36 |  | State | C2-14 | Low Mast | No | [10 empty] | No |  | Yes | No | No | No |  | HPS | 1 | 400 |  |  | No |  | Other |  | 480 L-N |  | No | No | No | No | No | [12 empty] | 2025-10-13 14:25 | NULL | 0 |  | mhurlow1 | 2018-04-30 16:43 | dturner | 2020-01-27 19:37 | No | No | No | No | No | Standing | None | None | None | No | No | No |  | No | 2025-10-13 14:25 |  | csonner1 | 2025-10-13 14:25 | csonner1 | 2025-10-13 14:25 | No Photo Available | No Photo Available | http://data.mapchannels.com/dualmaps6/map.htm?lat=39.385909&lng=-84.502632
08 | BUTLER | BUT | RA | 09137 |  | 0.174 |  | SBUTRA09137**C | BUT-9137-0.174 | 39.3861 | -84.5028 | 2025-12-31 | Active |  |  |  | State | HL0022415 | 2020-01-23 18:42 |  | State | C2-7 | Conventional | No |  | AT | A |  |  |  | 1 |  |  |  | No | No | Yes | No | No | No |  | LED | 1 |  | 70 | 8,500 - 11,999 | No |  | GE |  | 480 L-N |  | No | No | No | No | No | [12 empty] | 2024-06-06 10:04 | NULL |  |  | mhurlow1 | 2018-04-30 16:43 | jritchie2 | 2026-08-13 14:13 | No | No | No | No | No | Standing | None | None | None | No | No | No |  |  | 2024-06-06 10:04 |  | ascott3 | 2024-06-06 10:04 | ascott3 | 2024-06-06 10:04 | No Photo Available | No Photo Available | http://data.mapchannels.com/dualmaps6/map.htm?lat=39.386089&lng=-84.502765
08 | BUTLER | BUT | RA | 09137 |  | 0.208 |  | SBUTRA09137**C | BUT-9137-0.208 | 39.3863 | -84.5033 | 2025-12-31 | Active |  |  |  | State | HL0015494 | 2020-01-23 18:44 |  | State | C2-6 | Conventional | No |  | AT | A |  |  |  | 1 |  |  |  | No | No | Yes | No | No | No |  | LED | 1 |  | 70 |  | No |  | American Electric Lighting (AEL) |  | 480 L-N |  | No | No | No | No | No | [12 empty] | 2024-11-25 15:47 | NULL |  | 2024-11-25 15:47 | mhurlow1 | 2018-04-30 16:43 | jritchie2 | 2026-08-13 14:13 | No | No | No | No | No | Standing | None | None | None | No | No | No |  | No | 2024-11-25 15:47 | 2024-11-25 15:47 | ascott3 | 2024-11-25 15:47 | ascott3 | 2024-11-25 15:47 | No Photo Available | https://collectorweb.dot.state.oh.us/arcgis/rest/services/HIGHWAY_LIGHTING/HighwayLighting_Reference/FeatureServer/7/521544/attachments/ | http://data.mapchannels.com/dualmaps6/map.htm?lat=39.386303&lng=-84.503323
08 | BUTLER | BUT | RA | 09137 |  | 0.242 |  | SBUTRA09137**C | BUT-9137-0.242 | 39.3866 | -84.5039 | 2025-12-31 | Active |  |  |  | State | HL0005723 | 2020-01-23 18:46 |  | State | C2-5 | Conventional | No |  | AT | A |  |  |  | 1 |  |  |  | No | No | No | No | No | No |  | LED | 1 |  | 70 | 8,500 - 11,999 | No |  | American Electric Lighting (AEL) |  | 480 L-N |  | No | No | No | No | No | [12 empty] | 2024-06-05 10:05 | NULL |  |  | mhurlow1 | 2018-04-30 16:43 | jritchie2 | 2026-08-13 14:14 | No | No | No | No | No | Standing | None | None | None | No | No | No |  |  | 2024-06-05 10:05 |  | ascott3 | 2024-06-06 10:04 | ascott3 | 2024-06-06 10:04 | No Photo Available | No Photo Available | http://data.mapchannels.com/dualmaps6/map.htm?lat=39.386566&lng=-84.503870
08 | BUTLER | BUT | RA | 09137 |  | 0.277 |  | SBUTRA09137**C | BUT-9137-0.277 | 39.3868 | -84.5044 | 2025-12-31 | Active |  |  |  | State | HL0026733 | 2020-01-23 18:49 |  | State | C2-4 | Conventional | No |  | AT | A |  |  |  | 1 |  |  |  | No | No | Yes | No | No | No |  | LED | 1 |  | 70 |  | No |  | American Electric Lighting (AEL) |  | 480 L-N |  | No | No | No | No | No | [12 empty] | 2024-06-05 10:05 | NULL |  |  | mhurlow1 | 2018-04-30 16:42 | jritchie2 | 2026-08-13 14:15 | No | No | No | No | No | Standing | None | None | None | No | No | No |  |  | 2024-06-05 10:05 |  | ascott3 | 2024-06-06 10:05 | ascott3 | 2024-06-06 10:05 | No Photo Available | No Photo Available | http://data.mapchannels.com/dualmaps6/map.htm?lat=39.386827&lng=-84.504435
08 | BUTLER | BUT | RA | 09137 |  | 0.31 |  | SBUTRA09137**C | BUT-9137-0.310 | 39.387 | -84.505 | 2025-12-31 | Active |  |  |  | State | HL0014019 | 2020-01-23 18:51 |  | State | C2-3 | Conventional | No |  | AT | A |  |  |  | 1 |  |  |  | No | No | Yes | No | No | No |  | LED | 1 |  | 70 | 8,500 - 11,999 | No |  | Cooper/Eaton |  | 480 L-N |  | No | No | No | No | No | [12 empty] | 2024-06-05 10:05 | NULL |  |  | mhurlow1 | 2018-04-30 16:42 | jritchie2 | 2026-08-13 14:15 | No | No | No | No | No | Standing | None | None | None | No | No | No |  |  | 2024-06-05 10:05 |  | ascott3 | 2024-06-06 10:05 | ascott3 | 2024-06-06 10:05 | No Photo Available | No Photo Available | http://data.mapchannels.com/dualmaps6/map.htm?lat=39.387012&lng=-84.505030
08 | BUTLER | BUT | RA | 09137 |  | 0.344 |  | SBUTRA09137**C | BUT-9137-0.344 | 39.3871 | -84.5057 | 2025-12-31 | Active |  |  |  | State | HL0026842 | 2020-01-23 18:53 |  | State | C2-2 | Conventional | No |  | AT | A |  |  |  | 1 |  |  |  | No | No | Yes | No | No | No |  | LED | 1 |  | 70 | 8,500 - 11,999 | No |  | Cooper/Eaton |  | 480 L-N |  | No | No | No | No | No | [12 empty] | 2024-06-06 10:06 | NULL |  |  | mhurlow1 | 2018-04-30 16:35 | jritchie2 | 2026-08-13 14:16 | No | No | No | No | No | Standing | None | None | None | No | No | No |  |  | 2024-06-06 10:06 |  | ascott3 | 2024-06-06 10:05 | ascott3 | 2024-06-06 10:05 | No Photo Available | No Photo Available | http://data.mapchannels.com/dualmaps6/map.htm?lat=39.387093&lng=-84.505674
08 | BUTLER | BUT | RA | 09138 |  | 0.039 |  | SBUTRA09138**C | BUT-9138-0.039 | 39.3849 | -84.5056 | 2025-12-31 | Active |  |  |  | State | HL0022332 | 2020-01-27 19:03 |  | State | D2-2 | Conventional | No |  | AT | A |  |  |  | 1 |  |  |  | No | No | Yes | No | No | No |  | LED | 1 |  | 70 |  | No |  | American Electric Lighting (AEL) |  | 480 L-N |  | No | No | No | No | No | [12 empty] | 2022-06-21 18:58 | NULL |  |  | mhurlow1 | 2018-04-30 16:40 | jritchie2 | 2026-08-13 15:20 | No | No | No | No | No | Standing | None | None | None | No | No | No |  |  | 2022-06-21 18:58 |  | rdixon5 | 2022-06-21 18:58 | rdixon5 | 2022-06-21 18:58 | No Photo Available | No Photo Available | http://data.mapchannels.com/dualmaps6/map.htm?lat=39.384875&lng=-84.505617
08 | BUTLER | BUT | RA | 09138 |  | 0.07 |  | SBUTRA09138**C | BUT-9138-0.070 | 39.3849 | -84.505 | 2025-12-31 | Active |  |  |  | State | HL0020468 | 2020-01-27 19:05 |  | State | D2-3 | Conventional | No |  | AT | A |  |  |  | 1 |  |  |  | No | No | Yes | No | No | No |  | LED | 1 |  | 70 |  | No |  | Cooper/Eaton |  | 480 L-N |  | No | No | No | No | No | [12 empty] | 2022-06-21 18:58 | NULL |  |  | mhurlow1 | 2018-04-30 16:40 | jritchie2 | 2026-08-13 15:21 | No | No | No | No | No | Standing | None | None | None | No | No | No |  |  | 2022-06-21 18:58 |  | rdixon5 | 2022-06-21 18:58 | rdixon5 | 2022-06-21 18:58 | No Photo Available | No Photo Available | http://data.mapchannels.com/dualmaps6/map.htm?lat=39.384902&lng=-84.505017
08 | BUTLER | BUT | RA | 09138 |  | 0.1 |  | SBUTRA09138**C | BUT-9138-0.100 | 39.385 | -84.5045 | 2025-12-31 | Active |  |  |  | State | HL0002638 | 2020-01-27 19:07 |  | State | D2-4 | Conventional | No |  | AT | A |  |  |  | 1 |  |  |  | No | No | No | No | No | No |  | LED | 1 |  | 70 |  | No |  | American Electric Lighting (AEL) |  | 480 L-N |  | No | No | No | No | No | [12 empty] | 2022-06-21 18:58 | NULL |  |  | mhurlow1 | 2018-04-30 16:40 | jritchie2 | 2026-08-13 15:21 | No | No | No | No | No | Standing | None | None | None | No | No | No |  |  | 2022-06-21 18:58 |  | rdixon5 | 2022-06-21 18:58 | rdixon5 | 2022-06-21 18:58 | No Photo Available | No Photo Available | http://data.mapchannels.com/dualmaps6/map.htm?lat=39.385001&lng=-84.504451
08 | BUTLER | BUT | RA | 09138 |  | 0.132 |  | SBUTRA09138**C | BUT-9138-0.132 | 39.3851 | -84.5039 | 2025-12-31 | Active |  |  |  | State | HL0013457 | 2020-01-27 19:10 |  | State | D2-5 | Conventional | No |  | AT | A |  |  |  | 1 |  |  |  | No | No | Yes | No | No | No |  | LED | 1 |  | 70 | 8,500 - 11,999 | No |  | Other |  | 480 L-N |  | No | No | No | No | No | [12 empty] | 2022-06-21 18:58 | NULL |  |  | mhurlow1 | 2018-04-30 16:40 | jritchie2 | 2026-08-13 15:22 | No | No | No | No | No | Standing | None | None | None | No | No | No |  |  | 2022-06-21 18:58 |  | rdixon5 | 2022-06-21 18:58 | rdixon5 | 2022-06-21 18:58 | No Photo Available | No Photo Available | http://data.mapchannels.com/dualmaps6/map.htm?lat=39.385128&lng=-84.503887
08 | BUTLER | BUT | RA | 09138 |  | 0.163 |  | SBUTRA09138**C | BUT-9138-0.163 | 39.3853 | -84.5033 | 2025-12-31 | Active |  |  |  | State | HL0012871 | 2020-01-27 19:12 |  | State | D2-6 | Conventional | No |  | AT | A |  |  |  | 1 |  |  |  | No | No | Yes | No | No | No |  | LED | 1 |  | 70 |  | No |  | Other |  | 480 L-N |  | No | No | No | No | No | [12 empty] | 2022-06-21 18:58 | NULL |  |  | mhurlow1 | 2018-04-30 16:40 | jritchie2 | 2026-08-13 15:22 | No | No | No | No | No | Standing | None | None | None | No | No | No |  |  | 2022-06-21 18:58 |  | rdixon5 | 2022-06-21 18:58 | rdixon5 | 2022-06-21 18:58 | No Photo Available | No Photo Available | http://data.mapchannels.com/dualmaps6/map.htm?lat=39.385256&lng=-84.503332
08 | BUTLER | BUT | RA | 09138 |  | 0.196 |  | SBUTRA09138**C | BUT-9138-0.196 | 39.3853 | -84.5028 | 2025-12-31 | Active |  |  |  | State | HL0016639 | 2020-01-27 19:14 |  | State | D2-7 | Conventional | No | [6 empty] | 1 |  |  |  | No |  | Yes | No | No | No |  | HPS | 1 | 200 |  |  | No |  | American Electric Lighting (AEL) |  | 480 L-N |  | No | No | No | No | No | [12 empty] | 2022-06-21 18:58 | NULL | 0 |  | mhurlow1 | 2018-04-30 16:40 | dturner | 2020-01-27 19:16 | No | No | No | No | No | Standing | None | None | None | No | No | No |  |  | 2022-06-21 18:58 |  | rdixon5 | 2022-06-21 18:57 | rdixon5 | 2022-06-21 18:57 | No Photo Available | No Photo Available | http://data.mapchannels.com/dualmaps6/map.htm?lat=39.385341&lng=-84.502758
08 | BUTLER | BUT | RA | 09138 |  | 0.226 |  | SBUTRA09138**C | BUT-9138-0.226 | 39.3854 | -84.5022 | 2025-12-31 | Active |  |  |  | State | HL0013708 | 2020-01-27 19:17 |  | State | D2-8 | Conventional | No |  | AT | A |  |  |  | 1 |  |  |  | No | No | Yes | No | No | No |  | LED | 1 |  | 70 |  | No |  | Cooper/Eaton |  | 480 L-N |  | No | No | No | No | No | [12 empty] | 2022-06-21 18:57 | NULL |  |  | mhurlow1 | 2018-04-30 16:41 | jritchie2 | 2026-08-13 15:23 | No | No | No | No | No | Standing | None | None | None | No | No | No |  |  | 2022-06-21 18:57 |  | rdixon5 | 2022-06-21 18:57 | rdixon5 | 2022-06-21 18:57 | No Photo Available | No Photo Available | http://data.mapchannels.com/dualmaps6/map.htm?lat=39.385389&lng=-84.502195
08 | BUTLER | BUT | RA | 09138 |  | 0.257 |  | SBUTRA09138**C | BUT-9138-0.257 | 39.3854 | -84.5016 | 2025-12-31 | Active |  |  |  | State | HL0007178 | 2020-01-27 19:19 |  | State | D2-9 | Conventional | No |  | AT | A |  |  |  | 1 |  |  |  | No | No | Yes | No | No | No |  | LED | 1 |  | 70 |  | No |  | Cooper/Eaton |  | 480 L-N |  | No | No | No | No | No | [12 empty] | 2024-06-06 14:06 | NULL |  |  | mhurlow1 | 2018-04-30 16:41 | jritchie2 | 2026-08-13 15:23 | No | No | Yes | No | No | Standing | None | None | None | No | No | No |  |  | 2024-06-06 14:06 |  | ascott3 | 2024-06-06 14:06 | ascott3 | 2024-06-06 14:06 | No Photo Available | https://collectorweb.dot.state.oh.us/arcgis/rest/services/HIGHWAY_LIGHTING/HighwayLighting_Reference/FeatureServer/7/470542/attachments/ | http://data.mapchannels.com/dualmaps6/map.htm?lat=39.385362&lng=-84.501616
08 | BUTLER | BUT | RA | 09138 |  | 0.291 |  | SBUTRA09138**C | BUT-9138-0.291 | 39.3853 | -84.501 | 2025-12-31 | Active |  |  |  | State | HL0002639 | 2020-01-27 19:22 |  | State | D2-10 | Conventional | No |  | AT | A |  |  |  | 1 |  |  |  | No | No | No | No | No | No |  | LED | 1 |  | 70 |  | No |  | American Electric Lighting (AEL) |  | 480 L-N |  | No | No | No | No | No | [12 empty] | 2022-06-21 18:57 | NULL |  |  | mhurlow1 | 2018-04-30 16:41 | jritchie2 | 2026-08-13 15:24 | No | No | No | No | No | Standing | None | None | None | No | No | No |  |  | 2022-06-21 18:57 |  | rdixon5 | 2022-06-21 18:57 | rdixon5 | 2022-06-21 18:57 | No Photo Available | No Photo Available | http://data.mapchannels.com/dualmaps6/map.htm?lat=39.385327&lng=-84.500985
08 | BUTLER | BUT | RA | 09138 |  | 0.325 |  | SBUTRA09138**C | BUT-9138-0.325 | 39.3853 | -84.5004 | 2025-12-31 | Active |  |  |  | State | HL0017101 | 2020-01-27 19:24 |  | State | D2-11 | Conventional | No |  | AT | A |  |  |  | 1 |  |  |  | No |  | Yes | No | No | No |  | LED | 1 |  | 70 |  | No |  | GE |  | 480 L-N |  | No | No | No | No | No | [12 empty] | 2022-06-21 18:57 | NULL |  |  | mhurlow1 | 2018-04-30 16:41 | jritchie2 | 2026-08-13 15:24 | No | No | No | No | No | Standing | None | None | None | No | No | No |  |  | 2022-06-21 18:57 |  | rdixon5 | 2022-06-21 18:57 | rdixon5 | 2022-06-21 18:57 | No Photo Available | No Photo Available | http://data.mapchannels.com/dualmaps6/map.htm?lat=39.385300&lng=-84.500352
08 | BUTLER | BUT | RA | 09150 |  | 0.005 |  | SBUTRA09150**C | BUT-9150-0.005 | 39.3234 | -84.4246 | 2025-12-31 | Active |  |  |  | State | HL0030638 |  |  | State | B-9 | Tower |  | 4 | [12 empty] | No | No | No | Union Centre 6L buried | HPS | [27 empty] | 2022-07-25 17:22 | 4 - Needs Inspected in 4 CY |  |  | kurt.powers | 2014-12-19 10:32 | csonner1 | 2022-07-25 17:20 | No | No | No | No | No | Standing | None | None | None | No | No | No | Needs dug up with excavator |  | 2022-07-25 17:22 |  | csonner1 | 2022-07-25 17:23 | csonner1 | 2022-07-25 17:23 | No Photo Available | https://collectorweb.dot.state.oh.us/arcgis/rest/services/HIGHWAY_LIGHTING/HighwayLighting_Reference/FeatureServer/7/294335/attachments/ | http://data.mapchannels.com/dualmaps6/map.htm?lat=39.323379&lng=-84.424650
08 | BUTLER | BUT | RA | 09151 |  | 0.153 |  | SBUTRA09151**C | BUT-9151-0.153 | 39.3225 | -84.4227 | 2025-12-31 | Active |  |  |  | State | HL0030673 |  |  | State | B-1 | Tower |  | 4 | [12 empty] | No | No | No | Union centre L6 | HPS | [27 empty] | 2022-07-25 16:31 | 4 - Needs Inspected in 4 CY |  |  | chad.hostetler | 2014-12-19 10:46 | csonner1 | 2022-07-25 16:31 | No | No | No | No | No | Standing | None | None | None | No | No | No |  |  | 2022-07-25 16:31 |  | csonner1 | 2022-07-25 16:31 | csonner1 | 2022-07-25 16:31 | No Photo Available | No Photo Available | http://data.mapchannels.com/dualmaps6/map.htm?lat=39.322497&lng=-84.422686
08 | BUTLER | BUT | RA | 09152 |  | 0.029 |  | SBUTRA09152**C | BUT-9152-0.029 | 39.3214 | -84.4235 | 2025-12-31 | Active |  |  |  | State | HL0030665 |  |  | State | A-9 | Tower |  | 4 | [12 empty] | No | No | No | Union centre L6 | HPS | [27 empty] | 2022-07-25 15:57 | 4 - Needs Inspected in 4 CY |  |  | chad.hostetler | 2014-12-19 10:42 | csonner1 | 2022-07-25 16:17 | No | No | No | No | No | Standing | None | None | None | No | No | No |  |  | 2022-07-25 15:57 |  | csonner1 | 2022-07-25 15:57 | csonner1 | 2022-07-25 15:57 | https://collectorweb.dot.state.oh.us/arcgis/rest/services/HIGHWAY_LIGHTING/HighwayLighting_Reference/FeatureServer/6/30665/attachments/ | No Photo Available | http://data.mapchannels.com/dualmaps6/map.htm?lat=39.321401&lng=-84.423459
08 | BUTLER | BUT | RE | 91146 |  | 0.217 |  | SBUTRE91146**C | BUT-91146-0.217 | 39.4164 | -84.3493 | 2025-12-31 | Active |  |  |  | State | HL0023952 |  |  | State |  | Conventional | [14 empty] | No | No | No |  | HPS | [28 empty] | NULL |  |  | mhurlow1 | 2018-04-26 16:16 | mhurlow1 | 2018-07-23 13:08 | [20 empty] | No Photo Available | No Photo Available | http://data.mapchannels.com/dualmaps6/map.htm?lat=39.416424&lng=-84.349337
08 | BUTLER | BUT | RE | 91146 |  | 0.242 |  | SBUTRE91146**C | BUT-91146-0.242 | 39.4168 | -84.3491 | 2025-12-31 | Active |  |  |  | State | HL0008179 |  |  | State |  | Conventional | [14 empty] | No | No | No |  | HPS | [28 empty] | NULL |  |  | mhurlow1 | 2018-04-26 16:17 | mhurlow1 | 2018-07-23 13:08 | [20 empty] | No Photo Available | No Photo Available | http://data.mapchannels.com/dualmaps6/map.htm?lat=39.416756&lng=-84.349141
08 | BUTLER | BUT | RE | 91146 |  | 0.265 |  | SBUTRE91146**C | BUT-91146-0.265 | 39.4171 | -84.349 | 2025-12-31 | Active |  |  |  | State | HL0025114 |  |  | State |  | Conventional | [14 empty] | No | No | No |  | HPS | [28 empty] | NULL |  |  | mhurlow1 | 2018-04-26 16:17 | mhurlow1 | 2018-07-23 13:08 | [20 empty] | No Photo Available | No Photo Available | http://data.mapchannels.com/dualmaps6/map.htm?lat=39.417052&lng=-84.348959
08 | BUTLER | BUT | RE | 91146 |  | 0.292 |  | SBUTRE91146**C | BUT-91146-0.292 | 39.4174 | -84.3488 | 2025-12-31 | Active |  |  |  | State | HL0004282 |  |  | State |  | Conventional | [14 empty] | No | No | No |  | HPS | [28 empty] | NULL |  |  | mhurlow1 | 2018-04-26 16:18 | mhurlow1 | 2018-07-23 13:08 | [20 empty] | No Photo Available | No Photo Available | http://data.mapchannels.com/dualmaps6/map.htm?lat=39.417405&lng=-84.348751
08 | BUTLER | BUT | RE | 91146 |  | 0.318 |  | SBUTRE91146**C | BUT-91146-0.318 | 39.4178 | -84.3485 | 2025-12-31 | Active |  |  |  | State | HL0006358 |  |  | State |  | Conventional | [14 empty] | No | No | No |  | HPS | [28 empty] | NULL |  |  | mhurlow1 | 2018-04-26 16:19 | mhurlow1 | 2018-07-23 13:08 | [20 empty] | No Photo Available | No Photo Available | http://data.mapchannels.com/dualmaps6/map.htm?lat=39.417751&lng=-84.348548
08 | BUTLER | BUT | RE | 91146 |  | 0.366 |  | SBUTRE91146**C | BUT-91146-0.366 | 39.4184 | -84.3483 | 2025-12-31 | Active |  |  |  | State | HL0007958 |  |  | State |  | Conventional | [14 empty] | No | No | No |  | HPS | [28 empty] | NULL |  |  | mhurlow1 | 2018-04-26 16:24 | mhurlow1 | 2018-07-23 13:08 | [20 empty] | No Photo Available | No Photo Available | http://data.mapchannels.com/dualmaps6/map.htm?lat=39.418428&lng=-84.348341
08 | BUTLER | BUT | RE | 91146 |  | 0.508 |  | SBUTRE91146**C | BUT-91146-0.508 | 39.4203 | -84.3474 | 2025-12-31 | Active |  |  |  | State | HL0009826 |  |  | State |  | Conventional | [14 empty] | No | No | No |  | HPS | [28 empty] | NULL |  |  | mhurlow1 | 2018-04-26 16:38 | mhurlow1 | 2018-07-23 13:08 | [20 empty] | No Photo Available | No Photo Available | http://data.mapchannels.com/dualmaps6/map.htm?lat=39.420343&lng=-84.347400
08 | BUTLER | BUT | RE | 91146 |  | 0.555 |  | SBUTRE91146**C | BUT-91146-0.555 | 39.421 | -84.347 | 2025-12-31 | Active |  |  |  | State | HL0004380 |  |  | State |  | Conventional | [14 empty] | No | No | No |  | HPS | [28 empty] | NULL |  |  | mhurlow1 | 2018-04-26 16:38 | mhurlow1 | 2018-07-23 13:08 | [20 empty] | No Photo Available | No Photo Available | http://data.mapchannels.com/dualmaps6/map.htm?lat=39.420961&lng=-84.347045
08 | BUTLER | BUT | RE | 91146 |  | 0.603 |  | SBUTRE91146**C | BUT-91146-0.603 | 39.4216 | -84.3467 | 2025-12-31 | Active |  |  |  | State | HL0020727 |  |  | State |  | Conventional | [14 empty] | No | No | No |  | HPS | [28 empty] | NULL |  |  | mhurlow1 | 2018-04-26 16:39 | mhurlow1 | 2018-07-23 13:08 | [20 empty] | No Photo Available | No Photo Available | http://data.mapchannels.com/dualmaps6/map.htm?lat=39.421597&lng=-84.346686
08 | BUTLER | BUT | RE | 91146 |  | 0.65 |  | SBUTRE91146**C | BUT-91146-0.650 | 39.4222 | -84.3463 | 2025-12-31 | Active |  |  |  | State | HL0026056 |  |  | State |  | Conventional | [14 empty] | No | No | No |  | HPS | [28 empty] | NULL |  |  | mhurlow1 | 2018-04-26 16:40 | mhurlow1 | 2018-07-23 13:08 | [20 empty] | No Photo Available | No Photo Available | http://data.mapchannels.com/dualmaps6/map.htm?lat=39.422224&lng=-84.346324
08 | BUTLER | BUT | RE | 91146 |  | 0.697 |  | SBUTRE91146**C | BUT-91146-0.697 | 39.4229 | -84.346 | 2025-12-31 | Active |  |  |  | State | HL0024776 |  |  | State |  | Conventional | [14 empty] | No | No | No |  | HPS | [28 empty] | NULL |  |  | mhurlow1 | 2018-04-26 16:40 | mhurlow1 | 2018-07-23 13:08 | [20 empty] | No Photo Available | No Photo Available | http://data.mapchannels.com/dualmaps6/map.htm?lat=39.422853&lng=-84.345970
08 | BUTLER | BUT | RE | 91147 |  | 0.211 |  | SBUTRE91147**C | BUT-91147-0.211 | 39.4208 | -84.3484 | 2025-12-31 | Active |  |  |  | State | HL0003770 |  |  | State |  | Conventional | [14 empty] | No | No | No |  | HPS | [28 empty] | NULL |  |  | mhurlow1 | 2018-04-26 16:34 | mhurlow1 | 2018-07-23 13:08 | [20 empty] | No Photo Available | No Photo Available | http://data.mapchannels.com/dualmaps6/map.htm?lat=39.420809&lng=-84.348409
08 | BUTLER | BUT | RE | 91147 |  | 0.232 |  | SBUTRE91147**C | BUT-91147-0.232 | 39.4205 | -84.3486 | 2025-12-31 | Active |  |  |  | State | HL0001832 |  |  | State |  | Conventional | [14 empty] | No | No | No |  | HPS | [28 empty] | NULL |  |  | mhurlow1 | 2018-04-26 16:33 | mhurlow1 | 2018-07-23 13:08 | [20 empty] | No Photo Available | No Photo Available | http://data.mapchannels.com/dualmaps6/map.htm?lat=39.420535&lng=-84.348571
08 | BUTLER | BUT | RE | 91147 |  | 0.259 |  | SBUTRE91147**C | BUT-91147-0.259 | 39.4202 | -84.3488 | 2025-12-31 | Active |  |  |  | State | HL0011768 |  |  | State |  | Conventional | [14 empty] | No | No | No |  | HPS | [28 empty] | NULL |  |  | mhurlow1 | 2018-04-26 16:33 | mhurlow1 | 2018-07-23 13:08 | [20 empty] | No Photo Available | No Photo Available | http://data.mapchannels.com/dualmaps6/map.htm?lat=39.420180&lng=-84.348777
08 | BUTLER | BUT | RE | 91147 |  | 0.285 |  | SBUTRE91147**C | BUT-91147-0.285 | 39.4198 | -84.349 | 2025-12-31 | Active |  |  |  | State | HL0020060 |  |  | State |  | Conventional | [14 empty] | No | No | No |  | HPS | [28 empty] | NULL |  |  | mhurlow1 | 2018-04-26 16:32 | mhurlow1 | 2018-07-23 13:08 | [20 empty] | No Photo Available | No Photo Available | http://data.mapchannels.com/dualmaps6/map.htm?lat=39.419831&lng=-84.348986
08 | BUTLER | BUT | RE | 91147 |  | 0.311 |  | SBUTRE91147**C | BUT-91147-0.311 | 39.4195 | -84.3492 | 2025-12-31 | Active |  |  |  | State | HL0012277 |  |  | State |  | Conventional | [14 empty] | No | No | No |  | HPS | [28 empty] | NULL |  |  | mhurlow1 | 2018-04-26 16:32 | mhurlow1 | 2018-07-23 13:08 | [20 empty] | No Photo Available | No Photo Available | http://data.mapchannels.com/dualmaps6/map.htm?lat=39.419483&lng=-84.349191
08 | BUTLER | BUT | RE | 91147 |  | 0.36 |  | SBUTRE91147**C | BUT-91147-0.360 | 39.4188 | -84.3494 | 2025-12-31 | Active |  |  |  | State | HL0001931 |  |  | State |  | Conventional | [14 empty] | No | No | No |  | HPS | [28 empty] | NULL |  |  | mhurlow1 | 2018-04-26 16:27 | mhurlow1 | 2018-07-23 13:08 | [20 empty] | No Photo Available | No Photo Available | http://data.mapchannels.com/dualmaps6/map.htm?lat=39.418811&lng=-84.349399
08 | BUTLER | BUT | RE | 91147 |  | 0.407 |  | SBUTRE91147**C | BUT-91147-0.407 | 39.4182 | -84.3497 | 2025-12-31 | Active |  |  |  | State | HL0021768 |  |  | State |  | Conventional | [14 empty] | No | No | No |  | HPS | [28 empty] | NULL |  |  | mhurlow1 | 2018-04-26 16:27 | mhurlow1 | 2018-07-23 13:08 | [20 empty] | No Photo Available | No Photo Available | http://data.mapchannels.com/dualmaps6/map.htm?lat=39.418158&lng=-84.349668
08 | BUTLER | BUT | RE | 91147 |  | 0.454 |  | SBUTRE91147**C | BUT-91147-0.454 | 39.4175 | -84.35 | 2025-12-31 | Active |  |  |  | State | HL0013270 |  |  | State |  | Conventional | [14 empty] | No | No | No |  | HPS | [28 empty] | NULL |  |  | mhurlow1 | 2018-04-26 16:26 | mhurlow1 | 2018-07-23 13:08 | [20 empty] | No Photo Available | No Photo Available | http://data.mapchannels.com/dualmaps6/map.htm?lat=39.417514&lng=-84.349956
08 | BUTLER | BUT | RE | 91147 |  | 0.502 |  | SBUTRE91147**C | BUT-91147-0.502 | 39.4169 | -84.3503 | 2025-12-31 | Active |  |  |  | State | HL0013917 |  |  | State |  | Conventional | [14 empty] | No | No | No |  | HPS | [28 empty] | NULL |  |  | mhurlow1 | 2018-04-26 16:26 | mhurlow1 | 2018-07-23 13:08 | [20 empty] | No Photo Available | No Photo Available | http://data.mapchannels.com/dualmaps6/map.htm?lat=39.416891&lng=-84.350329
08 | BUTLER | BUT | RE | 91147 |  | 0.55 |  | SBUTRE91147**C | BUT-91147-0.550 | 39.4163 | -84.3507 | 2025-12-31 | Active |  |  |  | State | HL0020828 |  |  | State |  | Conventional | [14 empty] | No | No | No |  | HPS | [28 empty] | NULL |  |  | mhurlow1 | 2018-04-26 16:15 | mhurlow1 | 2018-07-23 13:08 | [20 empty] | No Photo Available | No Photo Available | http://data.mapchannels.com/dualmaps6/map.htm?lat=39.416258&lng=-84.350709
08 | BUTLER | BUT | RE | 91147 |  | 0.596 |  | SBUTRE91147**C | BUT-91147-0.596 | 39.4156 | -84.351 | 2025-12-31 | Active |  |  |  | State | HL0004457 |  |  | State |  | Conventional | [14 empty] | No | No | No |  | HPS | [28 empty] | NULL |  |  | mhurlow1 | 2018-04-26 16:14 | mhurlow1 | 2018-07-23 13:08 | [20 empty] | No Photo Available | No Photo Available | http://data.mapchannels.com/dualmaps6/map.htm?lat=39.415638&lng=-84.351042
08 | BUTLER | BUT | SR | 00004 |  | 10.799 |  | SBUTSR00004**C | BUT-4-10.799 | 39.4086 | -84.502 | 2025-12-31 | Active | 2021-10-15 | 110423 | 2022-09-12 | State | HL0034303 |  |  | State | x-1 | Other | No |  | AT | A |  |  |  | 1 |  |  |  |  | No | Yes | No | No | No | Signal pole attachment | LED | 1 |  | 70 | 8,500 - 11,999 | No | [22 empty] | 2025-05-28 15:18 | NULL |  | 2025-05-28 15:18 | CADD@P31_AG | 2021-04-10 11:23 | jritchie2 | 2026-08-13 16:45 | No | No | No | No | No | Standing | None | None | None | No | No | No |  | No | 2025-05-28 15:18 | 2025-05-28 15:18 | ascott3 | 2025-05-28 15:18 | ascott3 | 2025-05-28 15:18 | No Photo Available | https://collectorweb.dot.state.oh.us/arcgis/rest/services/HIGHWAY_LIGHTING/HighwayLighting_Reference/FeatureServer/7/549239/attachments/ | http://data.mapchannels.com/dualmaps6/map.htm?lat=39.408629&lng=-84.502024
08 | BUTLER | BUT | SR | 00004 |  | 10.814 |  | SBUTSR00004**N | BUT-4-10.814 | 39.409 | -84.5019 | 2025-12-31 | Active |  |  |  | State | HL0009091 | 2020-01-28 19:34 |  | State | x-4 | Other | No |  | AT | A |  |  |  | 1 |  |  |  | No | No | Yes | No | No | No | Signal pole attachment | LED | 1 |  | 70 | 8,500 - 11,999 | No |  | GE |  | 480 L-N |  | No | No | No | No | No | [12 empty] | 2025-05-28 15:13 | NULL |  | 2025-05-28 15:13 | Dsnyder5 | 2018-06-11 17:05 | jritchie2 | 2026-08-13 16:46 | No | No | No | No | No | Standing | None | None | None | No | No | No |  | No | 2025-05-28 15:13 | 2025-05-28 15:13 | ascott3 | 2025-05-28 15:13 | ascott3 | 2025-05-28 15:13 | No Photo Available | https://collectorweb.dot.state.oh.us/arcgis/rest/services/HIGHWAY_LIGHTING/HighwayLighting_Reference/FeatureServer/7/553630/attachments/ | http://data.mapchannels.com/dualmaps6/map.htm?lat=39.409022&lng=-84.501899
08 | BUTLER | BUT | SR | 00004 |  | 10.817 |  | SBUTSR00004**N | BUT-4-10.817 | 39.4091 | -84.5019 | 2025-12-31 | Active |  |  |  | State | HL0040301 |  |  | State |  | Conventional | [14 empty] | No | No | No |  | LED | 1 | [27 empty] | NULL |  |  | ascott3 | 2025-05-28 15:08 | jritchie2 | 2026-08-13 16:46 | [20 empty] | No Photo Available | No Photo Available | http://data.mapchannels.com/dualmaps6/map.htm?lat=39.409075&lng=-84.501859
08 | BUTLER | BUT | SR | 00004 |  | 10.832 |  | SBUTSR00004**C | BUT-4-10.832 | 39.4088 | -84.5014 | 2025-12-31 | Active | 2021-10-15 | 110423 | 2022-09-12 | State | HL0034302 |  |  | State | x-2 | Other | No |  | AT | A |  |  |  | 1 |  |  |  |  | No | No | No | No | No | Signal pole attachment | LED | 1 |  | 70 | 8,500 - 11,999 | No | [22 empty] | 2025-05-28 15:22 | NULL |  | 2025-05-28 15:22 | CADD@P31_AG | 2021-04-10 11:23 | jritchie2 | 2026-08-13 16:45 | No | No | No | No | No | Standing | None | None | None | No | No | No |  | No | 2025-05-28 15:22 | 2025-05-28 15:22 | ascott3 | 2025-05-28 15:22 | ascott3 | 2025-05-28 15:22 | No Photo Available | https://collectorweb.dot.state.oh.us/arcgis/rest/services/HIGHWAY_LIGHTING/HighwayLighting_Reference/FeatureServer/7/553629/attachments/ | http://data.mapchannels.com/dualmaps6/map.htm?lat=39.408786&lng=-84.501437
08 | BUTLER | BUT | SR | 00004 |  | 10.838 |  | SBUTSR00004**N | BUT-4-10.838 | 39.4092 | -84.5015 | 2025-12-31 | Active |  |  |  | State | HL0040331 |  |  | State | X-3 | Other | No |  | AT | A |  |  |  | 1 |  |  |  |  | No | Yes | No | No | No | Signal pole attachment | LED | 1 |  | 70 | 8,500 - 11,999 | [23 empty] | 2025-05-28 15:13 | NULL |  | 2025-05-28 15:13 | ascott3 | 2025-05-28 15:09 | jritchie2 | 2026-08-13 16:45 | No | No | No | No | No | Standing | None | None | None | No | No | No |  | No | 2025-05-28 15:13 | 2025-05-28 15:13 | ascott3 | 2025-05-28 15:14 | ascott3 | 2025-05-28 15:14 | No Photo Available | https://collectorweb.dot.state.oh.us/arcgis/rest/services/HIGHWAY_LIGHTING/HighwayLighting_Reference/FeatureServer/7/554036/attachments/ | http://data.mapchannels.com/dualmaps6/map.htm?lat=39.409202&lng=-84.501502
08 | BUTLER | BUT | SR | 00004 |  | 13.879 |  | SBUTSR00004**N | BUT-4-13.879 | 39.4279 | -84.4505 | 2025-12-31 | Active | 2021-10-01 | 110458 | 2022-09-27 | State | HL0034305 |  |  | State | k-1 | Conventional | [14 empty] | No | No | No |  | HPS | [27 empty] | 2025-05-28 15:30 | NULL |  | 2025-05-28 15:30 | CADD@P31_AG | 2021-04-15 11:57 | ascott3 | 2024-06-06 17:20 | No | No | No | No | No | Standing | None | None | None | No | No | No |  | No | 2025-05-28 15:30 | 2025-05-28 15:30 | ascott3 | 2025-05-28 15:33 | ascott3 | 2025-05-28 15:33 | No Photo Available | https://collectorweb.dot.state.oh.us/arcgis/rest/services/HIGHWAY_LIGHTING/HighwayLighting_Reference/FeatureServer/7/553631/attachments/ | http://data.mapchannels.com/dualmaps6/map.htm?lat=39.427887&lng=-84.450485
08 | BUTLER | BUT | SR | 00004 |  | 13.896 |  | SBUTSR00004**C | BUT-4-13.896 | 39.4277 | -84.45 | 2025-12-31 | Active | 2022-09-27 | 110458 | 2022-09-27 | State | HL0038703 |  |  | State | K-2 | Conventional | [14 empty] | No | No | No |  | HPS | [27 empty] | 2025-05-28 15:34 | NULL |  | 2025-05-28 15:34 | ascott3 | 2024-06-06 17:14 | acode1 | 2024-09-18 18:28 | No | No | No | No | No | Standing | None | None | None | No | No | No |  | No | 2025-05-28 15:34 | 2025-05-28 15:34 | ascott3 | 2025-05-28 15:34 | ascott3 | 2025-05-28 15:34 | No Photo Available | https://collectorweb.dot.state.oh.us/arcgis/rest/services/HIGHWAY_LIGHTING/HighwayLighting_Reference/FeatureServer/7/547634/attachments/ | http://data.mapchannels.com/dualmaps6/map.htm?lat=39.427659&lng=-84.450007
08 | BUTLER | BUT | SR | 00004 | B | 3.667 |  | SBUTSR00004*BC | BUT-4-3.667 | 39.3757 | -84.5064 | 2025-12-31 | Active |  |  |  | State | HL0019038 |  |  | State | y-3 | Other | No | 6 | A | X |  |  |  | 1 |  |  |  |  | No | Yes | No | No | No | Signal pole attachment | LED | 1 | [26 empty] | 2025-05-28 14:18 | NULL |  | 2025-05-28 14:18 | mhurlow1 | 2018-10-03 11:59 | jritchie2 | 2026-08-13 15:16 | No | Yes | Yes | No | No | Standing | None | None | None | No | No | No |  | No | 2025-05-28 14:18 | 2025-05-28 14:18 | ascott3 | 2025-05-28 14:18 | ascott3 | 2025-05-28 14:18 | No Photo Available | https://collectorweb.dot.state.oh.us/arcgis/rest/services/HIGHWAY_LIGHTING/HighwayLighting_Reference/FeatureServer/7/551224/attachments/ | http://data.mapchannels.com/dualmaps6/map.htm?lat=39.375720&lng=-84.506366
08 | BUTLER | BUT | SR | 00004 | B | 3.85 |  | SBUTSR00004*BN | BUT-4-3.850 | 39.3785 | -84.5071 | 2025-12-31 | Active |  |  |  | State | HL0000597 |  |  | State | Y-2 | Other | No | 6 | A | X |  |  |  | 1 |  |  |  |  | No | Yes | No | No | No | Signal pole attachment | LED | 1 | [26 empty] | 2025-05-28 13:58 | NULL |  | 2025-05-28 13:58 | mhurlow1 | 2018-10-03 11:59 | jritchie2 | 2026-08-13 15:14 | No | No | No | No | No | Standing | None | None | None | No | No | No |  | No | 2025-05-28 13:58 | 2025-05-28 13:58 | ascott3 | 2025-05-28 13:58 | ascott3 | 2025-05-28 13:58 | No Photo Available | https://collectorweb.dot.state.oh.us/arcgis/rest/services/HIGHWAY_LIGHTING/HighwayLighting_Reference/FeatureServer/7/549237/attachments/ | http://data.mapchannels.com/dualmaps6/map.htm?lat=39.378476&lng=-84.507125
08 | BUTLER | BUT | SR | 00004 | B | 3.887 |  | SBUTSR00004*BC | BUT-4-3.887 | 39.3789 | -84.5066 | 2025-12-31 | Active |  |  |  | State | HL0001127 |  |  | State | Y-4 | Other | No | 6 | A | X |  |  |  | 1 | [6 empty] | No | No | No | Signal pole attachment | LED | 1 | [26 empty] | 2025-05-28 13:50 | NULL |  | 2025-05-28 13:50 | mhurlow1 | 2018-10-03 12:00 | jritchie2 | 2026-08-13 15:13 | No | No | No | No | No | Standing | None | None | None | No | No | No |  | No | 2025-05-28 13:50 | 2025-05-28 13:50 | ascott3 | 2025-05-28 13:50 | ascott3 | 2025-05-28 13:50 | No Photo Available | https://collectorweb.dot.state.oh.us/arcgis/rest/services/HIGHWAY_LIGHTING/HighwayLighting_Reference/FeatureServer/7/553628/attachments/ | http://data.mapchannels.com/dualmaps6/map.htm?lat=39.378909&lng=-84.506580
08 | BUTLER | BUT | SR | 00004 | B | 4.052 |  | SBUTSR00004*BN | BUT-4-4.052 | 39.3814 | -84.507 | 2025-12-31 | Active |  |  |  | State | HL0022159 |  |  | State | y-1 | Other | No | 6 | A | X |  |  |  | 1 |  |  |  |  | No | Yes | No | No | No |  | LED | 1 | [26 empty] | 2025-05-28 13:56 | NULL |  | 2025-05-28 13:56 | mhurlow1 | 2018-10-03 12:00 | jritchie2 | 2026-08-13 15:11 | No | No | No | No | No | Standing | None | None | None | No | No | No |  | No | 2025-05-28 13:56 | 2025-05-28 13:56 | ascott3 | 2025-05-28 13:57 | ascott3 | 2025-05-28 13:57 | No Photo Available | https://collectorweb.dot.state.oh.us/arcgis/rest/services/HIGHWAY_LIGHTING/HighwayLighting_Reference/FeatureServer/7/554033/attachments/ | http://data.mapchannels.com/dualmaps6/map.htm?lat=39.381405&lng=-84.506953
08 | BUTLER | BUT | SR | 00004 | B | 4.288 |  | SBUTSR00004*BN | BUT-4-4.288 | 39.3848 | -84.5066 | 2025-12-31 | Active |  |  |  | State | HL0012914 | 2020-01-28 19:42 |  | State | Z-3 | Conventional | No |  | AT | A |  |  |  | 1 |  |  |  | No | No | Yes | No | No | No |  | LED | 1 |  | 70 |  | No |  | Cooper/Eaton |  | 480 L-N |  | Yes | No | No | No | No | [12 empty] | 2022-06-21 19:00 | NULL |  |  | mhurlow1 | 2018-04-30 16:39 | jritchie2 | 2026-08-13 15:36 | No | No | No | No | No | Standing | None | None | None | No | No | No |  |  | 2022-06-21 19:00 |  | rdixon5 | 2022-06-21 19:00 | rdixon5 | 2022-06-21 19:00 | No Photo Available | No Photo Available | http://data.mapchannels.com/dualmaps6/map.htm?lat=39.384835&lng=-84.506596
08 | BUTLER | BUT | SR | 00004 | B | 4.321 |  | SBUTSR00004*BC | BUT-4-4.321 | 39.3852 | -84.5061 | 2025-12-31 | Active |  |  |  | State | HL0005675 | 2020-06-09 16:55 |  | State | Z-6 | Conventional | No |  | AT | A |  |  |  | 1 |  |  |  |  | No | No | No | No | No |  | LED | 1 |  | 70 | [7 empty] | Yes | [16 empty] | 2022-06-21 18:59 | NULL |  |  | mhurlow1 | 2018-04-30 16:38 | jritchie2 | 2026-08-13 15:36 | No | No | No | No | No | Standing | None | None | None | No | No | No |  |  | 2022-06-21 18:59 |  | rdixon5 | 2022-06-21 18:58 | rdixon5 | 2022-06-21 18:58 | No Photo Available | No Photo Available | http://data.mapchannels.com/dualmaps6/map.htm?lat=39.385167&lng=-84.506143
08 | BUTLER | BUT | SR | 00004 | B | 4.347 |  | SBUTSR00004*BC | BUT-4-4.347 | 39.3856 | -84.5065 | 2025-12-31 | Active |  |  |  | State | HL0008060 | 2020-01-28 19:39 |  | State | C2-1 | Conventional | No |  | AT | A |  |  |  | 1 |  |  |  | No | No | Yes | No | No | No |  | LED | 1 |  | 70 |  | No |  | Cooper/Eaton |  | 480 L-N |  | No | No | No | No | No | [12 empty] | 2020-01-28 19:41 | NULL |  |  | mhurlow1 | 2018-04-30 16:37 | jritchie2 | 2026-08-13 15:37 | No | No | No | No | No | Standing | None | None | None | No | No | No |  |  | 2020-01-28 19:41 |  | dturner | 2020-01-28 19:41 | dturner | 2020-01-28 19:41 | No Photo Available | No Photo Available | http://data.mapchannels.com/dualmaps6/map.htm?lat=39.385571&lng=-84.506483
08 | BUTLER | BUT | SR | 00004 | B | 4.407 |  | SBUTSR00004*BC | BUT-4-4.407 | 39.3864 | -84.506 | 2025-12-31 | Active |  |  |  | State | HL0023978 | 2020-01-28 19:44 |  | State | D1-24 | Conventional | No |  | AT | A |  |  |  | 1 |  |  |  | No | No | Yes | No | No | No |  | LED | 1 |  | 70 | 8,500 - 11,999 | No |  | Cooper/Eaton |  | 480 L-N |  | No | No | No | No | No | [12 empty] | 2022-06-23 17:05 | NULL |  |  | mhurlow1 | 2018-04-30 16:36 | jritchie2 | 2026-08-13 14:41 | No | No | No | No | No | Standing | None | None | None | No | No | No |  |  | 2022-06-23 17:05 |  | rdixon5 | 2022-06-23 17:05 | rdixon5 | 2022-06-23 17:05 | No Photo Available | No Photo Available | http://data.mapchannels.com/dualmaps6/map.htm?lat=39.386415&lng=-84.506034
08 | BUTLER | BUT | SR | 00004 | B | 4.463 |  | SBUTSR00004*BC | BUT-4-4.463 | 39.3872 | -84.5059 | 2025-12-31 | Active |  |  |  | State | HL0003007 | 2020-06-09 15:48 |  | State | Z-1 | Conventional | No |  | AT | A |  |  |  | 1 |  |  |  |  | No | Yes | No | No | No |  | LED | 1 |  | 70 | 8,500 - 11,999 | No | [5 empty] | Yes | [16 empty] | 2024-06-06 10:06 | NULL |  |  | mhurlow1 | 2018-04-30 16:34 | jritchie2 | 2026-08-13 14:17 | No | No | No | No | No | Standing | None | None | None | No | No | No |  |  | 2024-06-06 10:06 |  | ascott3 | 2024-06-06 10:05 | ascott3 | 2024-06-06 10:05 | No Photo Available | No Photo Available | http://data.mapchannels.com/dualmaps6/map.htm?lat=39.387215&lng=-84.505902
08 | BUTLER | BUT | SR | 00004 | B | 4.692 |  | SBUTSR00004*BC | BUT-4-4.692 | 39.3906 | -84.506 | 2025-12-31 | Active |  |  |  | State | HL0040322 |  |  | State | Z-4 | Other | No |  | AT | A |  |  |  | 1 |  |  |  |  | No | Yes | No | No | No |  | LED | 1 |  | 70 | 8,500 - 11,999 | [23 empty] | 2025-05-28 14:35 | NULL |  | 2025-05-28 14:35 | ascott3 | 2025-05-28 14:35 | jritchie2 | 2026-08-13 16:44 | No | No | No | No | No | Standing | None | None | None | No | No | No |  | No | 2025-05-28 14:35 | 2025-05-28 14:35 | ascott3 | 2025-05-28 14:36 | ascott3 | 2025-05-28 14:36 | No Photo Available | https://collectorweb.dot.state.oh.us/arcgis/rest/services/HIGHWAY_LIGHTING/HighwayLighting_Reference/FeatureServer/7/549238/attachments/ | http://data.mapchannels.com/dualmaps6/map.htm?lat=39.390562&lng=-84.506003
08 | BUTLER | BUT | SR | 00004 | B | 4.697 |  | SBUTSR00004*BC | BUT-4-4.697 | 39.3906 | -84.5054 | 2025-12-31 | Active |  |  |  | State | HL0021469 | 2020-06-09 16:28 |  | State | Z-1 | Other | No |  | AT | A |  |  |  | 1 |  |  |  |  | No | Yes | No | No | No |  | LED | 1 |  | 70 | 8,500 - 11,999 | No | [5 empty] | Yes | [16 empty] | 2025-05-28 14:26 | NULL |  | 2025-05-28 14:26 | mhurlow1 | 2018-10-03 12:14 | jritchie2 | 2026-08-13 16:43 | No | No | No | No | No | Standing | None | None | None | No | No | No |  | No | 2025-05-28 14:26 | 2025-05-28 14:26 | ascott3 | 2025-05-28 14:26 | ascott3 | 2025-05-28 14:26 | No Photo Available | https://collectorweb.dot.state.oh.us/arcgis/rest/services/HIGHWAY_LIGHTING/HighwayLighting_Reference/FeatureServer/7/553230/attachments/ | http://data.mapchannels.com/dualmaps6/map.htm?lat=39.390586&lng=-84.505427
08 | BUTLER | BUT | SR | 00004 | B | 4.72 |  | SBUTSR00004*BC | BUT-4-4.720 | 39.3909 | -84.5054 | 2025-12-31 | Active |  |  |  | State | HL0006095 | 2020-06-09 16:06 |  | State | Z-2 | Other | No |  | AT | A |  |  |  | 1 |  |  |  |  | No | Yes | No | No | No |  | LED | 1 |  | 70 | 8,500 - 11,999 | [23 empty] | 2025-05-28 14:25 | NULL |  | 2025-05-28 14:25 | mhurlow1 | 2018-10-03 12:13 | jritchie2 | 2026-08-13 16:44 | No | No | No | No | No | Standing | None | None | None | No | No | No |  | No | 2025-05-28 14:25 | 2025-05-28 14:25 | ascott3 | 2025-05-28 14:26 | ascott3 | 2025-05-28 14:26 | No Photo Available | https://collectorweb.dot.state.oh.us/arcgis/rest/services/HIGHWAY_LIGHTING/HighwayLighting_Reference/FeatureServer/7/554034/attachments/ | http://data.mapchannels.com/dualmaps6/map.htm?lat=39.390926&lng=-84.505400
08 | BUTLER | BUT | SR | 00004 | B | 4.722 |  | SBUTSR00004*BC | BUT-4-4.722 | 39.391 | -84.5059 | 2025-12-31 | Active |  |  |  | State | HL0014225 | 2020-06-09 16:17 |  | State | Z-3 | Other | No |  | AT | A |  |  |  | 1 |  |  |  |  | No | Yes | No | No | No | Signal pole attachment | LED | 1 |  | 70 | 8,500 - 11,999 | No | [5 empty] | Yes | [16 empty] | 2025-05-28 14:33 | NULL |  | 2025-05-28 14:33 | mhurlow1 | 2018-10-03 12:14 | jritchie2 | 2026-08-13 16:44 | No | No | No | No | No | Standing | None | None | None | No | No | No |  | No | 2025-05-28 14:33 | 2025-05-28 14:33 | ascott3 | 2025-05-28 14:33 | ascott3 | 2025-05-28 14:33 | No Photo Available | https://collectorweb.dot.state.oh.us/arcgis/rest/services/HIGHWAY_LIGHTING/HighwayLighting_Reference/FeatureServer/7/550038/attachments/ | http://data.mapchannels.com/dualmaps6/map.htm?lat=39.390990&lng=-84.505950
08 | BUTLER | BUT | SR | 00004 | B | 5.96 |  | SBUTSR00004*BC | BUT-4-5.960 | 39.4086 | -84.5019 | 2025-12-31 | Active |  |  |  | State | HL0025002 | 2020-01-28 19:36 |  | State |  | Conventional | No | [6 empty] | 1 |  |  |  | No |  | Yes | No | No | No |  | HPS | 1 | 250 |  |  | No |  | GE |  | 480 L-N |  | No | No | No | No | No | [12 empty] | 2024-06-06 15:01 | NULL | 0 |  | Dsnyder5 | 2018-06-11 17:05 | dturner | 2020-01-28 19:38 | No | No | No | No | No | Standing | None | None | None | No | No | No |  |  | 2024-06-06 15:01 |  | ascott3 | 2024-06-06 15:00 | ascott3 | 2024-06-06 15:00 | No Photo Available | No Photo Available | http://data.mapchannels.com/dualmaps6/map.htm?lat=39.408612&lng=-84.501893
08 | BUTLER | BUT | SR | 00073 |  | 7.28 |  | SBUTSR00073**C | BUT-73-7.280 | 39.511 | -84.6102 | 2025-12-31 | Active |  |  |  | State | HL0038734 |  |  | State | B-2 | Conventional | [14 empty] | No | No | No |  | HPS | [27 empty] | 2025-10-13 16:43 | NULL |  |  | ascott3 | 2024-06-07 13:42 | ascott3 | 2024-06-07 13:55 | No | No | No | No | No | Standing | None | None | None | No | No | No |  | No | 2025-10-13 16:43 |  | mneeley | 2025-10-13 16:44 | mneeley | 2025-10-13 16:44 | No Photo Available | No Photo Available | http://data.mapchannels.com/dualmaps6/map.htm?lat=39.510951&lng=-84.610188
08 | BUTLER | BUT | SR | 00073 |  | 7.299 |  | SBUTSR00073**C | BUT-73-7.299 | 39.5109 | -84.6098 | 2025-12-31 | Active |  |  |  | State | HL0038735 |  |  | State | B-3 | Conventional | [14 empty] | No | No | No |  | HPS | [27 empty] | 2025-10-13 16:44 | NULL |  |  | ascott3 | 2024-06-07 13:44 | ascott3 | 2024-06-07 13:44 | No | No | No | No | No | Standing | None | None | None | No | No | No |  | No | 2025-10-13 16:44 |  | mneeley | 2025-10-13 16:44 | mneeley | 2025-10-13 16:44 | No Photo Available | No Photo Available | http://data.mapchannels.com/dualmaps6/map.htm?lat=39.510910&lng=-84.609811
08 | BUTLER | BUT | SR | 00073 |  | 7.32 |  | SBUTSR00073**N | BUT-73-7.320 | 39.5112 | -84.6095 | 2025-12-31 | Active |  |  |  | State | HL0038733 |  |  | State | A-8 | Conventional | [14 empty] | No | No | No |  | LED | 80 | [26 empty] | 2025-05-14 17:38 | NULL |  | 2025-05-14 17:38 | ascott3 | 2024-06-07 13:37 | ascott3 | 2024-12-03 16:40 | Yes | No | No | No | No | Standing | None | None | None | No | No | No |  | No | 2025-05-14 17:38 | 2025-05-14 17:38 | ascott3 | 2025-05-14 17:38 | ascott3 | 2025-05-14 17:38 | No Photo Available | https://collectorweb.dot.state.oh.us/arcgis/rest/services/HIGHWAY_LIGHTING/HighwayLighting_Reference/FeatureServer/7/552382/attachments/ | http://data.mapchannels.com/dualmaps6/map.htm?lat=39.511204&lng=-84.609489
08 | BUTLER | BUT | SR | 00073 |  | 12.978 |  | SBUTSR00073**N | BUT-73-12.978 | 39.4853 | -84.5136 | 2025-12-31 | Active | 2021-10-29 | 102059 | 2021-10-29 | State | HL0038726 |  |  | State | 73-1 | Conventional | [14 empty] | No | No | No |  | HPS | [27 empty] | 2026-02-05 18:48 | NULL |  |  | ascott3 | 2024-06-07 12:35 | acode1 | 2024-09-12 11:52 | No | No | No | No | No | Standing | None | None | None | No | No | No | New fuse | No | 2026-02-05 18:48 |  | ascott3 | 2026-02-05 18:48 | ascott3 | 2026-02-05 18:48 | No Photo Available | No Photo Available | http://data.mapchannels.com/dualmaps6/map.htm?lat=39.485308&lng=-84.513625
08 | BUTLER | BUT | SR | 00073 |  | 13.008 |  | SBUTSR00073**C | BUT-73-13.008 | 39.4849 | -84.5133 | 2025-12-31 | Active | 2021-10-29 | 102059 | 2021-10-29 | State | HL0038716 |  |  | State | 73-2 | Conventional | [14 empty] | No | No | No |  | HPS | [27 empty] | 2025-10-13 16:41 | NULL |  |  | ascott3 | 2024-06-07 12:39 | acode1 | 2024-09-12 11:52 | No | No | No | No | No | Standing | None | None | None | No | No | No |  | No | 2025-10-13 16:41 |  | mneeley | 2025-10-13 16:41 | mneeley | 2025-10-13 16:41 | No Photo Available | No Photo Available | http://data.mapchannels.com/dualmaps6/map.htm?lat=39.484894&lng=-84.513290
08 | BUTLER | BUT | SR | 00073 |  | 13.026 |  | SBUTSR00073**N | BUT-73-13.026 | 39.4849 | -84.5129 | 2025-12-31 | Active | 2021-10-29 | 102059 | 2021-10-29 | State | HL0038715 |  |  | State | 73-3 | Conventional | [14 empty] | No | No | No |  | HPS | [27 empty] | 2025-10-13 16:41 | NULL |  |  | ascott3 | 2024-06-07 12:32 | acode1 | 2024-09-12 11:52 | No | No | No | No | No | Standing | None | None | None | No | No | No |  | No | 2025-10-13 16:41 |  | mneeley | 2025-10-13 16:41 | mneeley | 2025-10-13 16:41 | No Photo Available | No Photo Available | http://data.mapchannels.com/dualmaps6/map.htm?lat=39.484910&lng=-84.512878
08 | BUTLER | BUT | SR | 00073 |  | 13.046 |  | SBUTSR00073**N | BUT-73-13.046 | 39.4849 | -84.5125 | 2025-12-31 | Active | 2021-10-29 | 102059 | 2021-10-29 | State | HL0038725 |  |  | State | 73-4 | Conventional | [14 empty] | No | No | No |  | HPS | [27 empty] | 2025-10-13 16:41 | NULL |  |  | ascott3 | 2024-06-07 12:31 | acode1 | 2024-09-12 11:52 | No | No | No | No | No | Standing | None | None | None | No | No | No |  | No | 2025-10-13 16:41 |  | mneeley | 2025-10-13 16:41 | mneeley | 2025-10-13 16:41 | No Photo Available | No Photo Available | http://data.mapchannels.com/dualmaps6/map.htm?lat=39.484879&lng=-84.512510
08 | BUTLER | BUT | SR | 00073 |  | 13.051 |  | SBUTSR00073**C | BUT-73-13.051 | 39.4845 | -84.5127 | 2025-12-31 | Active | 2021-10-29 | 102059 | 2021-10-29 | State | HL0038727 |  |  | State | 73-5 | Conventional | [14 empty] | No | No | No |  | HPS | [27 empty] | 2025-05-16 17:36 | NULL |  | 2025-05-16 17:36 | ascott3 | 2024-06-07 12:40 | acode1 | 2024-09-12 11:52 | No | No | No | No | No | Standing | None | None | None | No | No | No |  | No | 2025-05-16 17:36 | 2025-05-16 17:36 | ascott3 | 2025-05-16 17:40 | ascott3 | 2025-05-16 17:40 | No Photo Available | https://collectorweb.dot.state.oh.us/arcgis/rest/services/HIGHWAY_LIGHTING/HighwayLighting_Reference/FeatureServer/7/549624/attachments/ | http://data.mapchannels.com/dualmaps6/map.htm?lat=39.484545&lng=-84.512696
08 | BUTLER | BUT | SR | 00073 |  | 13.054 |  | SBUTSR00073**N | BUT-73-13.054 | 39.4851 | -84.5121 | 2025-12-31 | Active | 2021-10-29 | 102059 | 2021-10-29 | State | HL0038724 |  |  | State | J-3 | Conventional | [14 empty] | No | No | No |  | HPS | [27 empty] | 2025-10-13 16:40 | NULL |  |  | ascott3 | 2024-06-07 12:26 | acode1 | 2024-09-12 11:52 | No | No | No | No | No | Standing | None | None | None | No | No | No |  | No | 2025-10-13 16:40 |  | mneeley | 2025-10-13 16:41 | mneeley | 2025-10-13 16:41 | No Photo Available | No Photo Available | http://data.mapchannels.com/dualmaps6/map.htm?lat=39.485073&lng=-84.512129
08 | BUTLER | BUT | SR | 00073 |  | 13.064 |  | SBUTSR00073**C | BUT-73-13.064 | 39.4841 | -84.5127 | 2025-12-31 | Active | 2021-10-29 | 102059 | 2021-10-29 | State | HL0038717 |  |  | State | J-2 | Conventional | [14 empty] | No | No | No |  | HPS | [27 empty] | 2025-10-13 16:39 | NULL |  |  | ascott3 | 2024-06-07 12:43 | acode1 | 2024-09-12 11:52 | No | No | No | No | No | Standing | None | None | None | No | No | No |  | No | 2025-10-13 16:39 |  | mneeley | 2025-10-13 16:39 | mneeley | 2025-10-13 16:39 | No Photo Available | No Photo Available | http://data.mapchannels.com/dualmaps6/map.htm?lat=39.484095&lng=-84.512721
08 | BUTLER | BUT | SR | 00073 |  | 13.068 |  | SBUTSR00073**C | BUT-73-13.068 | 39.4843 | -84.5125 | 2025-12-31 | Active | 2021-10-29 | 102059 | 2021-10-29 | State | HL0038711 |  |  | State | 73-7 | Conventional | [14 empty] | No | No | No |  | HPS | [27 empty] | 2025-10-13 16:39 | NULL |  |  | ascott3 | 2024-06-07 12:13 | acode1 | 2024-09-12 11:52 | No | No | No | No | No | Standing | None | None | None | No | No | No |  | No | 2025-10-13 16:39 |  | mneeley | 2025-10-13 16:40 | mneeley | 2025-10-13 16:40 | No Photo Available | No Photo Available | http://data.mapchannels.com/dualmaps6/map.htm?lat=39.484326&lng=-84.512458
08 | BUTLER | BUT | SR | 00073 |  | 13.07 |  | SBUTSR00073**N | BUT-73-13.070 | 39.4846 | -84.5122 | 2025-12-31 | Active | 2021-10-29 | 102059 | 2021-10-29 | State | HL0038713 |  |  | State | 73-6 | Conventional | [14 empty] | No | No | No |  | HPS | [27 empty] | 2025-10-13 16:40 | NULL |  |  | ascott3 | 2024-06-07 12:23 | acode1 | 2024-09-12 11:52 | No | No | No | No | No | Standing | None | None | None | No | No | No |  | No | 2025-10-13 16:40 |  | mneeley | 2025-10-13 16:40 | mneeley | 2025-10-13 16:40 | No Photo Available | No Photo Available | http://data.mapchannels.com/dualmaps6/map.htm?lat=39.484602&lng=-84.512157
08 | BUTLER | BUT | SR | 00073 |  | 13.086 |  | SBUTSR00073**N | BUT-73-13.086 | 39.4844 | -84.512 | 2025-12-31 | Active | 2021-10-29 | 102059 | 2021-10-29 | State | HL0038712 |  |  | State | 73-0 | Conventional | [14 empty] | No | No | No |  | HPS | [27 empty] | 2025-10-13 16:40 | NULL |  |  | ascott3 | 2024-06-07 12:21 | acode1 | 2024-09-12 11:52 | No | No | No | No | No | Standing | None | None | None | No | No | No |  | No | 2025-10-13 16:40 |  | mneeley | 2025-10-13 16:40 | mneeley | 2025-10-13 16:40 | No Photo Available | No Photo Available | http://data.mapchannels.com/dualmaps6/map.htm?lat=39.484412&lng=-84.512016
08 | BUTLER | BUT | SR | 00073 |  | 13.111 |  | SBUTSR00073**C | BUT-73-13.111 | 39.484 | -84.5118 | 2025-12-31 | Active | 2021-10-29 | 102059 | 2021-10-29 | State | HL0038723 |  |  | State | 73-9 | Conventional | [14 empty] | No | No | No |  | HPS | [27 empty] | 2025-10-13 16:40 | NULL |  |  | ascott3 | 2024-06-07 12:17 | acode1 | 2024-09-12 11:52 | No | No | No | No | No | Standing | None | None | None | No | No | No |  | No | 2025-10-13 16:40 |  | mneeley | 2025-10-13 16:40 | mneeley | 2025-10-13 16:40 | No Photo Available | No Photo Available | http://data.mapchannels.com/dualmaps6/map.htm?lat=39.484034&lng=-84.511794
08 | BUTLER | BUT | SR | 00122 |  | 2.663 |  | SBUTSR00122**C | BUT-122-2.663 | 39.5389 | -84.4695 | 2025-12-31 | Active | 2025-09-01 13:42 |  |  | State | HL0040742 |  |  | State |  | Conventional | No |  | AT | A |  |  |  | 1 |  |  |  |  | No |  | No | No | No |  | LED | 1 |  | 87 |  | No |  | Leotek |  | 240 L-L | No | No |  | No | [15 empty] | NULL |  |  | odotonline\rsuing | 2025-09-10 14:03 | odotonline\rsuing | 2025-09-10 14:06 | [20 empty] | https://collectorweb.dot.state.oh.us/arcgis/rest/services/HIGHWAY_LIGHTING/HighwayLighting_Reference/FeatureServer/6/458318/attachments/ | No Photo Available | http://data.mapchannels.com/dualmaps6/map.htm?lat=39.538926&lng=-84.469453
08 | BUTLER | BUT | SR | 00122 |  | 2.675 |  | SBUTSR00122**C | BUT-122-2.675 | 39.5389 | -84.4692 | 2025-12-31 | Active | 2025-09-01 13:42 |  |  | State | HL0040730 |  |  | State |  | Conventional | No |  | AT | A |  |  |  | 1 |  |  |  |  | No |  | No | No | No |  | LED | 1 |  | 87 |  | No |  | Leotek |  | 240 L-L | No | No |  | No | [14 empty] | 2026-07-23 13:11 | NULL |  |  | odotonline\rsuing | 2025-09-10 13:59 | odotonline\rsuing | 2025-09-10 13:59 | No | No | No | No | No | Standing | None | None | None | No | No | No |  | No | 2026-07-23 13:11 |  | odotonline.net\rdixon5 | 2026-07-23 13:12 | odotonline.net\rdixon5 | 2026-07-23 13:12 | https://collectorweb.dot.state.oh.us/arcgis/rest/services/HIGHWAY_LIGHTING/HighwayLighting_Reference/FeatureServer/6/458719/attachments/ | https://collectorweb.dot.state.oh.us/arcgis/rest/services/HIGHWAY_LIGHTING/HighwayLighting_Reference/FeatureServer/7/594960/attachments/ | http://data.mapchannels.com/dualmaps6/map.htm?lat=39.538910&lng=-84.469238
08 | BUTLER | BUT | SR | 00122 |  | 2.688 |  | SBUTSR00122**C | BUT-122-2.688 | 39.5388 | -84.469 | 2025-12-31 | Active | 2025-09-01 13:42 |  |  | State | HL0040731 |  |  | State |  | Conventional | No |  | AT | A |  |  |  | 1 |  |  |  |  | No |  | No | No | No |  | LED | 1 |  | 87 |  | No |  | Leotek |  | 240 L-L | No | No |  | No | [15 empty] | NULL |  |  | odotonline\rsuing | 2025-09-10 13:46 | odotonline\rsuing | 2025-09-10 13:54 | [20 empty] | https://collectorweb.dot.state.oh.us/arcgis/rest/services/HIGHWAY_LIGHTING/HighwayLighting_Reference/FeatureServer/6/461121/attachments/ | No Photo Available | http://data.mapchannels.com/dualmaps6/map.htm?lat=39.538805&lng=-84.469040
08 | BUTLER | BUT | SR | 00122 |  | 2.688 |  | SBUTSR00122**N | BUT-122-2.688 | 39.5392 | -84.4691 | 2025-12-31 | Active | 2025-09-01 13:42 |  |  | State | HL0040741 |  |  | State |  | Conventional | No |  | AT | A |  |  |  | 1 |  |  |  |  | No |  | No | No | No |  | LED | 1 |  | 87 |  | No |  | Leotek |  | 240 L-L | No | No |  | No | [14 empty] | 2026-07-23 13:08 | NULL |  |  | odotonline\rsuing | 2025-09-10 14:09 | odotonline\rsuing | 2025-09-10 14:09 | No | No | No | No | No | Standing | None | None | None | No | No | No |  | No | 2026-07-23 13:08 |  | odotonline.net\rdixon5 | 2026-07-23 13:08 | odotonline.net\rdixon5 | 2026-07-23 13:08 | https://collectorweb.dot.state.oh.us/arcgis/rest/services/HIGHWAY_LIGHTING/HighwayLighting_Reference/FeatureServer/6/462723/attachments/ | https://collectorweb.dot.state.oh.us/arcgis/rest/services/HIGHWAY_LIGHTING/HighwayLighting_Reference/FeatureServer/7/590155/attachments/ | http://data.mapchannels.com/dualmaps6/map.htm?lat=39.539152&lng=-84.469080
08 | BUTLER | BUT | SR | 00122 |  | 2.693 |  | SBUTSR00122**N | BUT-122-2.693 | 39.5393 | -84.469 | 2025-12-31 | Active | 2025-09-01 13:42 |  |  | State | HL0040738 |  |  | State |  | Conventional | No |  | AT | A |  |  |  | 1 |  |  |  |  | No |  | No | No | No |  | LED | 1 |  | 87 |  | No |  | Leotek |  | 240 L-L | No | No |  | No | [14 empty] | 2026-07-23 13:06 | NULL |  |  | odotonline\rsuing | 2025-09-10 14:17 | odotonline\rsuing | 2025-09-10 14:17 | No | No | No | No | No | Standing | None | None | None | No | No | No |  | No | 2026-07-23 13:06 |  | odotonline.net\rdixon5 | 2026-07-23 13:07 | odotonline.net\rdixon5 | 2026-07-23 13:07 | https://collectorweb.dot.state.oh.us/arcgis/rest/services/HIGHWAY_LIGHTING/HighwayLighting_Reference/FeatureServer/6/462322/attachments/ | https://collectorweb.dot.state.oh.us/arcgis/rest/services/HIGHWAY_LIGHTING/HighwayLighting_Reference/FeatureServer/7/590956/attachments/ | http://data.mapchannels.com/dualmaps6/map.htm?lat=39.539291&lng=-84.468983
08 | BUTLER | BUT | SR | 00122 |  | 2.695 |  | SBUTSR00122**C | BUT-122-2.695 | 39.5385 | -84.4689 | 2025-12-31 | Active | 2025-09-01 13:42 |  |  | State | HL0040735 |  |  | State |  | Conventional | No |  | AT | A |  |  |  | 1 |  |  |  |  | No |  | No | No | No |  | LED | 1 |  | 87 |  | No |  | Leotek |  | 240 L-L | No | No |  | No | [14 empty] | 2026-07-23 13:14 | NULL |  |  | odotonline\rsuing | 2025-09-10 17:08 | odotonline\rsuing | 2025-09-10 17:08 | No | No | No | No | No | Standing | None | None | None | No | No | No |  | No | 2026-07-23 13:14 |  | odotonline.net\rdixon5 | 2026-07-23 13:15 | odotonline.net\rdixon5 | 2026-07-23 13:15 | https://collectorweb.dot.state.oh.us/arcgis/rest/services/HIGHWAY_LIGHTING/HighwayLighting_Reference/FeatureServer/6/461123/attachments/ | https://collectorweb.dot.state.oh.us/arcgis/rest/services/HIGHWAY_LIGHTING/HighwayLighting_Reference/FeatureServer/7/594159/attachments/ | http://data.mapchannels.com/dualmaps6/map.htm?lat=39.538527&lng=-84.468921
08 | BUTLER | BUT | SR | 00122 |  | 2.698 |  | SBUTSR00122**C | BUT-122-2.698 | 39.5383 | -84.4688 | 2025-12-31 | Active | 2025-09-01 13:42 |  |  | State | HL0040736 |  |  | State |  | Conventional | No |  | AT | A |  |  |  | 1 |  |  |  |  | No |  | No | No | No |  | LED | 1 |  | 87 |  | No |  | Leotek |  | 240 L-L | No | No |  | No | [14 empty] | 2026-07-23 13:16 | NULL |  |  | odotonline\rsuing | 2025-09-10 17:03 | odotonline\rsuing | 2025-09-10 17:03 | No | No | No | No | No | Standing | None | None | None | No | No | No |  | No | 2026-07-23 13:16 |  | odotonline.net\rdixon5 | 2026-07-23 13:16 | odotonline.net\rdixon5 | 2026-07-23 13:16 | https://collectorweb.dot.state.oh.us/arcgis/rest/services/HIGHWAY_LIGHTING/HighwayLighting_Reference/FeatureServer/6/461523/attachments/ | https://collectorweb.dot.state.oh.us/arcgis/rest/services/HIGHWAY_LIGHTING/HighwayLighting_Reference/FeatureServer/7/593759/attachments/ | http://data.mapchannels.com/dualmaps6/map.htm?lat=39.538252&lng=-84.468764
08 | BUTLER | BUT | SR | 00122 |  | 2.699 |  | SBUTSR00122**N | BUT-122-2.699 | 39.5395 | -84.4688 | 2025-12-31 | Active | 2025-09-01 13:42 |  |  | State | HL0040734 |  |  | State |  | Conventional | No |  | AT | A |  |  |  | 1 |  |  |  |  | No |  | No | No | No |  | LED | 1 |  | 87 |  | No |  | Leotek |  | 240 L-L | No | No |  | No | [14 empty] | 2026-07-23 13:03 | NULL |  |  | odotonline\rsuing | 2025-09-10 14:38 | odotonline\rsuing | 2025-09-10 14:39 | No | No | No | No | No | Standing | None | None | None | No | No | No |  | No | 2026-07-23 13:03 |  | odotonline.net\rdixon5 | 2026-07-23 13:03 | odotonline.net\rdixon5 | 2026-07-23 13:03 | https://collectorweb.dot.state.oh.us/arcgis/rest/services/HIGHWAY_LIGHTING/HighwayLighting_Reference/FeatureServer/6/462323/attachments/ | https://collectorweb.dot.state.oh.us/arcgis/rest/services/HIGHWAY_LIGHTING/HighwayLighting_Reference/FeatureServer/7/591758/attachments/ | http://data.mapchannels.com/dualmaps6/map.htm?lat=39.539525&lng=-84.468786
08 | BUTLER | BUT | SR | 00122 |  | 2.699 |  | SBUTSR00122**N | BUT-122-2.699 | 39.5398 | -84.4688 | 2025-12-31 | Active | 2025-09-01 13:42 |  |  | State | HL0040739 |  |  | State |  | Conventional | No |  | AT | A |  |  |  | 1 |  |  |  |  | No |  | No | No | No |  | LED | 1 |  | 87 |  | No |  | Leotek |  | 240 L-L | No | No |  | No | [14 empty] | 2026-07-23 13:04 | NULL |  |  | odotonline\rsuing | 2025-09-10 14:44 | odotonline\rsuing | 2025-09-10 14:44 | No | No | No | No | No | Standing | None | None | None | No | No | No |  | No | 2026-07-23 13:04 |  | odotonline.net\rdixon5 | 2026-07-23 13:05 | odotonline.net\rdixon5 | 2026-07-23 13:05 | https://collectorweb.dot.state.oh.us/arcgis/rest/services/HIGHWAY_LIGHTING/HighwayLighting_Reference/FeatureServer/6/462324/attachments/ | https://collectorweb.dot.state.oh.us/arcgis/rest/services/HIGHWAY_LIGHTING/HighwayLighting_Reference/FeatureServer/7/590955/attachments/ | http://data.mapchannels.com/dualmaps6/map.htm?lat=39.539777&lng=-84.468781
08 | BUTLER | BUT | SR | 00122 |  | 2.7 |  | SBUTSR00122**C | BUT-122-2.700 | 39.5387 | -84.4688 | 2025-12-31 | Active | 2025-09-01 13:42 |  |  | State | HL0040737 |  |  | State |  | Conventional | No |  | AT | A |  |  |  | 1 |  |  |  |  | No |  | No | No | No |  | LED | 1 |  | 87 |  | No |  | Leotek |  | 240 L-L | No | No |  | No | [14 empty] | 2026-07-23 13:19 | NULL |  |  | odotonline\rsuing | 2025-09-10 17:00 | odotonline\rsuing | 2025-09-10 17:00 | No | No | No | No | No | Standing | None | None | None | No | Yes | No |  | No | 2026-07-23 13:19 |  | odotonline.net\rdixon5 | 2026-07-23 13:20 | odotonline.net\rdixon5 | 2026-07-23 13:20 | https://collectorweb.dot.state.oh.us/arcgis/rest/services/HIGHWAY_LIGHTING/HighwayLighting_Reference/FeatureServer/6/461923/attachments/ | https://collectorweb.dot.state.oh.us/arcgis/rest/services/HIGHWAY_LIGHTING/HighwayLighting_Reference/FeatureServer/7/592159/attachments/ | http://data.mapchannels.com/dualmaps6/map.htm?lat=39.538666&lng=-84.468753
08 | BUTLER | BUT | SR | 00122 |  | 2.703 |  | SBUTSR00122**N | BUT-122-2.703 | 39.5393 | -84.4687 | 2025-12-31 | Active | 2025-09-01 13:42 |  |  | State | HL0040733 |  |  | State |  | Conventional | No |  | AT | A |  |  |  | 1 |  |  |  |  | No |  | No | No | No |  | LED | 1 |  | 87 |  | No |  | Leotek |  | 240 L-L | No | No |  | No | [14 empty] | 2026-07-23 13:01 | NULL |  |  | odotonline\rsuing | 2025-09-10 14:50 | odotonline\rsuing | 2025-09-10 14:50 | No | No | No | No | No | Standing | None | None | None | No | No | No |  | No | 2026-07-23 13:01 |  | odotonline.net\rdixon5 | 2026-07-23 13:01 | odotonline.net\rdixon5 | 2026-07-23 13:01 | https://collectorweb.dot.state.oh.us/arcgis/rest/services/HIGHWAY_LIGHTING/HighwayLighting_Reference/FeatureServer/6/460720/attachments/ | https://collectorweb.dot.state.oh.us/arcgis/rest/services/HIGHWAY_LIGHTING/HighwayLighting_Reference/FeatureServer/7/592158/attachments/ | http://data.mapchannels.com/dualmaps6/map.htm?lat=39.539253&lng=-84.468700
08 | BUTLER | BUT | SR | 00122 |  | 2.709 |  | SBUTSR00122**N | BUT-122-2.709 | 39.5392 | -84.4686 | 2025-12-31 | Active | 2025-09-01 13:42 |  |  | State | HL0040732 |  |  | State |  | Conventional | No |  | AT | A |  |  |  | 1 |  |  |  |  | No |  | No | No | No |  | LED | 1 |  | 87 |  | No |  | Leotek |  | 240 L-L | No | No |  | No | [14 empty] | 2026-07-23 12:58 | NULL |  | 2026-07-23 12:58 | odotonline\rsuing | 2025-09-10 15:00 | odotonline\rsuing | 2025-09-10 15:00 | No | No | No | No | No | Standing | None | None | None | No | No | No |  | No | 2026-07-23 12:58 | 2026-07-23 12:58 | odotonline.net\rdixon5 | 2026-07-23 12:58 | odotonline.net\rdixon5 | 2026-07-23 12:58 | https://collectorweb.dot.state.oh.us/arcgis/rest/services/HIGHWAY_LIGHTING/HighwayLighting_Reference/FeatureServer/6/459520/attachments/ | https://collectorweb.dot.state.oh.us/arcgis/rest/services/HIGHWAY_LIGHTING/HighwayLighting_Reference/FeatureServer/7/592558/attachments/ | http://data.mapchannels.com/dualmaps6/map.htm?lat=39.539166&lng=-84.468585
08 | BUTLER | BUT | SR | 00122 |  | 2.714 |  | SBUTSR00122**C | BUT-122-2.714 | 39.5389 | -84.4686 | 2025-12-31 | Active | 2025-09-01 13:42 |  |  | State | HL0040743 |  |  | State |  | Conventional | No |  | AT | A |  |  |  | 1 |  |  |  |  | No |  | No | No | No |  | LED | 1 |  | 87 |  | No |  | Leotek |  | 240 L-L | No | No |  | No | [14 empty] | 2026-07-23 13:21 | NULL |  |  | odotonline\rsuing | 2025-09-10 16:29 | odotonline\rsuing | 2025-09-10 16:29 | No | No | No | No | No | Standing | None | None | None | No | No | No |  | No | 2026-07-23 13:21 |  | odotonline.net\rdixon5 | 2026-07-23 13:22 | odotonline.net\rdixon5 | 2026-07-23 13:22 | https://collectorweb.dot.state.oh.us/arcgis/rest/services/HIGHWAY_LIGHTING/HighwayLighting_Reference/FeatureServer/6/463124/attachments/ | https://collectorweb.dot.state.oh.us/arcgis/rest/services/HIGHWAY_LIGHTING/HighwayLighting_Reference/FeatureServer/7/592559/attachments/ | http://data.mapchannels.com/dualmaps6/map.htm?lat=39.538883&lng=-84.468579
08 | BUTLER | BUT | SR | 00122 |  | 2.73 |  | SBUTSR00122**C | BUT-122-2.730 | 39.5389 | -84.4683 | 2025-12-31 | Active | 2025-09-01 13:42 |  |  | State | HL0040740 |  |  | State |  | Conventional | No |  | AT | A |  |  |  | 1 |  |  |  |  | No |  | No | No | No |  | LED | 1 |  | 87 |  | No |  | Leotek |  | 240 L-L | No | No |  | No | [14 empty] | 2026-07-23 13:23 | NULL |  |  | odotonline\rsuing | 2025-09-10 16:26 | odotonline\rsuing | 2025-09-10 16:26 | No | No | No | No | No | Standing | None | None | None | No | No | No |  | No | 2026-07-23 13:23 |  | odotonline.net\rdixon5 | 2026-07-23 13:23 | odotonline.net\rdixon5 | 2026-07-23 13:23 | https://collectorweb.dot.state.oh.us/arcgis/rest/services/HIGHWAY_LIGHTING/HighwayLighting_Reference/FeatureServer/6/462325/attachments/ | https://collectorweb.dot.state.oh.us/arcgis/rest/services/HIGHWAY_LIGHTING/HighwayLighting_Reference/FeatureServer/7/591759/attachments/ | http://data.mapchannels.com/dualmaps6/map.htm?lat=39.538930&lng=-84.468301
08 | BUTLER | BUT | SR | 00126 |  | 12.229 |  | SBUTSR00126**C | BUT-126-12.229 | 39.3205 | -84.6408 | 2025-12-31 | Active |  |  |  | State | HL0010444 | 2020-01-20 19:37 |  | State | 13A-2 | Conventional |  |  | AT |  |  |  |  | 1 | [6 empty] | No | No | No |  | HPS | 1 | 200 |  |  |  |  | American Electric Lighting (AEL) | [20 empty] | 2025-10-13 16:37 | NULL | 0 |  | mhurlow1 | 2018-04-30 14:46 | csonner | 2020-01-20 19:38 | No | No | No | No | No | Standing | None | None | None | No | No | No |  | No | 2025-10-13 16:37 |  | mneeley | 2025-10-13 16:37 | mneeley | 2025-10-13 16:37 | No Photo Available | No Photo Available | http://data.mapchannels.com/dualmaps6/map.htm?lat=39.320481&lng=-84.640766
08 | BUTLER | BUT | SR | 00126 |  | 12.266 |  | SBUTSR00126**N | BUT-126-12.266 | 39.321 | -84.6405 | 2025-12-31 | Active |  |  |  | State | HL0020818 | 2020-01-20 19:36 |  | State | 12A-2 | Conventional |  |  | AT |  |  |  |  | 1 | [6 empty] | No | No | No |  | HPS | 1 | 200 |  |  |  |  | American Electric Lighting (AEL) | [20 empty] | 2025-10-13 16:36 | NULL | 0 |  | mhurlow1 | 2018-04-30 14:47 | csonner | 2020-01-20 19:37 | No | No | No | No | No | Standing | None | None | None | No | No | No |  | No | 2025-10-13 16:36 |  | mneeley | 2025-10-13 16:36 | mneeley | 2025-10-13 16:36 | No Photo Available | No Photo Available | http://data.mapchannels.com/dualmaps6/map.htm?lat=39.321042&lng=-84.640517
08 | BUTLER | BUT | SR | 00126 |  | 12.293 |  | SBUTSR00126**C | BUT-126-12.293 | 39.3212 | -84.6399 | 2025-12-31 | Active |  |  |  | State | HL0021505 | 2020-01-20 19:39 |  | State | 11A-2 | Conventional |  |  | AT |  |  |  |  | 1 | [6 empty] | No | No | No |  | HPS | 1 | 200 |  |  |  |  | American Electric Lighting (AEL) | [20 empty] | 2026-08-06 16:57 | NULL | 0 | 2026-08-06 16:59 | mhurlow1 | 2018-04-30 11:47 | csonner | 2020-01-20 19:39 | No | No | No | No | No | Standing | None | None | None | No | No | No | Did a foundation repair,new led fixture, t-base,2 ktk fuse,2 kits, 100'wire and put pole back up | No | 2026-08-06 16:57 | 2026-08-06 16:59 | ascott3 | 2026-08-06 16:59 | ascott3 | 2026-08-06 16:59 | No Photo Available | https://collectorweb.dot.state.oh.us/arcgis/rest/services/HIGHWAY_LIGHTING/HighwayLighting_Reference/FeatureServer/7/593765/attachments/ | http://data.mapchannels.com/dualmaps6/map.htm?lat=39.321172&lng=-84.639941
08 | BUTLER | BUT | SR | 00126 |  | 12.316 |  | SBUTSR00126**N | BUT-126-12.316 | 39.3216 | -84.6399 | 2025-12-31 | Active |  |  |  | State | HL0018578 | 2020-01-20 19:33 |  | State | 10A-2 | Conventional |  |  | AT |  |  |  |  | 1 | [6 empty] | No | No | No |  | HPS | 1 | 200 |  |  |  |  | Cooper/Eaton | [20 empty] | 2025-10-13 16:36 | NULL | 0 |  | mhurlow1 | 2018-04-30 11:46 | csonner | 2020-01-20 19:34 | No | No | No | No | No | Standing | None | None | None | No | No | No |  | No | 2025-10-13 16:36 |  | mneeley | 2025-10-13 16:36 | mneeley | 2025-10-13 16:36 | No Photo Available | No Photo Available | http://data.mapchannels.com/dualmaps6/map.htm?lat=39.321580&lng=-84.639894
08 | BUTLER | BUT | SR | 00126 |  | 12.508 |  | SBUTSR00126**C | BUT-126-12.508 | 39.3195 | -84.6378 | 2025-12-31 | Active | 2001-01-01 20:08 |  |  | State | HL0023122 |  |  | State | 11A-1 | Conventional |  |  | AT |  |  |  |  | 1 | [6 empty] | No | No | No |  | HPS | 1 | 200 |  |  |  |  | Cooper/Eaton | [20 empty] | 2025-10-13 16:31 | NULL |  |  | mhurlow1 | 2018-04-30 11:35 | csonner | 2020-01-20 20:10 | No | No | No | No | No | Standing | None | None | None | No | No | No |  | No | 2025-10-13 16:31 |  | mneeley | 2025-10-13 16:32 | mneeley | 2025-10-13 16:32 | No Photo Available | No Photo Available | http://data.mapchannels.com/dualmaps6/map.htm?lat=39.319483&lng=-84.637762
08 | BUTLER | BUT | SR | 00126 |  | 12.518 |  | SBUTSR00126**C | BUT-126-12.518 | 39.3194 | -84.6377 | 2025-12-31 | Active |  |  |  | State | HL0035067 |  |  | State | 1A | Conventional |  |  | A |  |  |  |  | 1 | [6 empty] | No | No | No |  | HPS | 1 | 200 | [26 empty] | NULL |  |  | rdixon5 | 2022-06-03 16:29 | rdixon5 | 2022-06-03 16:29 | [20 empty] | No Photo Available | No Photo Available | http://data.mapchannels.com/dualmaps6/map.htm?lat=39.319359&lng=-84.637691
08 | BUTLER | BUT | SR | 00126 |  | 12.588 |  | SBUTSR00126**C | BUT-126-12.588 | 39.3185 | -84.637 | 2025-12-31 | Active |  |  |  | State | HL0023735 | 2020-01-20 20:10 |  | State | 10A-1 | Conventional |  |  | AT |  |  |  |  | 1 | [6 empty] | No | No | No |  | HPS | 1 | 200 |  |  |  |  | Cooper/Eaton | [20 empty] | 2025-10-13 16:30 | NULL | 0 |  | mhurlow1 | 2018-04-30 11:34 | csonner | 2020-01-20 20:11 | No | No | No | No | No | Standing | None | None | None | No | No | No |  | No | 2025-10-13 16:30 |  | mneeley | 2025-10-13 16:31 | mneeley | 2025-10-13 16:31 | No Photo Available | No Photo Available | http://data.mapchannels.com/dualmaps6/map.htm?lat=39.318463&lng=-84.637029
08 | BUTLER | BUT | SR | 00126 |  | 12.59 |  | SBUTSR00126**C | BUT-126-12.590 | 39.3185 | -84.637 | 2025-12-31 | Active |  |  |  | State | HL0035068 |  |  | State | 2A | Conventional | [14 empty] | No | No | No |  | HPS | 1 | 200 | [26 empty] | NULL |  |  | rdixon5 | 2022-06-03 16:31 | rdixon5 | 2022-06-03 16:31 | [20 empty] | No Photo Available | No Photo Available | http://data.mapchannels.com/dualmaps6/map.htm?lat=39.318453&lng=-84.637013
08 | BUTLER | BUT | SR | 00128 |  | 0.082 |  | SBUTSR00128**N | BUT-128-0.082 | 39.3226 | -84.6387 | 2025-12-31 | Active |  |  |  | State | HL0033387 | 2020-01-20 19:30 |  | State | 2A-1 | Conventional |  |  | AT |  |  |  |  | 1 | [6 empty] | No | No | No |  | HPS | 1 | 200 |  |  |  |  | Cooper/Eaton | [6 empty] | Yes | [13 empty] | 2025-10-13 16:34 | NULL | 0 |  | csonner | 2020-01-20 19:32 | csonner | 2020-01-20 19:32 | No | No | No | No | No | Standing | None | None | None | No | No | No |  | No | 2025-10-13 16:34 |  | mneeley | 2025-10-13 16:34 | mneeley | 2025-10-13 16:34 | No Photo Available | No Photo Available | http://data.mapchannels.com/dualmaps6/map.htm?lat=39.322645&lng=-84.638660
08 | BUTLER | BUT | SR | 00128 |  | 0.088 |  | SBUTSR00128**N | BUT-128-0.088 | 39.3226 | -84.6385 | 2025-12-31 | Active |  |  |  | State | HL0035650 |  |  | State | A1 | Conventional | [14 empty] | No | No | No | Sign mounted led light | LED | 1 | [7 empty] | 480 L-N |  |  |  |  | Yes | [14 empty] | NULL |  |  | rdixon5 | 2023-02-09 15:37 | rdixon5 | 2023-02-09 18:21 | [20 empty] | No Photo Available | No Photo Available | http://data.mapchannels.com/dualmaps6/map.htm?lat=39.322640&lng=-84.638505
08 | BUTLER | BUT | SR | 00128 |  | 0.133 |  | SBUTSR00128**N | BUT-128-0.133 | 39.3232 | -84.638 | 2025-12-31 | Active |  |  |  | State | HL0025050 | 2020-01-20 19:29 |  | State | 1A-1 | Conventional |  |  | AT |  |  |  |  | 1 | [6 empty] | No | No | No |  | HPS | 1 | 200 |  |  |  |  | Cooper/Eaton | [20 empty] | 2025-10-13 16:33 | NULL | 0 |  | mhurlow1 | 2018-04-30 11:43 | csonner | 2020-01-20 19:30 | No | No | No | No | No | Standing | None | None | None | No | No | No |  | No | 2025-10-13 16:33 |  | mneeley | 2025-10-13 16:34 | mneeley | 2025-10-13 16:34 | No Photo Available | No Photo Available | http://data.mapchannels.com/dualmaps6/map.htm?lat=39.323186&lng=-84.638008
08 | BUTLER | BUT | SR | 00128 |  | 0.187 |  | SBUTSR00128**N | BUT-128-0.187 | 39.3237 | -84.6373 | 2025-12-31 | Active |  |  |  | State | HL0013649 | 2020-01-20 19:27 |  | State | 2A-1 | Conventional |  |  | AT |  |  |  |  | 1 | [6 empty] | No | No | No |  | HPS | 1 | 200 |  |  |  |  | Cooper/Eaton | [20 empty] | 2025-10-13 16:33 | NULL | 0 |  | mhurlow1 | 2018-04-30 11:44 | csonner | 2020-01-20 19:28 | No | No | No | No | No | Standing | None | None | None | No | No | No |  | No | 2025-10-13 16:33 |  | mneeley | 2025-10-13 16:34 | mneeley | 2025-10-13 16:34 | No Photo Available | No Photo Available | http://data.mapchannels.com/dualmaps6/map.htm?lat=39.323744&lng=-84.637295
08 | BUTLER | BUT | SR | 00128 |  | 1.59 |  | SBUTSR00128**C | BUT-128-1.590 | 39.3217 | -84.6394 | 2025-12-31 | Active |  |  |  | State | HL0004046 | 2020-01-20 19:41 |  | State | 9A-2 | Conventional |  |  | AT |  |  |  |  | 1 | [6 empty] | No | No | No |  | HPS | 1 | 200 |  |  |  |  | American Electric Lighting (AEL) | [6 empty] | Yes | [13 empty] | 2025-10-13 16:37 | NULL | 0 |  | mhurlow1 | 2018-04-30 11:46 | csonner | 2020-01-20 19:46 | No | No | No | No | No | Standing | None | None | None | No | No | No |  | No | 2025-10-13 16:37 |  | mneeley | 2025-10-13 16:37 | mneeley | 2025-10-13 16:37 | No Photo Available | No Photo Available | http://data.mapchannels.com/dualmaps6/map.htm?lat=39.321676&lng=-84.639355
08 | BUTLER | BUT | SR | 00128 |  | 1.686 |  | SBUTSR00128**C | BUT-128-1.686 | 39.3227 | -84.6381 | 2025-12-31 | Active |  |  |  | State | HL0013467 | 2020-01-20 19:15 |  | State | 1A-4 | Conventional |  |  | AT |  |  |  |  | 1 | [6 empty] | No | No | No |  | HPS | 1 | 200 |  |  |  |  | Cooper/Eaton | [20 empty] | 2025-10-13 16:33 | NULL | 0 |  | mhurlow1 | 2018-04-30 11:42 | csonner | 2020-01-20 19:15 | No | No | No | No | No | Standing | None | None | None | No | No | No |  | No | 2025-10-13 16:33 |  | mneeley | 2025-10-13 16:33 | mneeley | 2025-10-13 16:33 | No Photo Available | No Photo Available | http://data.mapchannels.com/dualmaps6/map.htm?lat=39.322717&lng=-84.638131
08 | BUTLER | BUT | SR | 00128 |  | 1.739 |  | SBUTSR00128**C | BUT-128-1.739 | 39.3233 | -84.6375 | 2025-12-31 | Active |  |  |  | State | HL0016797 | 2020-01-20 19:25 |  | State | 3A-1 | Conventional |  |  | AT |  |  |  |  | 1 | [6 empty] | No | No | No |  | HPS | 1 | 200 |  |  |  |  | Cooper/Eaton | [20 empty] | 2025-10-13 16:33 | NULL | 0 |  | mhurlow1 | 2018-04-30 11:44 | csonner | 2020-01-20 19:26 | No | No | No | No | No | Standing | None | None | None | No | No | No |  | No | 2025-10-13 16:33 |  | mneeley | 2025-10-13 16:33 | mneeley | 2025-10-13 16:33 | No Photo Available | No Photo Available | http://data.mapchannels.com/dualmaps6/map.htm?lat=39.323282&lng=-84.637456
08 | BUTLER | BUT | SR | 00128 |  | 2.036 |  | SBUTSR00128**C | BUT-128-2.036 | 39.3268 | -84.6343 | 2025-12-31 | Active |  |  |  | State | HL0022953 |  |  | State |  | Conventional | [14 empty] | No | No | No |  | HPS | [28 empty] | NULL |  |  | mhurlow1 | 2018-04-30 14:51 | Dsnyder5 | 2018-07-24 16:18 | [20 empty] | No Photo Available | No Photo Available | http://data.mapchannels.com/dualmaps6/map.htm?lat=39.326805&lng=-84.634334
08 | BUTLER | BUT | SR | 00128 |  | 2.112 |  | SBUTSR00128**C | BUT-128-2.112 | 39.3278 | -84.6337 | 2025-12-31 | Active |  |  |  | State | HL0018238 |  |  | State |  | Conventional | [14 empty] | No | No | No |  | HPS | [28 empty] | NULL |  |  | mhurlow1 | 2018-04-30 14:52 | Dsnyder5 | 2018-07-24 16:18 | [20 empty] | No Photo Available | No Photo Available | http://data.mapchannels.com/dualmaps6/map.htm?lat=39.327801&lng=-84.633749
08 | BUTLER | BUT | SR | 00128 |  | 2.264 |  | SBUTSR00128**C | BUT-128-2.264 | 39.3298 | -84.6326 | 2025-12-31 | Active |  |  |  | State | HL0017020 |  |  | State |  | Conventional | [14 empty] | No | No | No |  | HPS | [28 empty] | NULL |  |  | mhurlow1 | 2018-04-30 14:56 | Dsnyder5 | 2018-07-24 16:18 | [20 empty] | No Photo Available | No Photo Available | http://data.mapchannels.com/dualmaps6/map.htm?lat=39.329817&lng=-84.632615
08 | BUTLER | BUT | SR | 00128 |  | 2.398 |  | SBUTSR00128**C | BUT-128-2.398 | 39.3316 | -84.6316 | 2025-12-31 | Active |  |  |  | State | HL0005946 |  |  | State |  | Conventional | [14 empty] | No | No | No |  | HPS | [28 empty] | NULL |  |  | mhurlow1 | 2018-04-30 14:58 | Dsnyder5 | 2018-07-24 16:18 | [20 empty] | No Photo Available | No Photo Available | http://data.mapchannels.com/dualmaps6/map.htm?lat=39.331589&lng=-84.631582
08 | BUTLER | BUT | SR | 00128 |  | 2.511 |  | SBUTSR00128**C | BUT-128-2.511 | 39.3331 | -84.6308 | 2025-12-31 | Active |  |  |  | State | HL0004095 |  |  | State |  | Conventional | [14 empty] | No | No | No |  | HPS | [28 empty] | NULL |  |  | mhurlow1 | 2018-04-30 14:58 | Dsnyder5 | 2018-07-24 16:18 | [20 empty] | No Photo Available | No Photo Available | http://data.mapchannels.com/dualmaps6/map.htm?lat=39.333094&lng=-84.630756
08 | BUTLER | BUT | SR | 00128 |  | 2.773 |  | SBUTSR00128**C | BUT-128-2.773 | 39.3366 | -84.6288 | 2025-12-31 | Active |  |  |  | State | HL0017632 |  |  | State |  | Conventional | [14 empty] | No | No | No |  | HPS | [28 empty] | NULL |  |  | mhurlow1 | 2018-04-30 15:00 | Dsnyder5 | 2018-07-24 16:18 | [20 empty] | No Photo Available | No Photo Available | http://data.mapchannels.com/dualmaps6/map.htm?lat=39.336575&lng=-84.628785
08 | BUTLER | BUT | SR | 00129 |  | 17.41 |  | SBUTSR00129**N | BUT-129-17.410 | 39.3868 | -84.5147 | 2025-12-31 | Active |  |  |  | State | HL0019372 | 2020-01-24 18:38 |  | State | C1-1 | Conventional | No |  | AT | A |  |  |  | 1 |  |  |  | No | No | Yes | No | No | No |  | LED | 1 |  | 70 | 8,500 - 11,999 | No |  | American Electric Lighting (AEL) |  | 480 L-N |  | No | No | No | No | No | [12 empty] | 2022-06-23 17:08 | NULL |  |  | mhurlow1 | 2018-04-30 16:21 | jritchie2 | 2026-08-13 14:26 | No | No | No | No | No | Standing | None | None | None | No | No | No |  |  | 2022-06-23 17:08 |  | rdixon5 | 2022-06-23 17:08 | rdixon5 | 2022-06-23 17:08 | No Photo Available | No Photo Available | http://data.mapchannels.com/dualmaps6/map.htm?lat=39.386776&lng=-84.514684
08 | BUTLER | BUT | SR | 00129 |  | 17.445 |  | SBUTSR00129**N | BUT-129-17.445 | 39.3868 | -84.514 | 2025-12-31 | Active |  |  |  | State | HL0021571 | 2020-01-24 18:36 |  | State | C1-2 | Conventional | No |  | AT | A |  |  |  | 1 |  |  |  | No | No | Yes | No | No | No |  | LED | 1 |  | 70 | 8,500 - 11,999 | No |  | GE |  | 480 L-N |  | No | No | No | No | No | [12 empty] | 2022-06-23 17:08 | NULL |  |  | mhurlow1 | 2018-04-30 16:22 | jritchie2 | 2026-08-13 14:26 | No | No | No | No | No | Standing | None | None | None | No | No | No |  |  | 2022-06-23 17:08 |  | rdixon5 | 2022-06-23 17:07 | rdixon5 | 2022-06-23 17:07 | No Photo Available | No Photo Available | http://data.mapchannels.com/dualmaps6/map.htm?lat=39.386777&lng=-84.514023
08 | BUTLER | BUT | SR | 00129 |  | 17.478 |  | SBUTSR00129**N | BUT-129-17.478 | 39.3868 | -84.5134 | 2025-12-31 | Active |  |  |  | State | HL0025993 | 2020-01-24 18:34 |  | State | C1-3 | Conventional | No |  | AT | A |  |  |  | 1 |  |  |  | No | No | Yes | No | No | No |  | LED | 1 |  | 70 | 8,500 - 11,999 | No |  | American Electric Lighting (AEL) |  | 480 L-N |  | No | No | No | No | No | [12 empty] | 2022-06-23 17:08 | NULL |  |  | mhurlow1 | 2018-04-30 16:22 | jritchie2 | 2026-08-13 14:25 | No | No | No | No | No | Standing | None | None | None | No | No | No |  |  | 2022-06-23 17:08 |  | rdixon5 | 2022-06-23 17:07 | rdixon5 | 2022-06-23 17:07 | No Photo Available | No Photo Available | http://data.mapchannels.com/dualmaps6/map.htm?lat=39.386761&lng=-84.513409
08 | BUTLER | BUT | SR | 00129 |  | 17.488 |  | SBUTSR00129**C | BUT-129-17.488 | 39.3864 | -84.5134 | 2025-12-31 | Active |  |  |  | State | HL0010778 | 2020-01-24 18:41 |  | State | D1-1 | Conventional | No |  | AT | A |  |  |  | 1 |  |  |  | No | No | No | No | No | No |  | LED | 1 |  | 70 |  | No |  | American Electric Lighting (AEL) |  | 480 L-N |  | No | No | No | No | No | [12 empty] | 2024-06-05 14:22 | NULL |  |  | mhurlow1 | 2018-04-30 16:23 | jritchie2 | 2026-08-13 15:30 | No | No | No | No | No | Standing | None | None | None | No | No | No |  |  | 2024-06-05 14:22 |  | ascott3 | 2024-06-05 14:22 | ascott3 | 2024-06-05 14:22 | No Photo Available | No Photo Available | http://data.mapchannels.com/dualmaps6/map.htm?lat=39.386405&lng=-84.513353
08 | BUTLER | BUT | SR | 00129 |  | 17.673 |  | SBUTSR00129**N | BUT-129-17.673 | 39.3864 | -84.5098 | 2025-12-31 | Active |  |  |  | State | HL0022820 | 2020-01-28 19:05 |  | State | C1-15 | Low Mast | No | [10 empty] | No |  | Yes | No | No | No |  | HPS | 1 | 400 |  |  | No |  | Other |  | 480 L-N |  | No | No | No | No | No | [12 empty] | 2025-10-13 14:49 | NULL | 0 |  | mhurlow1 | 2018-04-30 16:26 | dturner | 2020-01-28 19:07 | No | No | No | No | No | Standing | None | None | None | No | No | No |  | No | 2025-10-13 14:49 |  | csonner1 | 2025-10-13 14:49 | csonner1 | 2025-10-13 14:49 | No Photo Available | No Photo Available | http://data.mapchannels.com/dualmaps6/map.htm?lat=39.386447&lng=-84.509773
08 | BUTLER | BUT | SR | 00129 |  | 17.679 |  | SBUTSR00129**C | BUT-129-17.679 | 39.3861 | -84.5098 | 2025-12-31 | Active |  |  |  | State | HL0001404 | 2020-01-28 19:08 |  | State | D1-13 | Low Mast | No | 4 | A |  |  |  |  | 1 |  |  |  | No |  | Yes | No | No | No |  | HPS | 1 | 400 |  |  | No |  | Other |  | 480 L-N |  | No | No | No | No | No | [12 empty] | 2025-10-13 14:56 | NULL | 0 |  | mhurlow1 | 2018-04-30 16:26 | jritchie2 | 2026-08-13 16:49 | No | No | No | No | No | Standing | None | None | None | No | No | No |  | No | 2025-10-13 14:56 |  | csonner1 | 2025-10-13 14:56 | csonner1 | 2025-10-13 14:56 | No Photo Available | No Photo Available | http://data.mapchannels.com/dualmaps6/map.htm?lat=39.386132&lng=-84.509810
08 | BUTLER | BUT | SR | 00129 |  | 17.717 |  | SBUTSR00129**N | BUT-129-17.717 | 39.3864 | -84.509 | 2025-12-31 | Active |  |  |  | State | HL0003135 | 2020-01-28 19:03 |  | State | C1-16 | Low Mast | No | [10 empty] | No |  | Yes | No | No | No |  | HPS | 1 | 400 |  |  | No |  | Other |  | 480 L-N |  | No | No | No | No | No | [12 empty] | 2025-10-13 14:44 | NULL | 0 |  | mhurlow1 | 2018-04-30 16:27 | dturner | 2020-01-28 19:04 | No | No | No | No | No | Standing | None | None | None | No | No | No |  | No | 2025-10-13 14:44 |  | csonner1 | 2025-10-13 14:44 | csonner1 | 2025-10-13 14:44 | No Photo Available | No Photo Available | http://data.mapchannels.com/dualmaps6/map.htm?lat=39.386385&lng=-84.508960
08 | BUTLER | BUT | SR | 00129 |  | 17.722 |  | SBUTSR00129**C | BUT-129-17.722 | 39.3861 | -84.509 | 2025-12-31 | Active |  |  |  | State | HL0022680 | 2020-01-28 19:10 |  | State | D1-14 | Low Mast | No | 4 | A | C |  |  |  | 1 |  |  |  | No | No | Yes | No | No | No |  | HPS | 1 | 400 |  |  | No |  | Other |  | 480 L-N |  | No | No | No | No | No | [12 empty] | 2025-10-13 15:29 | NULL | 0 |  | mhurlow1 | 2018-04-30 16:27 | jritchie2 | 2026-08-13 16:51 | No | No | No | No | No | Standing | None | None | None | No | No | No |  | No | 2025-10-13 15:29 |  | csonner1 | 2025-10-13 15:29 | csonner1 | 2025-10-13 15:29 | No Photo Available | No Photo Available | http://data.mapchannels.com/dualmaps6/map.htm?lat=39.386061&lng=-84.509000
08 | BUTLER | BUT | SR | 00129 |  | 17.761 |  | SBUTSR00129**N | BUT-129-17.761 | 39.3863 | -84.5082 | 2025-12-31 | Active |  |  |  | State | HL0005468 | 2020-01-28 19:00 |  | State | C1-17 | Low Mast | No | [10 empty] | No |  | Yes | No | No | No |  | HPS | 1 | 400 |  |  | No |  | Other |  | 480 L-N |  | No | No | No | No | No | [12 empty] | 2025-10-13 14:42 | NULL | 0 |  | mhurlow1 | 2018-04-30 16:27 | dturner | 2020-01-28 19:02 | No | No | No | No | No | Standing | None | None | None | No | No | No |  | No | 2025-10-13 14:42 |  | csonner1 | 2025-10-13 14:42 | csonner1 | 2025-10-13 14:42 | No Photo Available | No Photo Available | http://data.mapchannels.com/dualmaps6/map.htm?lat=39.386318&lng=-84.508150
08 | BUTLER | BUT | SR | 00129 |  | 17.765 |  | SBUTSR00129**C | BUT-129-17.765 | 39.386 | -84.5082 | 2025-12-31 | Active |  |  |  | State | HL0011304 | 2020-01-28 19:13 |  | State | D1-15 | Low Mast | No | 4 | A | X |  |  |  | 1 |  |  |  | No | No | Yes | No | No | No |  | LED | 1 |  |  |  | No |  | Other |  | 480 L-N |  | No | No | No | No | No | [12 empty] | 2025-10-13 15:29 | NULL |  |  | mhurlow1 | 2018-04-30 16:28 | jritchie2 | 2026-08-13 16:52 | No | No | No | No | No | Standing | None | None | None | No | No | No |  | No | 2025-10-13 15:29 |  | csonner1 | 2025-10-13 15:30 | csonner1 | 2025-10-13 15:30 | No Photo Available | No Photo Available | http://data.mapchannels.com/dualmaps6/map.htm?lat=39.385995&lng=-84.508201
08 | BUTLER | BUT | SR | 00129 |  | 17.804 |  | SBUTSR00129**N | BUT-129-17.804 | 39.3863 | -84.5073 | 2025-12-31 | Active |  |  |  | State | HL0009287 | 2020-01-28 18:58 |  | State | c1-18 | Low Mast | No | [10 empty] | No |  | Yes | No | No | No |  | HPS | 1 | 400 |  |  |  |  | Other |  | 480 L-N |  | No | No | No | No | No | [12 empty] | 2025-10-13 14:41 | NULL | 0 |  | mhurlow1 | 2018-04-30 16:28 | dturner | 2020-01-28 18:59 | No | No | No | No | No | Standing | None | None | None | No | No | No |  | No | 2025-10-13 14:41 |  | csonner1 | 2025-10-13 14:41 | csonner1 | 2025-10-13 14:41 | No Photo Available | No Photo Available | http://data.mapchannels.com/dualmaps6/map.htm?lat=39.386256&lng=-84.507348
08 | BUTLER | BUT | SR | 00129 |  | 17.809 |  | SBUTSR00129**C | BUT-129-17.809 | 39.3859 | -84.5074 | 2025-12-31 | Active |  |  |  | State | HL0019385 | 2020-01-28 19:15 |  | State | D1-16 | Low Mast | No | [10 empty] | No |  | Yes | No | No | No |  | HPS | 1 | 400 |  |  | No |  | Other |  | 480 L-N |  | No | No | No | No | No | [12 empty] | 2025-10-13 15:30 | NULL | 0 |  | mhurlow1 | 2018-04-30 16:28 | dturner | 2020-01-28 19:16 | No | No | No | No | No | Standing | None | None | None | No | No | No |  | No | 2025-10-13 15:30 |  | csonner1 | 2025-10-13 15:30 | csonner1 | 2025-10-13 15:30 | No Photo Available | No Photo Available | http://data.mapchannels.com/dualmaps6/map.htm?lat=39.385939&lng=-84.507388
08 | BUTLER | BUT | SR | 00129 |  | 17.848 |  | SBUTSR00129**N | BUT-129-17.848 | 39.3862 | -84.5065 | 2025-12-31 | Active |  |  |  | State | HL0021630 | 2020-01-28 18:54 |  | State | C1-19 | Low Mast | No | [10 empty] | No |  | Yes | No | No | No |  | HPS | 1 | 400 |  |  | No |  | Other |  | 480 L-N |  | No | No | No | No | No | [12 empty] | 2025-10-13 14:38 | NULL | 0 |  | mhurlow1 | 2018-04-30 16:28 | dturner | 2020-01-28 19:00 | No | No | No | No | No | Standing | None | None | None | No | No | No |  | No | 2025-10-13 14:38 |  | csonner1 | 2025-10-13 14:38 | csonner1 | 2025-10-13 14:38 | No Photo Available | No Photo Available | http://data.mapchannels.com/dualmaps6/map.htm?lat=39.386184&lng=-84.506535
08 | BUTLER | BUT | SR | 00129 |  | 17.853 |  | SBUTSR00129**C | BUT-129-17.853 | 39.3859 | -84.5066 | 2025-12-31 | Active |  |  |  | State | HL0002581 | 2020-01-28 19:17 |  | State | D1-17 | Low Mast | No | [10 empty] | No |  | Yes | No | No | No |  | HPS | 1 | 400 |  |  | No |  | Other |  | 480 L-N |  | No | No | No | No | No | [12 empty] | 2025-10-13 15:31 | NULL | 0 |  | mhurlow1 | 2018-04-30 16:28 | dturner | 2020-01-28 19:19 | No | No | No | No | No | Standing | None | None | None | No | No | No |  | No | 2025-10-13 15:31 |  | csonner1 | 2025-10-13 15:31 | csonner1 | 2025-10-13 15:31 | No Photo Available | No Photo Available | http://data.mapchannels.com/dualmaps6/map.htm?lat=39.385868&lng=-84.506570
08 | BUTLER | BUT | SR | 00129 |  | 17.883 |  | SBUTSR00129**N | BUT-129-17.883 | 39.3861 | -84.5059 | 2025-12-31 | Active |  |  |  | State | HL0000419 | 2020-01-27 19:44 |  | State | C2-18 | Low Mast | No | 4 | A | X |  |  |  | 1 |  |  |  | No | No | No | No | No | No |  | HPS | 1 | 400 |  |  | No |  | Other |  | 480 L-N |  | No | No | No | No | No | [12 empty] | 2025-10-13 14:36 | NULL | 0 |  | mhurlow1 | 2018-04-30 16:29 | jritchie2 | 2026-08-13 17:50 | No | No | No | No | No | Standing | None | None | None | No | No | No |  | No | 2025-10-13 14:36 |  | csonner1 | 2025-10-13 14:36 | csonner1 | 2025-10-13 14:36 | No Photo Available | No Photo Available | http://data.mapchannels.com/dualmaps6/map.htm?lat=39.386132&lng=-84.505870
08 | BUTLER | BUT | SR | 00129 |  | 17.889 |  | SBUTSR00129**C | BUT-129-17.889 | 39.3858 | -84.5059 | 2025-12-31 | Active |  |  |  | State | HL0006237 | 2020-01-28 19:19 |  | State | D2-20 | Low Mast | No | 4 | A | X |  |  |  | 1 |  |  |  | No | No | Yes | No | No | No |  | HPS | 1 | 400 |  |  | No |  | Other |  | 480 L-N |  | No | No | No | No | No | [12 empty] | 2025-10-13 14:34 | NULL | 0 |  | mhurlow1 | 2018-04-30 16:29 | jritchie2 | 2026-08-13 17:50 | No | No | No | No | No | Standing | None | None | None | No | No | No |  | No | 2025-10-13 14:34 |  | csonner1 | 2025-10-13 14:35 | csonner1 | 2025-10-13 14:35 | No Photo Available | No Photo Available | http://data.mapchannels.com/dualmaps6/map.htm?lat=39.385808&lng=-84.505913
08 | BUTLER | BUT | SR | 00129 |  | 17.927 |  | SBUTSR00129**N | BUT-129-17.927 | 39.3861 | -84.5051 | 2025-12-31 | Active |  |  |  | State | HL0005224 | 2020-01-27 19:42 |  | State | C2-17 | Low Mast | No | 4 | A | X |  |  |  | 1 |  |  |  | No | No | Yes | No | No | No |  | HPS | 1 | 400 |  |  | No |  | Other |  | 480 L-N |  | No | No | No | No | No | [12 empty] | 2025-10-13 14:32 | NULL | 0 |  | mhurlow1 | 2018-04-30 16:29 | jritchie2 | 2026-08-13 17:49 | No | No | No | No | No | Standing | None | None | None | No | No | No |  | No | 2025-10-13 14:32 |  | csonner1 | 2025-10-13 14:32 | csonner1 | 2025-10-13 14:32 | No Photo Available | No Photo Available | http://data.mapchannels.com/dualmaps6/map.htm?lat=39.386074&lng=-84.505063
08 | BUTLER | BUT | SR | 00129 |  | 17.932 |  | SBUTSR00129**C | BUT-129-17.932 | 39.3857 | -84.5051 | 2025-12-31 | Active |  |  |  | State | HL0018168 | 2020-01-28 19:22 |  | State | D2-19 | Low Mast | No | 4 | A | X |  |  |  | 1 |  |  |  | No | No | Yes | No | No | No |  | HPS | 1 | 400 |  |  | No |  | Other |  | 480 L-N |  | No | No | No | No | No | [12 empty] | 2025-10-13 15:36 | NULL | 0 |  | mhurlow1 | 2018-04-30 16:29 | jritchie2 | 2026-08-13 17:51 | No | No | No | No | No | Standing | None | None | None | No | No | No |  | No | 2025-10-13 15:36 |  | csonner1 | 2025-10-13 15:37 | csonner1 | 2025-10-13 15:37 | No Photo Available | No Photo Available | http://data.mapchannels.com/dualmaps6/map.htm?lat=39.385727&lng=-84.505108
08 | BUTLER | BUT | SR | 00129 |  | 17.971 |  | SBUTSR00129**N | BUT-129-17.971 | 39.386 | -84.5042 | 2025-12-31 | Active |  |  |  | State | HL0018585 | 2020-01-27 19:40 |  | State | C2-16 | Low Mast | No | 4 | A | X |  |  |  | 1 |  |  |  | No | No | Yes | No | No | No |  | HPS | 1 | 400 |  |  | No |  | Other |  | 480 L-N |  | No | No | No | No | No | [12 empty] | 2025-10-13 14:28 | NULL | 0 |  | mhurlow1 | 2018-04-30 16:29 | jritchie2 | 2026-08-13 17:49 | No | No | No | No | No | Standing | None | None | None | No | No | No |  | No | 2025-10-13 14:28 |  | csonner1 | 2025-10-13 14:29 | csonner1 | 2025-10-13 14:29 | No Photo Available | No Photo Available | http://data.mapchannels.com/dualmaps6/map.htm?lat=39.386032&lng=-84.504247
08 | BUTLER | BUT | SR | 00129 |  | 17.976 |  | SBUTSR00129**C | BUT-129-17.976 | 39.3857 | -84.5043 | 2025-12-31 | Active |  |  |  | State | HL0011683 | 2020-01-28 19:25 |  | State | D2-18 | Low Mast | No | 4 | A | X |  |  |  | 1 |  |  |  | No |  | Yes | No | No | No |  | HPS | 1 | 400 |  |  | No |  | Other |  | 480 L-N |  | No | No | No | No | No | [12 empty] | 2025-10-13 15:40 | NULL | 0 |  | mhurlow1 | 2018-04-30 16:29 | jritchie2 | 2026-08-13 17:52 | No | No | No | No | No | Standing | None | None | None | No | No | No |  | No | 2025-10-13 15:40 |  | csonner1 | 2025-10-13 15:41 | csonner1 | 2025-10-13 15:41 | No Photo Available | No Photo Available | http://data.mapchannels.com/dualmaps6/map.htm?lat=39.385651&lng=-84.504295
08 | BUTLER | BUT | SR | 00129 |  | 18.014 |  | SBUTSR00129**N | BUT-129-18.014 | 39.386 | -84.5034 | 2025-12-31 | Active |  |  |  | State | HL0000677 | 2020-01-27 19:38 |  | State | C2-15 | Low Mast | No | [10 empty] | No |  | Yes | No | No | No |  | HPS | 1 | 400 |  |  | No |  | Other |  | 480 L-N |  | No | No | No | No | No | [12 empty] | 2025-10-13 14:26 | NULL | 0 |  | mhurlow1 | 2018-04-30 16:29 | dturner | 2020-01-27 19:39 | No | No | No | No | No | Standing | None | None | None | No | No | No |  | No | 2025-10-13 14:26 |  | csonner1 | 2025-10-13 14:26 | csonner1 | 2025-10-13 14:26 | No Photo Available | No Photo Available | http://data.mapchannels.com/dualmaps6/map.htm?lat=39.385966&lng=-84.503440
08 | BUTLER | BUT | SR | 00129 |  | 18.02 |  | SBUTSR00129**C | BUT-129-18.020 | 39.3856 | -84.5035 | 2025-12-31 | Active |  |  |  | State | HL0025174 | 2020-01-28 19:29 |  | State | D2-17 | Low Mast | No | 4 | A | X |  |  |  | 1 |  |  |  | No | No | Yes | No | No | No |  | HPS | 1 | 400 |  |  | No |  | Other |  | 480 L-N |  | No | No | No | No | No | [12 empty] | 2025-10-13 15:47 | NULL | 0 |  | mhurlow1 | 2018-04-30 16:29 | jritchie2 | 2026-08-13 17:52 | No | No | No | No | No | Standing | None | None | None | No | No | No |  | No | 2025-10-13 15:47 |  | csonner1 | 2025-10-13 15:47 | csonner1 | 2025-10-13 15:47 | No Photo Available | No Photo Available | http://data.mapchannels.com/dualmaps6/map.htm?lat=39.385576&lng=-84.503477
08 | BUTLER | BUT | SR | 00129 |  | 18.063 |  | SBUTSR00129**C | BUT-129-18.063 | 39.3855 | -84.5027 | 2025-12-31 | Active |  |  |  | State | HL0005463 | 2020-01-28 19:31 |  | State | D2-16 | Low Mast | No | 4 | A | X |  |  |  | 1 |  |  |  | No | No | Yes | No | No | No |  | HPS | 1 | 400 |  |  | No |  | Other |  | 480 L-N |  | No | No | No | No | No | [12 empty] | 2025-10-13 15:50 | NULL | 0 |  | mhurlow1 | 2018-04-30 16:44 | jritchie2 | 2026-08-13 17:53 | No | No | No | No | No | Standing | None | None | None | No | No | No |  | No | 2025-10-13 15:50 |  | csonner1 | 2025-10-13 15:50 | csonner1 | 2025-10-13 15:50 | No Photo Available | No Photo Available | http://data.mapchannels.com/dualmaps6/map.htm?lat=39.385507&lng=-84.502680
08 | BUTLER | BUT | SR | 00129 |  | 18.223 |  | SBUTSR00129**C | BUT-129-18.223 | 39.3852 | -84.4997 | 2025-12-31 | Active |  |  |  | State | HL0005409 | 2020-01-27 19:26 |  | State | D2-12 | Conventional | No |  | AT | A |  |  |  | 1 |  |  |  | No | No | Yes | No | No | No |  | LED | 1 |  | 70 |  | No |  | Cooper/Eaton |  | 480 L-N |  | No | No | No | No | No | [12 empty] | 2022-06-21 18:57 | NULL |  |  | mhurlow1 | 2018-04-30 16:41 | jritchie2 | 2026-08-13 15:25 | No | No | No | No | No | Standing | None | None | None | No | No | No |  |  | 2022-06-21 18:57 |  | rdixon5 | 2022-06-21 18:56 | rdixon5 | 2022-06-21 18:56 | No Photo Available | No Photo Available | http://data.mapchannels.com/dualmaps6/map.htm?lat=39.385250&lng=-84.499717
08 | BUTLER | BUT | SR | 00129 |  | 18.248 |  | SBUTSR00129**N | BUT-129-18.248 | 39.3856 | -84.4991 | 2025-12-31 | Active |  |  |  | State | HL0015293 | 2020-01-23 18:30 |  | State | C2-13 | Conventional | No |  | AT | A |  |  |  | 1 |  |  |  | No | No | Yes | No | No | No |  | LED | 1 |  | 70 | 8,500 - 11,999 | No |  | Cooper/Eaton |  | 480 L-N |  | No | No | No | No | No | [12 empty] | 2024-06-05 10:02 | NULL |  |  | mhurlow1 | 2018-04-30 16:45 | jritchie2 | 2026-08-13 14:09 | No | No | No | No | No | Standing | None | None | None | No | No | No |  |  | 2024-06-05 10:02 |  | ascott3 | 2024-06-06 10:02 | ascott3 | 2024-06-06 10:02 | No Photo Available | No Photo Available | http://data.mapchannels.com/dualmaps6/map.htm?lat=39.385609&lng=-84.499096
08 | BUTLER | BUT | SR | 00129 |  | 18.256 |  | SBUTSR00129**C | BUT-129-18.256 | 39.3852 | -84.4991 | 2025-12-31 | Active |  |  |  | State | HL0021202 | 2020-01-27 19:28 |  | State | d2-13 | Conventional | No |  | AT | A |  |  |  | 1 |  |  |  | No | No | Yes | No | No | No |  | LED | 1 |  | 70 |  | No |  | Cooper/Eaton |  | 480 L-N |  | No | No | No | No | No | [12 empty] | 2022-06-21 18:56 | NULL |  |  | mhurlow1 | 2018-04-30 16:41 | jritchie2 | 2026-08-13 15:27 | No | No | No | No | No | Standing | None | None | None | No | No | No |  |  | 2022-06-21 18:56 |  | rdixon5 | 2022-06-21 18:55 | rdixon5 | 2022-06-21 18:55 | No Photo Available | No Photo Available | http://data.mapchannels.com/dualmaps6/map.htm?lat=39.385221&lng=-84.499089
08 | BUTLER | BUT | SR | 00129 |  | 18.291 |  | SBUTSR00129**C | BUT-129-18.291 | 39.3852 | -84.4984 | 2025-12-31 | Active |  |  |  | State | HL0005357 | 2020-01-27 19:31 |  | State | D2-14 | Conventional | No |  | AT | A |  |  |  | 1 |  |  |  | No | No | Yes | No | No | No |  | LED | 1 |  | 70 |  | No |  | Cooper/Eaton |  | 480 L-N |  | No | No | No | No | No | [12 empty] | 2022-06-21 18:55 | NULL |  |  | mhurlow1 | 2018-04-30 16:41 | jritchie2 | 2026-08-13 15:27 | No | No | No | No | No | Standing | None | None | None | No | No | No |  |  | 2022-06-21 18:55 |  | rdixon5 | 2022-06-21 18:55 | rdixon5 | 2022-06-21 18:55 | No Photo Available | No Photo Available | http://data.mapchannels.com/dualmaps6/map.htm?lat=39.385154&lng=-84.498440
08 | BUTLER | BUT | SR | 00129 |  | 18.326 |  | SBUTSR00129**C | BUT-129-18.326 | 39.3851 | -84.4978 | 2025-12-31 | Active |  |  |  | State | HL0008368 | 2020-01-27 19:33 |  | State | D2-15 | Conventional | No |  | AT | A |  |  |  | 1 |  |  |  | No | No | Yes | No | No | No |  | LED | 1 |  | 70 |  | No |  | Cooper/Eaton |  | 480 L-N |  | No | No | No | No | No | [12 empty] | 2022-06-21 18:55 | NULL |  |  | mhurlow1 | 2018-04-30 16:41 | jritchie2 | 2026-08-13 15:28 | No | No | No | No | No | Standing | None | None | None | No | No | No |  |  | 2022-06-21 18:55 |  | rdixon5 | 2022-06-21 18:55 | rdixon5 | 2022-06-21 18:55 | No Photo Available | No Photo Available | http://data.mapchannels.com/dualmaps6/map.htm?lat=39.385132&lng=-84.497796
08 | BUTLER | BUT | SR | 00129 |  | 20.161 |  | SBUTSR00129**N | BUT-129-20.161 | 39.3826 | -84.4638 | 2025-12-31 | Active |  |  |  | State | HL0006504 | 2020-01-21 19:35 |  | State | E1-1 | Conventional | No |  | AT | A |  |  |  | 1 |  |  |  | No | No | Yes | No | No | No |  | LED | 1 |  | 70 |  | No |  | Cooper/Eaton |  | 480 L-N |  | No | No | No | No | No | [12 empty] | 2024-06-04 18:52 | NULL |  |  | mhurlow1 | 2018-04-30 16:49 | jritchie2 | 2026-08-12 16:25 | No | No | No | No | No | Standing | None | None | None | No | No | No |  |  | 2024-06-04 18:52 |  | ascott3 | 2024-06-04 18:52 | ascott3 | 2024-06-04 18:52 | No Photo Available | No Photo Available | http://data.mapchannels.com/dualmaps6/map.htm?lat=39.382650&lng=-84.463821
08 | BUTLER | BUT | SR | 00129 |  | 20.192 |  | SBUTSR00129**N | BUT-129-20.192 | 39.3827 | -84.4632 | 2025-12-31 | Active |  |  |  | State | HL0001687 | 2020-01-21 19:33 |  | State | E1-2 | Conventional | No |  | AT | A |  |  |  | 1 |  |  |  | No | No | Yes | No | No | No |  | LED | 1 |  | 70 |  | No |  | GE |  | 480 L-N |  | No | No | No | No | No | [12 empty] | 2024-06-04 18:51 | NULL |  |  | mhurlow1 | 2018-04-30 16:49 | jritchie2 | 2026-08-12 16:25 | No | No | No | No | No | Standing | None | None | None | No | No | No |  |  | 2024-06-04 18:51 |  | ascott3 | 2024-06-04 18:51 | ascott3 | 2024-06-04 18:51 | No Photo Available | No Photo Available | http://data.mapchannels.com/dualmaps6/map.htm?lat=39.382662&lng=-84.463231
08 | BUTLER | BUT | SR | 00129 |  | 20.328 |  | SBUTSR00129**C | BUT-129-20.328 | 39.3822 | -84.4608 | 2025-12-31 | Active |  |  |  | State | HL0012365 | 2020-01-21 19:38 |  | State | F1-1 | Conventional | No |  | AT | A |  |  |  | 1 |  |  |  | No | No | No | No | No | No |  | LED | 1 |  | 70 |  | No |  | American Electric Lighting (AEL) |  | 480 L-N |  | No | No | No | No | No | [12 empty] | 2024-06-04 18:53 | NULL |  |  | mhurlow1 | 2018-04-30 16:50 | jritchie2 | 2026-08-12 16:36 | No | No | No | No | No | Standing | None | None | None | No | No | No |  |  | 2024-06-04 18:53 |  | ascott3 | 2024-06-04 18:53 | ascott3 | 2024-06-04 18:53 | No Photo Available | No Photo Available | http://data.mapchannels.com/dualmaps6/map.htm?lat=39.382159&lng=-84.460827
08 | BUTLER | BUT | SR | 00129 |  | 20.437 |  | SBUTSR00129**N | BUT-129-20.437 | 39.3822 | -84.4587 | 2025-12-31 | Active |  |  |  | State | HL0005937 | 2020-01-22 19:40 |  | State | E1-16 | Low Mast | No | [10 empty] | No |  | Yes | No | No | No |  | HPS | 1 | 400 |  |  | No |  | Other |  | 480 L-N |  | No | No | No | No | No | [12 empty] | 2025-10-02 13:05 | NULL | 0 | 2025-10-02 13:05 | mhurlow1 | 2018-04-30 16:51 | dturner | 2020-01-22 19:43 | No | No | No | No | No | Standing | None | None | None | No | No | Yes | INSTALLED NEW FIXTURE/POLE BENT UP HIGH AND SHEPHERD CROOK NEEDS THROUGH BOLT DRILLED AND INSTALLED SET SCREWS ARE SEIZED CROOK SPINNING FREELY | Yes | 2025-10-02 13:05 | 2025-10-02 13:05 | csonner1 | 2025-10-02 13:09 | csonner1 | 2025-10-02 13:09 | No Photo Available | No Photo Available | http://data.mapchannels.com/dualmaps6/map.htm?lat=39.382221&lng=-84.458667
08 | BUTLER | BUT | SR | 00129 |  | 20.477 |  | SBUTSR00129**N | BUT-129-20.477 | 39.3821 | -84.4579 | 2025-12-31 | Active |  |  |  | State | HL0009124 | 2020-01-22 19:38 |  | State | E1-17 | Low Mast | No | [10 empty] | No |  | Yes | No | No | No |  | HPS | 1 | 400 |  |  | No |  | Other |  | 480 L-N |  | No | No | No | No | No | [12 empty] | 2025-10-02 13:04 | NULL | 0 | 2025-10-02 13:04 | mhurlow1 | 2018-04-30 16:52 | dturner | 2020-01-22 19:40 | No | No | No | No | No | Standing | None | None | None | No | No | No |  | No | 2025-10-02 13:04 | 2025-10-02 13:04 | csonner1 | 2025-10-02 13:04 | csonner1 | 2025-10-02 13:04 | No Photo Available | No Photo Available | http://data.mapchannels.com/dualmaps6/map.htm?lat=39.382060&lng=-84.457949
08 | BUTLER | BUT | SR | 00129 |  | 20.518 |  | SBUTSR00129**N | BUT-129-20.518 | 39.3819 | -84.4572 | 2025-12-31 | Active |  |  |  | State | HL0005800 | 2020-01-22 19:36 |  | State | E1-18 | Low Mast | No | [10 empty] | No |  | Yes | No | No | No |  | HPS | 1 | 400 |  |  | No |  | Other |  | 480 L-N |  | No | No | No | No | No | [12 empty] | 2025-10-02 13:03 | NULL | 0 | 2025-10-02 13:03 | mhurlow1 | 2018-04-30 16:56 | dturner | 2020-01-22 19:37 | No | No | No | No | No | Standing | None | None | None | No | No | No |  | No | 2025-10-02 13:03 | 2025-10-02 13:03 | csonner1 | 2025-10-02 13:04 | csonner1 | 2025-10-02 13:04 | No Photo Available | No Photo Available | http://data.mapchannels.com/dualmaps6/map.htm?lat=39.381928&lng=-84.457221
08 | BUTLER | BUT | SR | 00129 |  | 20.522 |  | SBUTSR00129**C | BUT-129-20.522 | 39.3815 | -84.4573 | 2025-12-31 | Active |  |  |  | State | HL0012693 | 2020-01-22 19:44 |  | State | F1-13 | Low Mast | No | [10 empty] | No |  | Yes | No | No | No |  | HPS | 1 | 400 |  |  | No |  | Other |  | 480 L-N |  | No | No | No | No | No | [12 empty] | 2026-03-12 13:02 | NULL | 0 | 2026-03-12 13:02 | mhurlow1 | 2018-04-30 16:56 | dturner | 2020-01-22 19:46 | No | No | No | No | No | Standing | None | None | None | No | No | No | TS & INSTALLED NEW LOW MAST LUMINAIRE | No | 2026-03-12 13:02 | 2026-03-12 13:02 | csonner1 | 2026-03-12 13:03 | csonner1 | 2026-03-12 13:03 | No Photo Available | https://collectorweb.dot.state.oh.us/arcgis/rest/services/HIGHWAY_LIGHTING/HighwayLighting_Reference/FeatureServer/7/584134/attachments/ | http://data.mapchannels.com/dualmaps6/map.htm?lat=39.381534&lng=-84.457331
08 | BUTLER | BUT | SR | 00129 |  | 20.557 |  | SBUTSR00129**N | BUT-129-20.557 | 39.3818 | -84.4565 | 2025-12-31 | Active |  |  |  | State | HL0018153 | 2020-01-22 19:34 |  | State | E1-19 | Low Mast | No | [10 empty] | No |  | Yes | No | No | No |  | HPS | 1 | 400 |  |  | No |  | Other |  | 480 L-N |  | No | No | No | No | No | [12 empty] | 2025-10-02 13:03 | NULL | 0 | 2025-10-02 13:03 | mhurlow1 | 2018-04-30 16:56 | dturner | 2020-01-22 19:35 | No | No | No | No | No | Standing | None | None | None | No | No | No |  | No | 2025-10-02 13:03 | 2025-10-02 13:03 | csonner1 | 2025-10-02 13:03 | csonner1 | 2025-10-02 13:03 | No Photo Available | No Photo Available | http://data.mapchannels.com/dualmaps6/map.htm?lat=39.381822&lng=-84.456502
08 | BUTLER | BUT | SR | 00129 |  | 20.561 |  | SBUTSR00129**C | BUT-129-20.561 | 39.3814 | -84.4566 | 2025-12-31 | Active |  |  |  | State | HL0026609 | 2020-01-22 19:47 |  | State | F1-14 | Low Mast | No | [10 empty] | No |  | Yes | No | No | No |  | HPS | 1 | 400 |  |  | No |  | Other |  | 480 L-N |  | No | No | No | No | No | [12 empty] | 2025-10-02 13:14 | NULL | 0 | 2025-10-02 13:14 | mhurlow1 | 2018-04-30 16:56 | dturner | 2020-01-22 19:48 | No | No | No | No | No | Standing | None | None | None | No | No | No | INSTALLED FIXTURE | No | 2025-10-02 13:14 | 2025-10-02 13:14 | csonner1 | 2025-10-02 13:15 | csonner1 | 2025-10-02 13:15 | No Photo Available | No Photo Available | http://data.mapchannels.com/dualmaps6/map.htm?lat=39.381426&lng=-84.456577
08 | BUTLER | BUT | SR | 00129 |  | 20.597 |  | SBUTSR00129**N | BUT-129-20.597 | 39.3817 | -84.4558 | 2025-12-31 | Active |  |  |  | State | HL0001828 | 2020-01-22 19:31 |  | State | E1-20 | Low Mast | No | [10 empty] | No |  | Yes | No | No | No |  | HPS | 1 | 400 |  |  | No |  | Other |  | 480 L-N |  | No | No | No | No | No | [12 empty] | 2025-10-02 12:56 | NULL | 0 | 2025-10-02 12:56 | mhurlow1 | 2018-04-30 16:57 | dturner | 2020-01-22 19:33 | No | No | No | No | No | Standing | None | None | None | No | No | No |  | No | 2025-10-02 12:56 | 2025-10-02 12:56 | csonner1 | 2025-10-02 12:56 | csonner1 | 2025-10-02 12:56 | No Photo Available | No Photo Available | http://data.mapchannels.com/dualmaps6/map.htm?lat=39.381747&lng=-84.455770
08 | BUTLER | BUT | SR | 00129 |  | 20.602 |  | SBUTSR00129**C | BUT-129-20.602 | 39.3813 | -84.4558 | 2025-12-31 | Active |  |  |  | State | HL0005223 | 2020-01-22 19:49 |  | State | F1-15 | Low Mast | No | [10 empty] | No |  | Yes | No | No | No |  | HPS | 1 | 400 |  |  | No |  | Other |  | 480 L-N |  | No | No | No | No | No | [12 empty] | 2025-10-02 13:15 | NULL | 0 | 2025-10-02 13:15 | mhurlow1 | 2018-04-30 16:56 | dturner | 2020-01-22 19:51 | No | No | No | No | No | Standing | None | None | None | No | No | No | INSTALLED FIXTURE | No | 2025-10-02 13:15 | 2025-10-02 13:15 | csonner1 | 2025-10-02 13:16 | csonner1 | 2025-10-02 13:16 | No Photo Available | No Photo Available | http://data.mapchannels.com/dualmaps6/map.htm?lat=39.381343&lng=-84.455813
08 | BUTLER | BUT | SR | 00129 |  | 20.636 |  | SBUTSR00129**N | BUT-129-20.636 | 39.3817 | -84.4551 | 2025-12-31 | Active |  |  |  | State | HL0011446 | 2020-01-22 19:29 |  | State | E1-21 | Low Mast | No | [10 empty] | No |  | Yes | No | No | No |  | HPS | 1 | 400 |  |  | No |  | Other |  | 480 L-N |  | No | No | No | No | No | [12 empty] | 2025-10-02 12:56 | NULL | 0 | 2025-10-02 12:56 | mhurlow1 | 2018-04-30 16:57 | dturner | 2020-01-22 19:31 | No | No | No | No | No | Standing | None | None | None | No | No | No |  | No | 2025-10-02 12:56 | 2025-10-02 12:56 | csonner1 | 2025-10-02 12:56 | csonner1 | 2025-10-02 12:56 | No Photo Available | No Photo Available | http://data.mapchannels.com/dualmaps6/map.htm?lat=39.381704&lng=-84.455051
08 | BUTLER | BUT | SR | 00129 |  | 20.641 |  | SBUTSR00129**C | BUT-129-20.641 | 39.3813 | -84.4551 | 2025-12-31 | Active |  |  |  | State | HL0019550 | 2020-01-22 19:51 |  | State | F1-16 | Low Mast | No | [10 empty] | No |  | Yes | No | No | No |  | HPS | 1 | 400 |  |  | No |  | Other |  | 480 L-N |  | No | No | No | No | No | [12 empty] | 2025-10-02 13:16 | NULL | 0 | 2025-10-02 13:16 | mhurlow1 | 2018-04-30 16:57 | dturner | 2020-01-22 19:53 | No | No | No | No | No | Standing | None | None | None | No | No | No |  | No | 2025-10-02 13:16 | 2025-10-02 13:16 | csonner1 | 2025-10-02 13:16 | csonner1 | 2025-10-02 13:16 | No Photo Available | No Photo Available | http://data.mapchannels.com/dualmaps6/map.htm?lat=39.381295&lng=-84.455091
08 | BUTLER | BUT | SR | 00129 |  | 20.684 |  | SBUTSR00129**N | BUT-129-20.684 | 39.3817 | -84.4542 | 2025-12-31 | Active |  |  |  | State | HL0003302 | 2020-01-22 19:26 |  | State | E2-18 | Low Mast | No | [10 empty] | No |  | Yes | No | No | No |  | HPS | 1 | 400 |  |  | No |  | Other |  | 480 L-N |  | No | No | No | No | No | [12 empty] | 2025-09-30 17:44 | NULL | 0 | 2025-09-30 17:44 | mhurlow1 | 2018-04-30 17:02 | dturner | 2020-01-22 19:28 | No | No | No | No | No | Standing | None | None | None | No | No | No |  | No | 2025-09-30 17:44 | 2025-09-30 17:44 | csonner1 | 2025-09-30 17:45 | csonner1 | 2025-09-30 17:45 | No Photo Available | No Photo Available | http://data.mapchannels.com/dualmaps6/map.htm?lat=39.381661&lng=-84.454163
08 | BUTLER | BUT | SR | 00129 |  | 20.69 |  | SBUTSR00129**C | BUT-129-20.690 | 39.3813 | -84.4542 | 2025-12-31 | Active |  |  |  | State | HL0019020 | 2020-01-22 19:53 |  | State | F2-20 | Low Mast | No | [10 empty] | No |  | Yes | No | No | No |  | HPS | 1 | 400 |  |  | No |  | Other |  | 480 L-N |  | No | No | No | No | No | [12 empty] | 2025-10-02 13:17 | NULL | 0 | 2025-10-02 13:17 | mhurlow1 | 2018-04-30 17:02 | dturner | 2020-01-22 19:55 | No | No | No | No | No | Standing | None | None | None | No | No | No |  | No | 2025-10-02 13:17 | 2025-10-02 13:17 | csonner1 | 2025-10-02 13:17 | csonner1 | 2025-10-02 13:17 | No Photo Available | No Photo Available | http://data.mapchannels.com/dualmaps6/map.htm?lat=39.381263&lng=-84.454171
08 | BUTLER | BUT | SR | 00129 |  | 20.724 |  | SBUTSR00129**N | BUT-129-20.724 | 39.3816 | -84.4534 | 2025-12-31 | Active |  |  |  | State | HL0015687 | 2020-01-22 19:24 |  | State | E2-17 | Low Mast | No | [10 empty] | No |  | Yes | No | No | No |  | HPS | 1 | 400 |  |  | No |  | Other |  | 480 L-N |  | No | No | No | No | No | [12 empty] | 2025-09-30 17:43 | NULL | 0 | 2025-09-30 17:43 | mhurlow1 | 2018-04-30 17:02 | dturner | 2020-01-22 19:26 | No | No | No | No | No | Standing | None | None | None | No | No | No | NEEDED FUSED PULL APART CONNECTORS AND KTK | No | 2025-09-30 17:43 | 2025-09-30 17:43 | csonner1 | 2025-09-30 17:44 | csonner1 | 2025-09-30 17:44 | No Photo Available | No Photo Available | http://data.mapchannels.com/dualmaps6/map.htm?lat=39.381626&lng=-84.453410
08 | BUTLER | BUT | SR | 00129 |  | 20.73 |  | SBUTSR00129**C | BUT-129-20.730 | 39.3812 | -84.4534 | 2025-12-31 | Active |  |  |  | State | HL0013883 | 2020-01-22 19:55 |  | State | F2-19 | Low Mast | No | [10 empty] | No |  | Yes | No | No | No |  | HPS | 1 | 400 |  |  | No |  | Other |  | 480 L-N |  | No | No | No | No | No | [12 empty] | 2025-10-02 13:17 | NULL | 0 | 2025-10-02 13:17 | mhurlow1 | 2018-04-30 17:02 | dturner | 2020-01-22 19:57 | No | No | No | No | No | Standing | None | None | None | No | No | No |  | No | 2025-10-02 13:17 | 2025-10-02 13:17 | csonner1 | 2025-10-02 13:17 | csonner1 | 2025-10-02 13:17 | No Photo Available | No Photo Available | http://data.mapchannels.com/dualmaps6/map.htm?lat=39.381226&lng=-84.453439
08 | BUTLER | BUT | SR | 00129 |  | 20.765 |  | SBUTSR00129**N | BUT-129-20.765 | 39.3816 | -84.4527 | 2025-12-31 | Active |  |  |  | State | HL0025035 | 2020-01-22 19:21 |  | State | E2-16 | Low Mast | No | [10 empty] | No |  | No | No | No | No |  | HPS | 1 | 400 |  |  | No |  | Other |  | 480 L-N |  | No | No | No | No | No | [12 empty] | 2025-09-30 17:42 | NULL | 0 | 2025-09-30 17:42 | mhurlow1 | 2018-04-30 17:02 | dturner | 2020-01-22 19:23 | No | No | No | No | No | Standing | None | None | None | No | No | No | NEEDED FUSED PULL APART CONNECTOR KITS AND KTK FUSES | No | 2025-09-30 17:42 | 2025-09-30 17:42 | csonner1 | 2025-09-30 17:43 | csonner1 | 2025-09-30 17:47 | No Photo Available | No Photo Available | http://data.mapchannels.com/dualmaps6/map.htm?lat=39.381590&lng=-84.452650
08 | BUTLER | BUT | SR | 00129 |  | 20.77 |  | SBUTSR00129**C | BUT-129-20.770 | 39.3812 | -84.4527 | 2025-12-31 | Active |  |  |  | State | HL0012689 | 2020-01-22 19:58 |  | State | F2-18 | Low Mast | No | [10 empty] | No |  | No | No | No | No |  | HPS | 1 | 400 |  |  | No |  | Other |  | 480 L-N |  | No | No | No | No | No | [12 empty] | 2025-10-02 13:18 | NULL | 0 | 2025-10-02 13:18 | mhurlow1 | 2018-04-30 17:02 | dturner | 2020-01-22 19:59 | No | No | No | No | No | Standing | None | None | None | No | No | No |  | No | 2025-10-02 13:18 | 2025-10-02 13:18 | csonner1 | 2025-10-02 13:18 | csonner1 | 2025-10-02 13:18 | No Photo Available | No Photo Available | http://data.mapchannels.com/dualmaps6/map.htm?lat=39.381188&lng=-84.452680
08 | BUTLER | BUT | SR | 00129 |  | 20.805 |  | SBUTSR00129**N | BUT-129-20.805 | 39.3816 | -84.4519 | 2025-12-31 | Active |  |  |  | State | HL0008885 | 2020-01-22 19:19 |  | State | E2-15 | Low Mast | No | [10 empty] | No |  | Yes | No | No | No |  | HPS | 1 | 400 |  |  | No |  | Other |  | 480 L-N |  | No | No | No | No | No | [12 empty] | 2025-09-30 17:15 | NULL | 0 | 2025-09-30 17:15 | mhurlow1 | 2018-04-30 17:03 | dturner | 2020-01-22 19:21 | No | No | No | No | No | Standing | None | None | None | No | No | No |  | No | 2025-09-30 17:15 | 2025-09-30 17:15 | csonner1 | 2025-09-30 17:15 | csonner1 | 2025-09-30 17:15 | No Photo Available | No Photo Available | http://data.mapchannels.com/dualmaps6/map.htm?lat=39.381551&lng=-84.451897
08 | BUTLER | BUT | SR | 00129 |  | 20.81 |  | SBUTSR00129**C | BUT-129-20.810 | 39.3812 | -84.4519 | 2025-12-31 | Active |  |  |  | State | HL0000906 | 2020-01-22 19:59 |  | State | F2-17 | Low Mast | No | [10 empty] | No |  | Yes | No | No | No |  | HPS | 1 | 400 |  |  | No |  | Other |  | 480 L-N |  | No | No | No | No | No | [12 empty] | 2025-10-02 13:19 | NULL | 0 | 2025-10-02 13:19 | mhurlow1 | 2018-04-30 17:02 | dturner | 2020-01-22 20:01 | No | No | No | No | No | Standing | None | None | None | No | No | No | INSTALLED FIXTURE | No | 2025-10-02 13:19 | 2025-10-02 13:19 | csonner1 | 2025-10-02 13:19 | csonner1 | 2025-10-02 13:19 | No Photo Available | No Photo Available | http://data.mapchannels.com/dualmaps6/map.htm?lat=39.381165&lng=-84.451929
08 | BUTLER | BUT | SR | 00129 |  | 20.851 |  | SBUTSR00129**C | BUT-129-20.851 | 39.3811 | -84.4512 | 2025-12-31 | Active |  |  |  | State | HL0011057 | 2020-01-22 20:02 |  | State | F2-16 | Low Mast | No | [10 empty] | No |  | Yes | No | No | No |  | HPS | 1 | 400 |  |  | No |  | Other |  | 480 L-N |  | No | No | No | No | No | [12 empty] | 2025-10-02 13:19 | NULL | 0 | 2025-10-02 13:19 | mhurlow1 | 2018-04-30 17:02 | dturner | 2020-01-22 20:03 | No | No | No | No | No | Standing | None | None | None | No | No | No |  | No | 2025-10-02 13:19 | 2025-10-02 13:19 | csonner1 | 2025-10-02 13:19 | csonner1 | 2025-10-02 13:19 | No Photo Available | No Photo Available | http://data.mapchannels.com/dualmaps6/map.htm?lat=39.381116&lng=-84.451167
08 | BUTLER | BUT | SR | 00129 |  | 20.883 |  | SBUTSR00129**C | BUT-129-20.883 | 39.3811 | -84.4506 | 2025-12-31 | Active |  |  |  | State | HL0003381 | 2020-01-22 20:04 |  | State | F2-15 | Low Mast | No |  | AT | A |  |  |  | 1 |  |  |  | No | No | Yes | No | No | No |  | LED | 1 |  |  |  | No |  | Other |  | 480 L-N |  | No | No | No | No | No | [12 empty] | 2025-10-02 13:20 | NULL |  | 2025-10-02 13:20 | mhurlow1 | 2018-04-30 17:02 | jritchie2 | 2026-08-12 14:05 | No | No | No | No | No | Standing | None | None | None | No | No | No |  | No | 2025-10-02 13:20 | 2025-10-02 13:20 | csonner1 | 2025-10-02 13:20 | csonner1 | 2025-10-02 13:20 | No Photo Available | No Photo Available | http://data.mapchannels.com/dualmaps6/map.htm?lat=39.381089&lng=-84.450583
08 | BUTLER | BUT | SR | 00129 |  | 21.037 |  | SBUTSR00129**N | BUT-129-21.037 | 39.3814 | -84.4476 | 2025-12-31 | Active |  |  |  | State | HL0019551 | 2020-01-20 15:48 |  | State | E2-13 | Conventional | No |  | AT | A |  |  |  | 1 |  |  |  | No | No | Yes | No | No | No |  | LED | 1 |  | 70 |  | No |  | Cooper/Eaton |  | 480 L-N |  | No | No | No | No | No | [12 empty] | 2025-10-02 13:31 | NULL |  | 2025-10-02 13:30 | mhurlow1 | 2018-04-30 17:10 | jritchie2 | 2026-08-12 13:58 | No | No | No | No | No | Standing | None | None | None | No | No | No |  | No | 2025-10-02 13:31 | 2025-10-02 13:30 | csonner1 | 2025-10-02 13:31 | csonner1 | 2025-10-02 13:31 | No Photo Available | No Photo Available | http://data.mapchannels.com/dualmaps6/map.htm?lat=39.381354&lng=-84.447585
08 | BUTLER | BUT | SR | 00129 |  | 21.106 |  | SBUTSR00129**C | BUT-129-21.106 | 39.3809 | -84.4464 | 2025-12-31 | Active |  |  |  | State | HL0008717 | 2020-01-23 19:08 |  | State | F2-13 | Conventional | No |  | AT | A |  |  |  | 1 |  |  |  | No | No | No | No | No | No |  | LED | 1 |  | 70 | 8,500 - 11,999 | No |  | American Electric Lighting (AEL) |  | 480 L-N |  | No | No | No | No | No | [12 empty] | 2025-10-02 13:23 | NULL |  | 2025-10-02 13:23 | mhurlow1 | 2018-04-30 17:10 | jritchie2 | 2026-08-12 14:00 | No | No | No | No | No | Standing | None | None | None | No | No | No |  | No | 2025-10-02 13:23 | 2025-10-02 13:23 | csonner1 | 2025-10-02 13:23 | csonner1 | 2025-10-02 13:23 | No Photo Available | No Photo Available | http://data.mapchannels.com/dualmaps6/map.htm?lat=39.380889&lng=-84.446418
08 | BUTLER | BUT | SR | 00129 |  | 21.139 |  | SBUTSR00129**C | BUT-129-21.139 | 39.3809 | -84.4458 | 2025-12-31 | Active |  |  |  | State | HL0002788 | 2020-01-23 19:11 |  | State | F2-14 | Conventional | No |  | AT | A |  |  |  | 1 |  |  |  | No | No | Yes | No | No | No |  | LED | 1 |  | 70 |  | No |  | Cooper/Eaton |  | 480 L-N |  | No | No | No | No | No | [12 empty] | 2025-10-02 13:23 | NULL |  | 2025-10-02 13:23 | mhurlow1 | 2018-04-30 17:11 | jritchie2 | 2026-08-12 13:59 | No | No | No | No | No | Standing | None | None | None | No | No | No |  | No | 2025-10-02 13:23 | 2025-10-02 13:23 | csonner1 | 2025-10-02 13:23 | csonner1 | 2025-10-02 13:23 | No Photo Available | No Photo Available | http://data.mapchannels.com/dualmaps6/map.htm?lat=39.380856&lng=-84.445802
08 | BUTLER | BUT | SR | 00129 |  | 24.228 |  | SBUTSR00129**C | BUT-129-24.228 | 39.3741 | -84.3892 | 2025-12-31 | Active |  |  |  | State | HL0012492 | 2020-01-17 14:56 |  | State | B1-1 | Conventional | No |  | AT | A |  |  |  | 1 |  |  |  | No | No | Yes | No | No | No |  | LED | 1 |  | 70 |  | No |  | Cooper/Eaton |  | 480 L-N |  | No | No | No | No | No | [12 empty] | 2025-04-24 17:26 | NULL |  | 2025-04-24 17:26 | mhurlow1 | 2018-04-30 17:16 | jritchie2 | 2026-08-11 16:04 | No | No | No | No | No | Standing | None | None | None | No | No | No |  | No | 2025-04-24 17:26 | 2025-04-24 17:26 | ascott3 | 2025-04-24 17:27 | ascott3 | 2025-04-24 17:27 | No Photo Available | https://collectorweb.dot.state.oh.us/arcgis/rest/services/HIGHWAY_LIGHTING/HighwayLighting_Reference/FeatureServer/7/544407/attachments/ | http://data.mapchannels.com/dualmaps6/map.htm?lat=39.374139&lng=-84.389181
08 | BUTLER | BUT | SR | 00129 |  | 24.324 |  | SBUTSR00129**N | BUT-129-24.324 | 39.3743 | -84.3873 | 2025-12-31 | Active |  |  |  | State | HL0019120 |  |  | State |  | Conventional | [14 empty] | No | No | No |  | HPS | [28 empty] | NULL |  |  | mhurlow1 | 2018-04-30 17:17 | Dsnyder5 | 2018-07-24 16:20 | [20 empty] | No Photo Available | No Photo Available | http://data.mapchannels.com/dualmaps6/map.htm?lat=39.374313&lng=-84.387279
08 | BUTLER | BUT | SR | 00129 |  | 24.406 |  | SBUTSR00129**N | BUT-129-24.406 | 39.3744 | -84.3857 | 2025-12-31 | Active |  |  |  | State | HL0025465 | 2020-01-16 16:53 |  | State | A1-17 | Conventional | No | [6 empty] | 1 |  |  |  | No |  | Yes | No | No | No |  | HPS | 1 | 200 |  |  | No |  | Cooper/Eaton |  | 480 L-N |  | No | No | No | No | No | [12 empty] | 2025-04-24 16:42 | NULL | 0 | 2025-04-24 16:42 | mhurlow1 | 2018-04-30 17:18 | dturner | 2020-01-16 16:55 | No | No | No | No | No | Standing | None | None | None | No | No | No |  | No | 2025-04-24 16:42 | 2025-04-24 16:42 | ascott3 | 2025-04-24 16:42 | ascott3 | 2025-04-24 16:42 | No Photo Available | https://collectorweb.dot.state.oh.us/arcgis/rest/services/HIGHWAY_LIGHTING/HighwayLighting_Reference/FeatureServer/7/544404/attachments/ | http://data.mapchannels.com/dualmaps6/map.htm?lat=39.374441&lng=-84.385739
08 | BUTLER | BUT | SR | 00129 |  | 24.412 |  | SBUTSR00129**C | BUT-129-24.412 | 39.374 | -84.3858 | 2025-12-31 | Active |  |  |  | State | HL0008163 | 2020-01-17 18:25 |  | State | B1-13 | Conventional | No |  | AT | A |  |  |  | 1 |  |  |  | No | No | Yes | No | No | No |  | LED | 1 |  | 70 |  | No |  | GE |  | 480 L-N |  | No | No | No | No | No | [12 empty] | 2025-04-24 17:44 | NULL |  | 2025-04-24 17:44 | mhurlow1 | 2018-04-30 17:18 | jritchie2 | 2026-08-11 16:07 | No | No | No | No | No | Standing | None | None | None | No | No | No |  | No | 2025-04-24 17:44 | 2025-04-24 17:44 | ascott3 | 2025-04-24 17:45 | ascott3 | 2025-04-24 17:45 | No Photo Available | https://collectorweb.dot.state.oh.us/arcgis/rest/services/HIGHWAY_LIGHTING/HighwayLighting_Reference/FeatureServer/7/544408/attachments/ | http://data.mapchannels.com/dualmaps6/map.htm?lat=39.374014&lng=-84.385750
08 | BUTLER | BUT | SR | 00129 |  | 24.439 |  | SBUTSR00129**N | BUT-129-24.439 | 39.3744 | -84.3851 | 2025-12-31 | Active |  |  |  | State | HL0020457 | 2020-01-16 16:33 |  | State | A1-18 | Conventional | No | [6 empty] | 1 |  |  |  | No |  | Yes | No | No | No |  | HPS | 1 | 400 |  |  | No |  | American Electric Lighting (AEL) |  | 480 L-N |  | No | No | No | No | No | [12 empty] | 2025-04-24 16:42 | NULL | 0 | 2025-04-24 16:42 | mhurlow1 | 2018-04-30 17:18 | dturner | 2020-01-16 16:35 | No | No | No | No | No | Standing | None | None | None | No | No | No |  | No | 2025-04-24 16:42 | 2025-04-24 16:42 | ascott3 | 2025-04-24 16:42 | ascott3 | 2025-04-24 16:42 | No Photo Available | https://collectorweb.dot.state.oh.us/arcgis/rest/services/HIGHWAY_LIGHTING/HighwayLighting_Reference/FeatureServer/7/539604/attachments/ | http://data.mapchannels.com/dualmaps6/map.htm?lat=39.374421&lng=-84.385120
08 | BUTLER | BUT | SR | 00129 |  | 24.445 |  | SBUTSR00129**C | BUT-129-24.445 | 39.374 | -84.3851 | 2025-12-31 | Active |  |  |  | State | HL0026348 | 2020-01-17 18:37 |  | State | B1-14 | Conventional | No |  | AT | A |  |  |  | 1 |  |  |  | No | No | Yes | No | No | No |  | LED | 1 |  | 70 |  | No |  | Cooper/Eaton |  | 480 L-N |  | No | No | No | No | No | [12 empty] | 2025-04-24 17:47 | NULL |  | 2025-04-24 17:47 | mhurlow1 | 2018-04-30 17:18 | jritchie2 | 2026-08-11 16:08 | No | No | No | No | No | Standing | None | None | None | No | No | No |  | No | 2025-04-24 17:47 | 2025-04-24 17:47 | ascott3 | 2025-04-24 17:49 | ascott3 | 2025-04-24 17:49 | No Photo Available | No Photo Available | http://data.mapchannels.com/dualmaps6/map.htm?lat=39.374006&lng=-84.385136
08 | BUTLER | BUT | SR | 00129 |  | 24.47 |  | SBUTSR00129**N | BUT-129-24.470 | 39.3744 | -84.3845 | 2025-12-31 | Active |  |  |  | State | HL0010108 | 2020-01-16 16:20 |  | State | A1-19 | Conventional | No | [6 empty] | 1 |  |  |  | No |  | Yes | No | No | No |  | HPS | 1 | 310 |  |  | No |  | Cooper/Eaton |  | 480 L-N |  | No | No | No | No | No | [12 empty] | 2025-04-24 16:43 | NULL | 0 | 2025-04-24 16:43 | mhurlow1 | 2018-04-30 17:19 | dturner | 2020-01-16 16:22 | No | No | No | No | No | Standing | None | None | None | No | No | No |  | No | 2025-04-24 16:43 | 2025-04-24 16:43 | ascott3 | 2025-04-24 16:43 | ascott3 | 2025-04-24 16:43 | No Photo Available | https://collectorweb.dot.state.oh.us/arcgis/rest/services/HIGHWAY_LIGHTING/HighwayLighting_Reference/FeatureServer/7/545205/attachments/ | http://data.mapchannels.com/dualmaps6/map.htm?lat=39.374392&lng=-84.384541
08 | BUTLER | BUT | SR | 00129 |  | 24.476 |  | SBUTSR00129**C | BUT-129-24.476 | 39.374 | -84.3846 | 2025-12-31 | Active |  |  |  | State | HL0017642 | 2020-01-17 18:51 |  | State | B1-15 | Conventional | No |  | AT | A |  |  |  | 1 |  |  |  | No | No | Yes | No | No | No |  | LED | 1 |  | 70 |  | No |  | Cooper/Eaton |  | 480 L-N |  | No | No | No | No | No | [12 empty] | 2025-04-24 17:49 | NULL |  | 2025-04-24 17:49 | mhurlow1 | 2018-04-30 17:19 | jritchie2 | 2026-08-11 16:08 | No | No | No | No | No | Standing | None | None | None | No | No | No |  | No | 2025-04-24 17:49 | 2025-04-24 17:49 | ascott3 | 2025-04-24 17:49 | ascott3 | 2025-04-24 17:49 | No Photo Available | https://collectorweb.dot.state.oh.us/arcgis/rest/services/HIGHWAY_LIGHTING/HighwayLighting_Reference/FeatureServer/7/539606/attachments/ | http://data.mapchannels.com/dualmaps6/map.htm?lat=39.373979&lng=-84.384557
08 | BUTLER | BUT | SR | 00129 |  | 24.502 |  | SBUTSR00129**N | BUT-129-24.502 | 39.3744 | -84.3839 | 2025-12-31 | Active |  |  |  | State | HL0013240 | 2020-01-16 16:07 |  | State | A1-20 | Conventional | No | [6 empty] | 1 |  |  |  | No |  | Yes | No | No | No |  | HPS | 1 | 200 |  |  | No |  | Cooper/Eaton |  | 480 L-N |  | No | No | No | No | No | [12 empty] | 2025-04-24 16:43 | NULL | 0 | 2025-04-24 16:43 | mhurlow1 | 2018-04-30 17:19 | dturner | 2020-01-16 16:09 | No | No | No | No | No | Standing | None | None | None | No | No | No |  | No | 2025-04-24 16:43 | 2025-04-24 16:43 | ascott3 | 2025-04-24 16:44 | ascott3 | 2025-04-24 16:44 | No Photo Available | https://collectorweb.dot.state.oh.us/arcgis/rest/services/HIGHWAY_LIGHTING/HighwayLighting_Reference/FeatureServer/7/542804/attachments/ | http://data.mapchannels.com/dualmaps6/map.htm?lat=39.374385&lng=-84.383942
08 | BUTLER | BUT | SR | 00129 |  | 24.507 |  | SBUTSR00129**C | BUT-129-24.507 | 39.374 | -84.384 | 2025-12-31 | Active |  |  |  | State | HL0017809 | 2020-01-17 19:02 |  | State | B1-16 | Conventional | No |  | AT | A |  |  |  | 1 |  |  |  | No | No | Yes | No | No | No |  | LED | 1 |  | 70 |  | No |  | GE |  | 480 L-N |  | No | No | No | No | No | [12 empty] | 2025-04-24 17:52 | NULL |  | 2025-04-24 17:52 | mhurlow1 | 2018-04-30 17:19 | jritchie2 | 2026-08-11 16:10 | No | No | No | No | No | Standing | None | None | None | No | No | No |  | No | 2025-04-24 17:52 | 2025-04-24 17:52 | ascott3 | 2025-04-24 17:53 | ascott3 | 2025-04-24 17:53 | No Photo Available | https://collectorweb.dot.state.oh.us/arcgis/rest/services/HIGHWAY_LIGHTING/HighwayLighting_Reference/FeatureServer/7/541206/attachments/ | http://data.mapchannels.com/dualmaps6/map.htm?lat=39.373952&lng=-84.383983
08 | BUTLER | BUT | SR | 00129 |  | 24.531 |  | SBUTSR00129**N | BUT-129-24.531 | 39.3744 | -84.3834 | 2025-12-31 | Active |  |  |  | State | HL0024039 | 2020-01-16 15:54 |  | State | A1-21 | Conventional | No | [6 empty] | 1 |  |  |  | No |  | Yes | No | No | No |  | HPS | 1 | 200 |  |  | No |  | Other |  | 480 L-N |  | No | No | No | No | No | [12 empty] | 2025-04-24 16:44 | NULL | 0 | 2025-04-24 16:44 | mhurlow1 | 2018-04-30 17:23 | dturner | 2020-01-16 15:55 | No | No | No | No | No | Standing | None | None | None | No | No | No |  | No | 2025-04-24 16:44 | 2025-04-24 16:44 | ascott3 | 2025-04-24 16:44 | ascott3 | 2025-04-24 16:44 | No Photo Available | https://collectorweb.dot.state.oh.us/arcgis/rest/services/HIGHWAY_LIGHTING/HighwayLighting_Reference/FeatureServer/7/542005/attachments/ | http://data.mapchannels.com/dualmaps6/map.htm?lat=39.374363&lng=-84.383393
08 | BUTLER | BUT | SR | 00129 |  | 24.538 |  | SBUTSR00129**C | BUT-129-24.538 | 39.3739 | -84.3834 | 2025-12-31 | Active |  |  |  | State | HL0004473 | 2020-01-17 19:17 |  | State | B1-17 | Conventional | No | [6 empty] | 1 |  |  |  | No |  | Yes | No | No | No |  | HPS | 1 | 200 |  |  | No |  | Other |  | 480 L-N |  | No | No | No | No | No | [12 empty] | 2025-04-24 17:56 | NULL | 0 | 2025-04-24 17:56 | mhurlow1 | 2018-04-30 17:23 | dturner | 2020-01-17 19:19 | No | No | No | No | No | Standing | None | None | None | No | No | No | Rusted nuts | No | 2025-04-24 17:56 | 2025-04-24 17:56 | ascott3 | 2025-04-24 17:56 | ascott3 | 2025-04-24 17:56 | No Photo Available | https://collectorweb.dot.state.oh.us/arcgis/rest/services/HIGHWAY_LIGHTING/HighwayLighting_Reference/FeatureServer/7/543209/attachments/ | http://data.mapchannels.com/dualmaps6/map.htm?lat=39.373933&lng=-84.383406
08 | BUTLER | BUT | SR | 00129 |  | 24.562 |  | SBUTSR00129**N | BUT-129-24.562 | 39.3743 | -84.3828 | 2025-12-31 | Active |  |  |  | State | HL0004891 | 2020-01-16 15:40 |  | State | A1-22 | Conventional | No | [6 empty] | 1 |  |  |  | No |  | No | No | No | No |  | HPS | 1 | 200 |  |  | No |  | American Electric Lighting (AEL) |  | 480 L-N |  | No | No | No | No | No | [12 empty] | 2025-04-24 16:45 | NULL | 0 | 2025-04-24 16:45 | mhurlow1 | 2018-04-30 17:23 | dturner | 2020-01-16 15:42 | No | No | No | No | No | Standing | None | None | None | No | No | No |  | No | 2025-04-24 16:45 | 2025-04-24 16:45 | ascott3 | 2025-04-24 16:45 | ascott3 | 2025-04-24 16:45 | No Photo Available | https://collectorweb.dot.state.oh.us/arcgis/rest/services/HIGHWAY_LIGHTING/HighwayLighting_Reference/FeatureServer/7/544004/attachments/ | http://data.mapchannels.com/dualmaps6/map.htm?lat=39.374347&lng=-84.382827
08 | BUTLER | BUT | SR | 00129 |  | 24.568 |  | SBUTSR00129**C | BUT-129-24.568 | 39.3739 | -84.3828 | 2025-12-31 | Active |  |  |  | State | HL0013097 | 2020-01-17 19:37 |  | State | B1-18 | Conventional | No |  | AT | A |  |  |  | 1 |  |  |  | No | No | Yes | No | No | No |  | LED | 1 |  | 70 |  | No |  | Other |  | 480 L-N |  | No | No | No | No | No | [12 empty] | 2025-04-24 17:57 | NULL |  | 2025-04-24 17:57 | mhurlow1 | 2018-04-30 17:23 | jritchie2 | 2026-08-11 16:10 | No | No | No | No | No | Standing | None | None | None | No | No | No | Cracked corners | No | 2025-04-24 17:57 | 2025-04-24 17:57 | ascott3 | 2025-04-24 17:58 | ascott3 | 2025-04-24 17:58 | No Photo Available | https://collectorweb.dot.state.oh.us/arcgis/rest/services/HIGHWAY_LIGHTING/HighwayLighting_Reference/FeatureServer/7/543210/attachments/ | http://data.mapchannels.com/dualmaps6/map.htm?lat=39.373895&lng=-84.382842
08 | BUTLER | BUT | SR | 00129 |  | 24.591 |  | SBUTSR00129**N | BUT-129-24.591 | 39.3743 | -84.3823 | 2025-12-31 | Active |  |  |  | State | HL0026570 | 2020-01-16 15:29 |  | State | A1-23 | Conventional | No |  | AT | A |  |  |  | 1 |  |  |  | No | No | Yes | No | No | No |  | LED | 1 |  | 70 |  | No |  | American Electric Lighting (AEL) |  | 480 L-N |  | No | No | No | No | No | [12 empty] | 2025-04-24 16:45 | NULL |  | 2025-04-24 16:45 | mhurlow1 | 2018-04-30 17:23 | jritchie2 | 2026-08-11 15:45 | No | No | No | No | No | Standing | None | None | None | No | No | No |  | No | 2025-04-24 16:45 | 2025-04-24 16:45 | ascott3 | 2025-04-24 16:45 | ascott3 | 2025-04-24 16:45 | No Photo Available | https://collectorweb.dot.state.oh.us/arcgis/rest/services/HIGHWAY_LIGHTING/HighwayLighting_Reference/FeatureServer/7/544405/attachments/ | http://data.mapchannels.com/dualmaps6/map.htm?lat=39.374322&lng=-84.382278
08 | BUTLER | BUT | SR | 00129 |  | 24.598 |  | SBUTSR00129**C | BUT-129-24.598 | 39.3739 | -84.3823 | 2025-12-31 | Active |  |  |  | State | HL0013404 | 2020-01-20 14:36 |  | State | B-19 | Conventional | No |  | AT | A |  |  |  | 1 |  |  |  | No | No | Yes | No | No | No |  | LED | 1 |  | 70 |  | No |  | Other |  | 480 L-N |  | No | No | No | No | No | [12 empty] | 2025-04-24 18:01 | NULL |  | 2025-04-24 18:01 | mhurlow1 | 2018-04-30 17:23 | jritchie2 | 2026-08-11 16:11 | No | No | No | No | No | Standing | None | None | None | No | No | No |  | No | 2025-04-24 18:01 | 2025-04-24 18:01 | ascott3 | 2025-04-24 18:01 | ascott3 | 2025-04-24 18:01 | No Photo Available | https://collectorweb.dot.state.oh.us/arcgis/rest/services/HIGHWAY_LIGHTING/HighwayLighting_Reference/FeatureServer/7/541605/attachments/ | http://data.mapchannels.com/dualmaps6/map.htm?lat=39.373891&lng=-84.382287
08 | BUTLER | BUT | SR | 00129 |  | 24.622 |  | SBUTSR00129**N | BUT-129-24.622 | 39.3743 | -84.3817 | 2025-12-31 | Active |  |  |  | State | HL0024596 | 2020-01-16 15:15 |  | State | A1-24 | Conventional | No |  | AT | A |  |  |  | 1 |  |  |  | No | No | Yes | No | No | No |  | LED | 1 |  | 70 |  | No |  | American Electric Lighting (AEL) |  | 480 L-N |  | No | No | No | No | No | [12 empty] | 2025-04-24 15:48 | NULL |  | 2025-04-24 15:48 | mhurlow1 | 2018-04-30 18:07 | jritchie2 | 2026-08-11 15:44 | No | No | No | No | No | Standing | None | None | None | No | No | No |  | No | 2025-04-24 15:48 | 2025-04-24 15:48 | ascott3 | 2025-04-24 15:48 | ascott3 | 2025-04-24 15:48 | No Photo Available | https://collectorweb.dot.state.oh.us/arcgis/rest/services/HIGHWAY_LIGHTING/HighwayLighting_Reference/FeatureServer/7/545203/attachments/ | http://data.mapchannels.com/dualmaps6/map.htm?lat=39.374305&lng=-84.381699
08 | BUTLER | BUT | SR | 00129 |  | 24.629 |  | SBUTSR00129**C | BUT-129-24.629 | 39.3739 | -84.3817 | 2025-12-31 | Active |  |  |  | State | HL0020188 | 2020-01-20 14:44 |  | State | B2-28 | Conventional | No |  | AT | A |  |  |  | 1 |  |  |  | No | No | Yes | No | No | No |  | LED | 1 |  | 70 |  | No |  | Other |  | 480 L-N |  | No | No | No | No | No | [12 empty] | 2025-04-24 18:01 | NULL |  | 2025-04-24 18:01 | mhurlow1 | 2018-04-30 18:03 | jritchie2 | 2026-08-11 16:12 | No | No | No | No | No | Standing | None | None | None | No | No | No |  | No | 2025-04-24 18:01 | 2025-04-24 18:01 | ascott3 | 2025-04-24 18:02 | ascott3 | 2025-04-24 18:02 | No Photo Available | https://collectorweb.dot.state.oh.us/arcgis/rest/services/HIGHWAY_LIGHTING/HighwayLighting_Reference/FeatureServer/7/543211/attachments/ | http://data.mapchannels.com/dualmaps6/map.htm?lat=39.373873&lng=-84.381697
08 | BUTLER | BUT | SR | 00129 |  | 24.656 |  | SBUTSR00129**N | BUT-129-24.656 | 39.3743 | -84.3811 | 2025-12-31 | Active | 1995-03-16 15:02 |  |  | State | HL0004545 | 2020-01-16 15:03 |  | State | A2-26 | Conventional | No |  | ST | X |  |  |  | 1 |  |  |  | No | No | Yes | No | No | No |  | LED | 1 |  | 70 |  | No |  | Cooper/Eaton |  | 480 L-N |  | No | No | No | No | No | [12 empty] | 2025-04-24 15:46 | NULL |  | 2025-04-24 15:46 | mhurlow1 | 2018-04-30 18:07 | jritchie2 | 2026-08-11 15:44 | No | No | No | No | No | Standing | None | None | None | No | No | No |  | No | 2025-04-24 15:46 | 2025-04-24 15:46 | ascott3 | 2025-04-24 15:46 | ascott3 | 2025-04-24 15:46 | No Photo Available | https://collectorweb.dot.state.oh.us/arcgis/rest/services/HIGHWAY_LIGHTING/HighwayLighting_Reference/FeatureServer/7/545202/attachments/ | http://data.mapchannels.com/dualmaps6/map.htm?lat=39.374265&lng=-84.381073
08 | BUTLER | BUT | SR | 00129 |  | 24.661 |  | SBUTSR00129**C | BUT-129-24.661 | 39.3738 | -84.3811 | 2025-12-31 | Active |  |  |  | State | HL0006181 | 2020-01-20 14:53 |  | State | B2-27 | Conventional | No |  | AT | A |  |  |  | 1 |  |  |  | No | No | Yes | No | No | No |  | LED | 1 |  | 70 |  | No |  | Cooper/Eaton |  | 480 L-N |  | No | No | No | No | No | [12 empty] | 2021-05-24 21:14 | NULL |  |  | mhurlow1 | 2018-04-30 18:03 | jritchie2 | 2026-08-11 16:12 | No | No | No | No | No | Standing | None | None | None | No | No | No |  |  | 2021-05-24 21:14 |  | odotonline\rdixon5 | 2021-05-24 21:14 | odotonline\rdixon5 | 2021-05-24 21:14 | No Photo Available | No Photo Available | http://data.mapchannels.com/dualmaps6/map.htm?lat=39.373836&lng=-84.381102
08 | BUTLER | BUT | SR | 00129 |  | 24.689 |  | SBUTSR00129**N | BUT-129-24.689 | 39.3742 | -84.3805 | 2025-12-31 | Active |  |  |  | State | HL0005379 | 2020-01-16 14:47 |  | State | A2-25 | Conventional | No |  | AT | A |  |  |  | 1 |  |  |  | No | No | No | No | No | No |  | LED | 1 |  | 70 |  | No |  | American Electric Lighting (AEL) |  | 480 L-N |  | No | No | No | No | No | [12 empty] | 2025-04-24 15:45 | NULL |  | 2025-04-24 15:45 | mhurlow1 | 2018-04-30 18:05 | jritchie2 | 2026-08-11 15:43 | No | No | No | No | No | Standing | None | None | None | No | No | No |  | No | 2025-04-24 15:45 | 2025-04-24 15:45 | ascott3 | 2025-04-24 15:45 | ascott3 | 2025-04-24 15:45 | No Photo Available | https://collectorweb.dot.state.oh.us/arcgis/rest/services/HIGHWAY_LIGHTING/HighwayLighting_Reference/FeatureServer/7/544802/attachments/ | http://data.mapchannels.com/dualmaps6/map.htm?lat=39.374245&lng=-84.380458
08 | BUTLER | BUT | SR | 00129 |  | 24.694 |  | SBUTSR00129**C | BUT-129-24.694 | 39.3738 | -84.3805 | 2025-12-31 | Active |  |  |  | State | HL0021280 | 2020-01-20 15:01 |  | State | B2-26 | Conventional | No |  | AT | A |  |  |  | 1 |  |  |  | No | No | Yes | No | No | No |  | LED | 1 |  | 70 |  | No |  | Other |  | 480 L-N |  | No | No | No | No | No | [12 empty] | 2021-05-24 21:14 | NULL |  |  | mhurlow1 | 2018-04-30 18:03 | jritchie2 | 2026-08-11 16:13 | No | No | No | No | No | Standing | None | None | None | No | No | No |  |  | 2021-05-24 21:14 |  | odotonline\rdixon5 | 2021-05-24 21:14 | odotonline\rdixon5 | 2021-05-24 21:14 | No Photo Available | No Photo Available | http://data.mapchannels.com/dualmaps6/map.htm?lat=39.373822&lng=-84.380498
08 | BUTLER | BUT | SR | 00129 |  | 24.722 |  | SBUTSR00129**N | BUT-129-24.722 | 39.3742 | -84.3798 | 2025-12-31 | Active |  |  |  | State | HL0026148 | 2020-01-16 14:36 |  | State | A1-10 | Conventional | No |  | AT | A |  |  |  | 1 |  |  |  | No | No | Yes | No | No | No |  | LED | 1 |  | 70 |  | No |  | American Electric Lighting (AEL) |  | 480 L-N |  | No | No | No | No | No | [12 empty] | 2025-04-24 15:43 | NULL |  | 2025-04-24 15:43 | mhurlow1 | 2018-04-30 18:05 | jritchie2 | 2026-08-11 15:43 | No | No | No | No | No | Standing | None | None | None | No | No | No |  | No | 2025-04-24 15:43 | 2025-04-24 15:43 | ascott3 | 2025-04-24 15:44 | ascott3 | 2025-04-24 15:44 | No Photo Available | https://collectorweb.dot.state.oh.us/arcgis/rest/services/HIGHWAY_LIGHTING/HighwayLighting_Reference/FeatureServer/7/539601/attachments/ | http://data.mapchannels.com/dualmaps6/map.htm?lat=39.374216&lng=-84.379837
08 | BUTLER | BUT | SR | 00129 |  | 24.727 |  | SBUTSR00129**C | BUT-129-24.727 | 39.3738 | -84.3799 | 2025-12-31 | Active |  |  |  | State | HL0008192 | 2020-01-20 15:08 |  | State | B2-25 | Conventional | No |  | AT | A |  |  |  | 1 |  |  |  | No | No | Yes | No | No | No |  | LED | 1 |  | 70 |  | No |  | Cooper/Eaton |  | 480 L-N |  | No | No | No | No | No | [12 empty] | 2021-05-24 21:14 | NULL |  |  | mhurlow1 | 2018-04-30 18:03 | jritchie2 | 2026-08-11 16:14 | No | No | No | No | No | Standing | None | None | None | No | No | No |  |  | 2021-05-24 21:14 |  | odotonline\rdixon5 | 2021-05-24 21:14 | odotonline\rdixon5 | 2021-05-24 21:14 | No Photo Available | No Photo Available | http://data.mapchannels.com/dualmaps6/map.htm?lat=39.373809&lng=-84.379876
08 | BUTLER | BUT | SR | 00129 |  | 24.756 |  | SBUTSR00129**N | BUT-129-24.756 | 39.3742 | -84.3792 | 2025-12-31 | Active |  |  |  | State | HL0011982 | 2020-01-16 14:24 |  | State | A2-23 | Conventional | No |  | AT | A |  |  |  | 1 |  |  |  | No | No | Yes | No | No | No |  | LED | 1 |  | 70 |  | No |  | Other |  | 480 L-N |  | No | No | No | No | No | [12 empty] | 2025-04-24 15:39 | NULL |  | 2025-04-24 15:39 | mhurlow1 | 2018-04-30 18:06 | jritchie2 | 2026-08-11 15:17 | No | No | No | No | No | Standing | None | None | None | No | No | No |  | No | 2025-04-24 15:39 | 2025-04-24 15:39 | ascott3 | 2025-04-24 15:40 | ascott3 | 2025-04-24 15:40 | No Photo Available | https://collectorweb.dot.state.oh.us/arcgis/rest/services/HIGHWAY_LIGHTING/HighwayLighting_Reference/FeatureServer/7/542002/attachments/ | http://data.mapchannels.com/dualmaps6/map.htm?lat=39.374193&lng=-84.379205
08 | BUTLER | BUT | SR | 00129 |  | 24.761 |  | SBUTSR00129**C | BUT-129-24.761 | 39.3738 | -84.3792 | 2025-12-31 | Active |  |  |  | State | HL0014094 | 2020-01-20 15:16 |  | State | B2-24 | Conventional | No |  | AT | A |  |  |  | 1 |  |  |  | No | No | Yes | No | No | No |  | LED | 1 |  | 70 |  | No |  | Cooper/Eaton |  | 480 L-N |  | No | No | No | No | No | [12 empty] | 2025-01-13 17:47 | NULL |  | 2025-01-13 17:47 | mhurlow1 | 2018-04-30 18:04 | jritchie2 | 2026-08-11 16:14 | No | No | No | No | No | Standing | None | None | None | No | No | No | Put pole back up | No | 2025-01-13 17:47 | 2025-01-13 17:47 | ascott3 | 2025-01-13 19:23 | ascott3 | 2025-01-13 19:23 | No Photo Available | https://collectorweb.dot.state.oh.us/arcgis/rest/services/HIGHWAY_LIGHTING/HighwayLighting_Reference/FeatureServer/7/526356/attachments/ | http://data.mapchannels.com/dualmaps6/map.htm?lat=39.373795&lng=-84.379232
08 | BUTLER | BUT | SR | 00129 |  | 24.79 |  | SBUTSR00129**N | BUT-129-24.790 | 39.3742 | -84.3786 | 2025-12-31 | Active |  |  |  | State | HL0020266 | 2020-01-16 14:11 |  | State | A2-22 | Conventional | No |  | AT | A |  |  |  | 1 |  |  |  | No | No | Yes | No | No | No |  | LED | 1 |  | 70 |  | No |  | American Electric Lighting (AEL) |  | 480 L-N |  | No | No | No | No | No | [12 empty] | 2025-04-24 15:37 | NULL |  | 2025-04-24 15:37 | mhurlow1 | 2018-04-30 18:06 | jritchie2 | 2026-08-11 15:17 | No | No | No | No | No | Standing | None | None | None | No | No | No |  | No | 2025-04-24 15:37 | 2025-04-24 15:37 | ascott3 | 2025-04-24 15:37 | ascott3 | 2025-04-24 15:37 | No Photo Available | https://collectorweb.dot.state.oh.us/arcgis/rest/services/HIGHWAY_LIGHTING/HighwayLighting_Reference/FeatureServer/7/543602/attachments/ | http://data.mapchannels.com/dualmaps6/map.htm?lat=39.374164&lng=-84.378572
08 | BUTLER | BUT | SR | 00129 |  | 24.795 |  | SBUTSR00129**C | BUT-129-24.795 | 39.3738 | -84.3786 | 2025-12-31 | Active |  |  |  | State | HL0001179 | 2020-01-20 15:24 |  | State | B2-23 | Conventional | No |  | AT | A |  |  |  | 1 |  |  |  | No | No | Yes | No | No | No |  | LED | 1 |  | 70 |  | No |  | Other |  | 480 L-N |  | No | No | No | No | No | [12 empty] | 2020-01-20 15:26 | NULL |  |  | mhurlow1 | 2018-04-30 18:06 | jritchie2 | 2026-08-11 16:15 | No | No | No | No | No | Standing | None | None | None | No | No | No |  |  | 2020-01-20 15:26 |  | dturner | 2020-01-20 15:26 | dturner | 2020-01-20 15:26 | No Photo Available | No Photo Available | http://data.mapchannels.com/dualmaps6/map.htm?lat=39.373778&lng=-84.378605
08 | BUTLER | BUT | SR | 00129 |  | 25.008 |  | SBUTSR00129**N | BUT-129-25.008 | 39.374 | -84.3745 | 2025-12-31 | Active |  |  |  | State | HL0011452 | 2020-01-14 16:36 |  | State | B2-2 | Conventional | No |  | AT | A |  |  |  | 1 |  |  |  | No | No | Yes | No | No | No |  | LED | 1 |  | 70 |  | No |  | American Electric Lighting (AEL) |  | 480 L-N |  | No | No | No | No | No | [12 empty] | 2021-05-11 14:19 | NULL |  |  | mhurlow1 | 2018-04-30 18:17 | jritchie2 | 2026-08-11 15:12 | No | No | No | No | No | Down | Bent | None | None | No | No | No | Foundation needs full replacement all 4 bolts broke off from accident |  | 2021-05-11 14:19 |  | jhudson | 2021-05-11 14:18 | jhudson | 2021-05-11 14:18 | No Photo Available | No Photo Available | http://data.mapchannels.com/dualmaps6/map.htm?lat=39.373996&lng=-84.374515
08 | BUTLER | BUT | SR | 00129 |  | 25.039 |  | SBUTSR00129**N | BUT-129-25.039 | 39.374 | -84.3739 | 2025-12-31 | Active |  |  |  | State | HL0006615 | 2020-01-14 16:03 |  | State | A2-8 | Conventional | No |  | AT | A |  |  |  | 1 |  |  |  | No | No | Yes | No | No | No |  | LED | 1 |  | 70 |  | No |  | Cooper/Eaton |  | 480 L-N |  | No | No | No | No | No | [12 empty] | 2021-05-11 14:08 | NULL |  |  | mhurlow1 | 2018-04-30 18:17 | jritchie2 | 2026-08-11 15:11 | No | No | No | No | No | Standing | None | None | None | No | No | No |  |  | 2021-05-11 14:08 |  | jhudson | 2021-05-11 14:08 | jhudson | 2021-05-11 14:08 | No Photo Available | No Photo Available | http://data.mapchannels.com/dualmaps6/map.htm?lat=39.373967&lng=-84.373923
08 | BUTLER | BUT | SR | 00129 |  | 25.07 |  | SBUTSR00129**N | BUT-129-25.070 | 39.374 | -84.3733 | 2025-12-31 | Active |  |  |  | State | HL0013585 | 2020-01-14 15:44 |  | State | A2-7 | Conventional | No |  | AT | A |  |  |  | 1 |  |  |  | No | No | Yes | No | No | No |  | HPS | 1 | 200 |  |  | No |  | American Electric Lighting (AEL) |  | 480 L-N |  | No | No | No | No | No | [12 empty] | 2021-05-11 14:07 | NULL | 0 |  | mhurlow1 | 2018-04-30 18:17 | jritchie2 | 2026-08-11 15:09 | No | No | No | No | No | Standing | None | None | None | No | No | No |  |  | 2021-05-11 14:07 |  | jhudson | 2021-05-11 14:07 | jhudson | 2021-05-11 14:07 | No Photo Available | No Photo Available | http://data.mapchannels.com/dualmaps6/map.htm?lat=39.373955&lng=-84.373343
08 | BUTLER | BUT | SR | 00129 |  | 25.101 |  | SBUTSR00129**N | BUT-129-25.101 | 39.3739 | -84.3728 | 2025-12-31 | Active |  |  |  | State | HL0022598 | 2020-01-14 15:19 |  | State | A2-6 | Conventional | No |  | AT | A |  |  |  | 1 |  |  |  | No | No | Yes | No | No | No |  | HPS | 1 | 200 |  |  |  |  | American Electric Lighting (AEL) |  | 480 L-N |  | No | No | No | No | No | [12 empty] | 2021-05-11 14:07 | NULL | 0 |  | mhurlow1 | 2018-04-30 18:18 | jritchie2 | 2026-08-11 15:08 | No | No | No | No | No | Standing | None | None | None | No | No | No |  |  | 2021-05-11 14:07 |  | jhudson | 2021-05-11 14:07 | jhudson | 2021-05-11 14:07 | No Photo Available | No Photo Available | http://data.mapchannels.com/dualmaps6/map.htm?lat=39.373926&lng=-84.372767
08 | BUTLER | BUT | SR | 00129 |  | 25.133 |  | SBUTSR00129**N | BUT-129-25.133 | 39.3739 | -84.3722 | 2025-12-31 | Active |  |  |  | State | HL0011261 | 2020-01-14 15:01 |  | State | A2-5 | Conventional | No |  | AT | A |  |  |  | 1 |  |  |  |  | No | Yes | No | No | No |  | HPS | 1 | 200 |  |  | No |  |  |  | 480 L-N |  | No | No | No | No | No | [12 empty] | 2021-05-11 14:07 | NULL | 0 |  | mhurlow1 | 2018-04-30 18:18 | jritchie2 | 2026-08-11 15:08 | No | No | No | No | No | Standing | None | None | None | No | No | No |  |  | 2021-05-11 14:07 |  | jhudson | 2021-05-11 14:07 | jhudson | 2021-05-11 14:07 | No Photo Available | No Photo Available | http://data.mapchannels.com/dualmaps6/map.htm?lat=39.373920&lng=-84.372184
08 | BUTLER | BUT | SR | 00129 |  | 25.164 |  | SBUTSR00129**N | BUT-129-25.164 | 39.3739 | -84.3716 | 2025-12-31 | Active |  |  |  | State | HL0007590 | 2020-01-14 14:48 |  | State | a2-4 | Conventional | No |  | AT | A |  |  |  | 1 |  |  |  | No | No | Yes | No | No | No |  | HPS | 1 | 200 |  |  | No |  | American Electric Lighting (AEL) |  | 480 L-N |  | No | No | No | No | No | [12 empty] | 2021-05-11 13:43 | NULL | 0 |  | mhurlow1 | 2018-04-30 18:18 | jritchie2 | 2026-08-11 15:08 | No | No | No | No | No | Standing | None | None | None | No | No | No |  |  | 2021-05-11 13:43 |  | jhudson | 2021-05-11 13:43 | jhudson | 2021-05-11 13:43 | No Photo Available | No Photo Available | http://data.mapchannels.com/dualmaps6/map.htm?lat=39.373897&lng=-84.371602
08 | BUTLER | BUT | SR | 00129 |  | 25.195 |  | SBUTSR00129**N | BUT-129-25.195 | 39.3739 | -84.371 | 2025-12-31 | Active |  |  |  | State | HL0011421 | 2020-01-14 14:30 |  | State | A2-3 | Conventional | No |  | AT | A |  |  |  | 1 |  |  |  | No | No | Yes | No | No | No |  | HPS | 1 | 200 |  |  | No |  | Cooper/Eaton |  | 480 L-N |  | No | No | No | No | No | [12 empty] | 2021-05-11 13:37 | NULL | 0 |  | mhurlow1 | 2018-04-30 18:18 | jritchie2 | 2026-08-11 15:07 | No | No | No | No | No | Standing | None | None | None | No | No | No |  |  | 2021-05-11 13:37 |  | jhudson | 2021-05-11 13:37 | jhudson | 2021-05-11 13:37 | No Photo Available | No Photo Available | http://data.mapchannels.com/dualmaps6/map.htm?lat=39.373893&lng=-84.371023
08 | BUTLER | BUT | SR | 00129 |  | 25.226 |  | SBUTSR00129**N | BUT-129-25.226 | 39.3739 | -84.3704 | 2025-12-31 | Active |  |  |  | State | HL0024160 | 2020-01-14 14:16 |  | State | A2-02 | Conventional | No |  | AT | A |  |  |  | 1 |  |  |  |  | No | Yes | No | No | No |  | LED | 1 |  | 70 |  | No |  | American Electric Lighting (AEL) |  | 480 L-N |  | No | No | No | No | No | [12 empty] | 2021-05-11 13:37 | NULL |  |  | mhurlow1 | 2018-04-30 18:18 | jritchie2 | 2026-08-11 15:07 | No | No | No | No | No | Standing | None | None | None | No | No | No |  |  | 2021-05-11 13:37 |  | jhudson | 2021-05-11 13:37 | jhudson | 2021-05-11 13:37 | No Photo Available | No Photo Available | http://data.mapchannels.com/dualmaps6/map.htm?lat=39.373874&lng=-84.370441
08 | BUTLER | BUT | SR | 00129 |  | 25.256 |  | SBUTSR00129**N | BUT-129-25.256 | 39.3739 | -84.3699 | 2025-12-31 | Active |  |  |  | State | HL0022698 | 2020-01-14 13:59 |  | State | A2-01 | Conventional | No |  | AT | A |  |  |  | 1 |  |  |  | No | No | Yes | No | No | No |  | LED | 1 |  | 70 | 8,500 - 11,999 | No |  |  | 1 | 480 L-N |  |  | No | No | No | No | [12 empty] | 2021-05-11 13:37 | NULL |  |  | mhurlow1 | 2018-04-30 18:18 | jritchie2 | 2026-08-11 15:07 | No | No | No | No | No | Standing | None | None | None | No | No | No |  |  | 2021-05-11 13:37 |  | jhudson | 2021-05-11 13:37 | jhudson | 2021-05-11 13:37 | No Photo Available | No Photo Available | http://data.mapchannels.com/dualmaps6/map.htm?lat=39.373897&lng=-84.369870
08 | BUTLER | BUT | SR | 00129 |  | 25.335 |  | SBUTSR00129**N | BUT-129-25.335 | 39.3738 | -84.3684 | 2025-12-31 | Active |  |  |  | State | HL0030844 |  |  | State | CA8 | Tower |  | 4 | [12 empty] | No | No | No | 129 / Liberty Way L6 | HPS | [27 empty] | 2021-05-18 10:53 | 3 - Needs Inspected in 3 CY |  |  | chad.hostetler | 2014-12-19 13:02 | chad.hostetler | 2014-12-19 13:02 | No | No | No | No | No | Standing | None | None | None | No | No | No |  |  | 2021-05-18 10:53 |  | odotonline\rdixon5 | 2021-05-20 10:53 | odotonline\rdixon5 | 2021-05-20 10:53 | No Photo Available | No Photo Available | http://data.mapchannels.com/dualmaps6/map.htm?lat=39.373813&lng=-84.368387
08 | BUTLER | BUT | SR | 00129 |  | 25.39 |  | SBUTSR00129**N | BUT-129-25.390 | 39.3744 | -84.3676 | 2025-12-31 | Active |  |  |  | State | HL0030885 |  |  | State | CA7 | Tower |  | 4 | [12 empty] | No | No | No | 129/Liberty way 4L | HPS | [27 empty] | 2021-05-18 10:53 | 3 - Needs Inspected in 3 CY |  |  | kurt.powers | 2014-12-19 13:29 | kurt.powers | 2014-12-19 13:29 | No | No | No | No | No | Standing | None | None | None | No | No | No |  |  | 2021-05-18 10:53 |  | odotonline\rdixon5 | 2021-05-20 10:53 | odotonline\rdixon5 | 2021-05-20 10:53 | No Photo Available | No Photo Available | http://data.mapchannels.com/dualmaps6/map.htm?lat=39.374431&lng=-84.367596
08 | BUTLER | BUT | SR | 00129 |  | 25.43 |  | SBUTSR00129**C | BUT-129-25.430 | 39.3733 | -84.3668 | 2025-12-31 | Active |  |  |  | State | HL0030926 |  |  | State | CA11 | Tower |  | 4 | [12 empty] | No | No | No | 129 / Liberty Way 4L | HPS | [27 empty] | 2025-07-07 16:33 | 7 - Needs Inspected in 7 CY |  | 2025-07-07 16:33 | kurt.powers | 2014-12-19 14:08 | kurt.powers | 2014-12-19 14:08 | No | No | No | No | No | Standing | None | None | None | No | No | No |  | No | 2025-07-07 16:33 | 2025-07-07 16:33 | gbrasher | 2025-07-07 16:34 | gbrasher | 2025-07-07 16:34 | No Photo Available | https://collectorweb.dot.state.oh.us/arcgis/rest/services/HIGHWAY_LIGHTING/HighwayLighting_Reference/FeatureServer/7/545680/attachments/ | http://data.mapchannels.com/dualmaps6/map.htm?lat=39.373331&lng=-84.366778
08 | BUTLER | BUT | SR | 00129 |  | 25.469 |  | SBUTSR00129**N | BUT-129-25.469 | 39.3751 | -84.3665 | 2025-12-31 | Active |  |  |  | State | HL0030872 |  |  | State | CA6 | Tower |  | 4 | [12 empty] | No | No | No | 129/Liberty way 4L | HPS | [27 empty] | 2025-07-07 18:43 | 7 - Needs Inspected in 7 CY |  | 2025-07-07 18:43 | kurt.powers | 2014-12-19 13:20 | kurt.powers | 2014-12-19 13:20 | No | No | No | No | No | Standing | None | None | None | No | No | No |  | No | 2025-07-07 18:43 | 2025-07-07 18:43 | gbrasher | 2025-07-07 18:43 | gbrasher | 2025-07-07 18:43 | No Photo Available | https://collectorweb.dot.state.oh.us/arcgis/rest/services/HIGHWAY_LIGHTING/HighwayLighting_Reference/FeatureServer/7/549295/attachments/ | http://data.mapchannels.com/dualmaps6/map.htm?lat=39.375072&lng=-84.366493
08 | BUTLER | BUT | SR | 00129 |  | 25.568 |  | SBUTSR00129**N | BUT-129-25.568 | 39.3762 | -84.3657 | 2025-12-31 | Active |  |  |  | State | HL0030864 |  |  | State | CA5 | Tower |  | 4 | [12 empty] | No | No | No | 129/Liberty way 4L | HPS | [27 empty] | 2025-07-07 18:25 | 7 - Needs Inspected in 7 CY |  | 2025-07-07 18:25 | kurt.powers | 2014-12-19 13:13 | kurt.powers | 2014-12-19 13:13 | No | No | No | No | No | Standing | None | None | None | No | No | No |  | No | 2025-07-07 18:25 | 2025-07-07 18:25 | gbrasher | 2025-07-07 18:25 | gbrasher | 2025-07-07 18:25 | No Photo Available | https://collectorweb.dot.state.oh.us/arcgis/rest/services/HIGHWAY_LIGHTING/HighwayLighting_Reference/FeatureServer/7/554508/attachments/ | http://data.mapchannels.com/dualmaps6/map.htm?lat=39.376248&lng=-84.365731
08 | BUTLER | BUT | SR | 00129 |  | 25.644 |  | SBUTSR00129**C | BUT-129-25.644 | 39.3728 | -84.363 | 2025-12-31 | Active |  |  |  | State | HL0030905 |  |  | State | DB6 | Tower |  | 4 | [12 empty] | No | No | No | 129 / Liberty Way 6L | HPS | [27 empty] | 2021-05-22 00:06 | 3 - Needs Inspected in 3 CY |  |  | kurt.powers | 2014-12-19 13:49 | kurt.powers | 2014-12-19 13:49 | No | No | No | No | No | Standing | None | None | None | No | No | No |  |  | 2021-05-22 00:06 |  | odotonline\rdixon5 | 2021-05-24 00:06 | odotonline\rdixon5 | 2021-05-24 00:06 | No Photo Available | No Photo Available | http://data.mapchannels.com/dualmaps6/map.htm?lat=39.372821&lng=-84.363017
08 | BUTLER | BUT | SR | 00129 |  | 25.683 |  | SBUTSR00129**N | BUT-129-25.683 | 39.3779 | -84.3654 | 2025-12-31 | Active |  |  |  | State | HL0030855 |  |  | State | CA4 | Tower |  | 4 | [12 empty] | No | No | No | 129/Liberty way 4L | HPS | [27 empty] | 2025-07-07 18:07 | 7 - Needs Inspected in 7 CY |  | 2025-07-07 18:07 | kurt.powers | 2014-12-19 13:08 | kurt.powers | 2014-12-19 13:08 | No | No | No | No | No | Standing | None | None | None | No | No | No |  | No | 2025-07-07 18:07 | 2025-07-07 18:07 | gbrasher | 2025-07-07 18:07 | gbrasher | 2025-07-07 18:07 | No Photo Available | https://collectorweb.dot.state.oh.us/arcgis/rest/services/HIGHWAY_LIGHTING/HighwayLighting_Reference/FeatureServer/7/550903/attachments/ | http://data.mapchannels.com/dualmaps6/map.htm?lat=39.377873&lng=-84.365447
08 | BUTLER | BUT | SR | 00129 |  | 25.703 |  | SBUTSR00129**C | BUT-129-25.703 | 39.3721 | -84.363 | 2025-12-31 | Active |  |  |  | State | HL0030902 |  |  | State | Db5 | Tower |  | 4 | [12 empty] | No | No | No | 129 / Liberty Way 6L | HPS | [27 empty] | 2021-05-22 00:06 | 3 - Needs Inspected in 3 CY |  |  | kurt.powers | 2014-12-19 13:46 | kurt.powers | 2014-12-19 13:46 | No | No | No | No | No | Standing | None | None | None | No | No | No |  |  | 2021-05-22 00:06 |  | odotonline\rdixon5 | 2021-05-24 00:06 | odotonline\rdixon5 | 2021-05-24 00:06 | No Photo Available | No Photo Available | http://data.mapchannels.com/dualmaps6/map.htm?lat=39.372142&lng=-84.362956
08 | BUTLER | BUT | SR | 00129 |  | 25.779 |  | SBUTSR00129**C | BUT-129-25.779 | 39.3713 | -84.3638 | 2025-12-31 | Active |  |  |  | State | HL0030834 |  |  | State | DB4 | Tower |  | 4 | [12 empty] | No | No | No | 129 / Liberty Way L6 | HPS | [27 empty] | 2021-05-19 10:46 | 3 - Needs Inspected in 3 CY |  |  | chad.hostetler | 2014-12-19 12:57 | chad.hostetler | 2014-12-19 12:57 | No | No | No | No | No | Standing | None | None | None | No | No | No |  |  | 2021-05-19 10:46 |  | odotonline\rdixon5 | 2021-05-20 10:46 | odotonline\rdixon5 | 2021-05-20 10:46 | No Photo Available | No Photo Available | http://data.mapchannels.com/dualmaps6/map.htm?lat=39.371321&lng=-84.363823
08 | BUTLER | BUT | SR | 00129 |  | 25.797 |  | SBUTSR00129**N | BUT-129-25.797 | 39.3795 | -84.3652 | 2025-12-31 | Active |  |  |  | State | HL0030845 |  |  | State | CA3 | Tower |  | 4 | [12 empty] | No | No | No | 129/Liberty way 4L | HPS | [27 empty] | 2025-07-07 17:47 | 7 - Needs Inspected in 7 CY |  | 2025-07-07 17:47 | kurt.powers | 2014-12-19 13:03 | kurt.powers | 2014-12-19 13:03 | No | No | No | No | No | Standing | None | None | None | No | No | No |  | No | 2025-07-07 17:47 | 2025-07-07 17:47 | gbrasher | 2025-07-07 17:48 | gbrasher | 2025-07-07 17:48 | No Photo Available | https://collectorweb.dot.state.oh.us/arcgis/rest/services/HIGHWAY_LIGHTING/HighwayLighting_Reference/FeatureServer/7/549294/attachments/ | http://data.mapchannels.com/dualmaps6/map.htm?lat=39.379520&lng=-84.365246
08 | BUTLER | BUT | SR | 00129 |  | 25.916 |  | SBUTSR00129**N | BUT-129-25.916 | 39.3812 | -84.365 | 2025-12-31 | Active |  |  |  | State | HL0030839 |  |  | State | CA2 | Tower |  | 6 | [12 empty] | No | No | No | 129/Liberty way 4L | HPS | [27 empty] | 2025-07-07 17:21 | 7 - Needs Inspected in 7 CY |  | 2025-07-07 17:21 | kurt.powers | 2014-12-19 12:59 | kurt.powers | 2014-12-19 13:04 | No | No | No | No | No | Standing | None | None | None | No | No | No |  | No | 2025-07-07 17:21 | 2025-07-07 17:21 | gbrasher | 2025-07-07 17:21 | gbrasher | 2025-07-07 17:21 | No Photo Available | https://collectorweb.dot.state.oh.us/arcgis/rest/services/HIGHWAY_LIGHTING/HighwayLighting_Reference/FeatureServer/7/548489/attachments/ | http://data.mapchannels.com/dualmaps6/map.htm?lat=39.381234&lng=-84.365011
08 | BUTLER | BUT | SR | 00129 |  | 25.935 |  | SBUTSR00129**C | BUT-129-25.935 | 39.3731 | -84.3649 | 2025-12-31 | Active |  |  |  | State | HL0030919 |  |  | State | CB5 | Tower |  | 4 | [12 empty] | No | No | No | 129 / Liberty Way L4 | HPS | [27 empty] | 2021-05-22 00:07 | 3 - Needs Inspected in 3 CY |  |  | chad.hostetler | 2014-12-19 14:03 | chad.hostetler | 2014-12-19 14:03 | No | No | No | No | No | Standing | None | None | None | No | No | No |  |  | 2021-05-22 00:07 |  | odotonline\rdixon5 | 2021-05-24 00:07 | odotonline\rdixon5 | 2021-05-24 00:07 | No Photo Available | No Photo Available | http://data.mapchannels.com/dualmaps6/map.htm?lat=39.373130&lng=-84.364932
08 | BUTLER | BUT | SR | 00129 |  | 26.03 |  | SBUTSR00129**N | BUT-129-26.030 | 39.3829 | -84.3648 | 2025-12-31 | Active |  |  |  | State | HL0030830 |  |  | State | CA1 | Tower |  | 6 | [12 empty] | No | No | No | 129/Liberty way 4L | HPS | [27 empty] | 2025-07-07 16:57 | 7 - Needs Inspected in 7 CY |  | 2025-07-07 16:57 | kurt.powers | 2014-12-19 12:55 | kurt.powers | 2014-12-19 12:55 | No | No | No | No | No | Standing | None | None | None | No | No | No |  | No | 2025-07-07 16:57 | 2025-07-07 16:57 | gbrasher | 2025-07-07 16:58 | gbrasher | 2025-07-07 16:58 | No Photo Available | https://collectorweb.dot.state.oh.us/arcgis/rest/services/HIGHWAY_LIGHTING/HighwayLighting_Reference/FeatureServer/7/550902/attachments/ | http://data.mapchannels.com/dualmaps6/map.htm?lat=39.382887&lng=-84.364818
08 | BUTLER | BUT | SR | 00177 |  | 3.713 |  | SBUTSR00177**C | BUT-177-3.713 | 39.4481 | -84.6189 | 2025-12-31 | Active |  |  |  | State | HL0015597 |  |  | State |  | Conventional | [14 empty] | No | No | No |  | HPS | [28 empty] | NULL |  |  | mhurlow1 | 2018-04-30 18:42 | Dsnyder5 | 2018-07-24 16:19 | [20 empty] | No Photo Available | No Photo Available | http://data.mapchannels.com/dualmaps6/map.htm?lat=39.448072&lng=-84.618883
08 | BUTLER | BUT | SR | 00747 |  | 2.741 |  | SBUTSR00747**C | BUT-747-2.741 | 39.3425 | -84.4614 | 2025-12-31 | Active |  |  |  | State | HL0003895 | 2020-06-09 17:50 |  | State | 3 | Conventional | [7 empty] | 1 | [6 empty] | No | No | No |  | HPS | 1 | 200 | [8 empty] | Yes | [16 empty] | 2025-05-28 16:09 | NULL | 0 | 2025-05-28 16:09 | mhurlow1 | 2018-05-01 12:10 | dturner | 2020-06-09 17:50 | No | No | No | No | No | Standing | None | None | None | No | No | No |  | No | 2025-05-28 16:09 | 2025-05-28 16:09 | ascott3 | 2025-05-28 16:09 | ascott3 | 2025-05-28 16:09 | No Photo Available | https://collectorweb.dot.state.oh.us/arcgis/rest/services/HIGHWAY_LIGHTING/HighwayLighting_Reference/FeatureServer/7/554037/attachments/ | http://data.mapchannels.com/dualmaps6/map.htm?lat=39.342504&lng=-84.461370
08 | BUTLER | BUT | SR | 00747 |  | 2.743 |  | SBUTSR00747**C | BUT-747-2.743 | 39.3425 | -84.4618 | 2025-12-31 | Active |  |  |  | State | HL0007227 | 2020-06-09 17:45 |  | State | 2 | Conventional | [7 empty] | 1 | [6 empty] | No | No | No |  | HPS | 1 | 200 | [8 empty] | Yes | [16 empty] | 2025-05-28 16:04 | NULL | 0 | 2025-05-28 16:04 | mhurlow1 | 2018-05-01 12:09 | dturner | 2020-06-09 17:45 | No | No | No | No | No | Standing | None | None | None | No | No | No |  | No | 2025-05-28 16:04 | 2025-05-28 16:04 | ascott3 | 2025-05-28 16:04 | ascott3 | 2025-05-28 16:04 | No Photo Available | https://collectorweb.dot.state.oh.us/arcgis/rest/services/HIGHWAY_LIGHTING/HighwayLighting_Reference/FeatureServer/7/553232/attachments/ | http://data.mapchannels.com/dualmaps6/map.htm?lat=39.342535&lng=-84.461810
08 | BUTLER | BUT | SR | 00747 |  | 2.764 |  | SBUTSR00747**C | BUT-747-2.764 | 39.3429 | -84.4618 | 2025-12-31 | Active |  |  |  | State | HL0018965 | 2020-06-09 17:37 |  | State | 1 | Conventional | [7 empty] | 1 | [6 empty] | No | No | No |  | HPS | 1 | 200 | [8 empty] | Yes | [16 empty] | 2025-05-28 16:18 | NULL | 0 | 2025-05-28 16:18 | mhurlow1 | 2018-05-01 12:10 | dturner | 2020-06-09 17:37 | No | No | No | No | No | Standing | None | None | None | No | No | No |  | No | 2025-05-28 16:18 | 2025-05-28 16:18 | ascott3 | 2025-05-28 16:18 | ascott3 | 2025-05-28 16:18 | No Photo Available | https://collectorweb.dot.state.oh.us/arcgis/rest/services/HIGHWAY_LIGHTING/HighwayLighting_Reference/FeatureServer/7/545629/attachments/ | http://data.mapchannels.com/dualmaps6/map.htm?lat=39.342857&lng=-84.461779
08 | BUTLER | BUT | SR | 00747 |  | 3.348 |  | SBUTSR00747**C | BUT-747-3.348 | 39.3513 | -84.4616 | 2025-12-31 | Active |  |  |  | State | HL0040982 |  |  | State | S-2 | Conventional | [14 empty] | No | No | No |  | LED | 1 | [27 empty] | NULL |  |  | ascott3 | 2025-10-24 16:00 | ascott3 | 2025-10-24 16:00 | [20 empty] | No Photo Available | No Photo Available | http://data.mapchannels.com/dualmaps6/map.htm?lat=39.351319&lng=-84.461623
08 | BUTLER | BUT | SR | 00747 |  | 3.371 |  | SBUTSR00747**C | BUT-747-3.371 | 39.3517 | -84.4616 | 2025-12-31 | Active |  |  |  | State | HL0040987 |  |  | State | S-1 | Conventional | [14 empty] | No | No | No |  | LED | 1 | [27 empty] | NULL |  |  | ascott3 | 2025-10-24 15:59 | ascott3 | 2025-10-24 15:59 | [20 empty] | No Photo Available | No Photo Available | http://data.mapchannels.com/dualmaps6/map.htm?lat=39.351655&lng=-84.461620
08 | BUTLER | BUT | SR | 00747 |  | 4.12 |  | SBUTSR00747**C | BUT-747-4.120 | 39.3625 | -84.4606 | 2025-12-31 | Active |  |  |  | State | HL0040981 |  |  | State | T-2 | Conventional | [14 empty] | No | No | No |  | LED | 1 | [27 empty] | NULL |  |  | ascott3 | 2025-10-24 15:38 | ascott3 | 2025-10-24 15:38 | [20 empty] | No Photo Available | No Photo Available | http://data.mapchannels.com/dualmaps6/map.htm?lat=39.362497&lng=-84.460558
08 | BUTLER | BUT | SR | 00747 |  | 4.142 |  | SBUTSR00747**C | BUT-747-4.142 | 39.3628 | -84.4604 | 2025-12-31 | Active |  |  |  | State | HL0040980 |  |  | State | T-1 | Conventional | [14 empty] | No | No | No |  | LED | 1 | [27 empty] | NULL |  |  | ascott3 | 2025-10-24 15:37 | ascott3 | 2025-10-24 15:37 | [20 empty] | No Photo Available | No Photo Available | http://data.mapchannels.com/dualmaps6/map.htm?lat=39.362779&lng=-84.460357
08 | BUTLER | BUT | SR | 00747 |  | 4.151 |  | SBUTSR00747**C | BUT-747-4.151 | 39.3628 | -84.4599 | 2025-12-31 | Active |  |  |  | State | HL0040979 |  |  | State | T-3 | Conventional | [14 empty] | No | No | No |  | LED | 1 | [27 empty] | NULL |  |  | ascott3 | 2025-10-24 15:39 | ascott3 | 2025-10-24 15:39 | [20 empty] | No Photo Available | No Photo Available | http://data.mapchannels.com/dualmaps6/map.htm?lat=39.362768&lng=-84.459860
08 | BUTLER | BUT | SR | 00747 |  | 4.95 |  | SBUTSR00747**C | BUT-747-4.950 | 39.3736 | -84.4553 | 2025-12-31 | Active |  |  |  | State | HL0040306 |  |  | State | hm2 | Conventional | [14 empty] | No | No | No |  | LED | 1 | [26 empty] | 2025-05-28 13:29 | NULL |  | 2025-05-28 13:29 | ascott3 | 2025-05-28 13:24 | ascott3 | 2025-05-28 13:24 | No | Yes | No | No | No | Standing | None | None | None | No | No | No |  | No | 2025-05-28 13:29 | 2025-05-28 13:29 | ascott3 | 2025-05-28 13:29 | ascott3 | 2025-05-28 13:29 | No Photo Available | https://collectorweb.dot.state.oh.us/arcgis/rest/services/HIGHWAY_LIGHTING/HighwayLighting_Reference/FeatureServer/7/548835/attachments/ | http://data.mapchannels.com/dualmaps6/map.htm?lat=39.373586&lng=-84.455281
08 | BUTLER | BUT | SR | 00747 |  | 4.968 |  | SBUTSR00747**C | BUT-747-4.968 | 39.3738 | -84.4548 | 2025-12-31 | Active |  |  |  | State | HL0040310 |  |  | State | hm3 | Conventional | [14 empty] | No | No | No |  | LED | 1 | [26 empty] | 2025-05-28 13:32 | NULL |  | 2025-05-28 13:32 | ascott3 | 2025-05-28 13:24 | ascott3 | 2025-05-28 13:24 | No | No | No | No | No | Standing | None | None | None | No | No | No |  | No | 2025-05-28 13:32 | 2025-05-28 13:32 | ascott3 | 2025-05-28 13:32 | ascott3 | 2025-05-28 13:32 | No Photo Available | https://collectorweb.dot.state.oh.us/arcgis/rest/services/HIGHWAY_LIGHTING/HighwayLighting_Reference/FeatureServer/7/553229/attachments/ | http://data.mapchannels.com/dualmaps6/map.htm?lat=39.373833&lng=-84.454805
08 | BUTLER | BUT | SR | 00747 |  | 4.969 |  | SBUTSR00747**C | BUT-747-4.969 | 39.3739 | -84.4552 | 2025-12-31 | Active |  |  |  | State | HL0040320 |  |  | State | hm1 | Conventional | [14 empty] | No | No | No |  | LED | 1 | [26 empty] | 2025-05-28 13:25 | NULL |  |  | ascott3 | 2025-05-28 13:23 | ascott3 | 2025-05-28 13:23 | No | No | No | No | No | Standing | None | None | None | No | No | No | no fixture here | Yes | 2025-05-28 13:25 |  | ascott3 | 2025-05-28 13:25 | ascott3 | 2025-05-28 13:25 | No Photo Available | https://collectorweb.dot.state.oh.us/arcgis/rest/services/HIGHWAY_LIGHTING/HighwayLighting_Reference/FeatureServer/7/551223/attachments/ | http://data.mapchannels.com/dualmaps6/map.htm?lat=39.373865&lng=-84.455189
08 | BUTLER | BUT | SR | 00747 |  | 5.41 |  | SBUTSR00747**C | BUT-747-5.410 | 39.3802 | -84.4549 | 2025-12-31 | Active |  |  |  | State | HL0013755 | 2020-01-23 19:01 |  | State | F1-12 | Conventional | No |  | AT | A |  |  |  | 1 |  |  |  | No | No | Yes | No | No | No |  | LED | 1 |  | 70 |  | Yes |  | Cooper/Eaton |  | 480 L-N |  | No | No | No | No | No | [12 empty] | 2022-06-14 18:16 | NULL |  |  | mhurlow1 | 2018-04-30 17:00 | jritchie2 | 2026-08-12 16:31 | No | No | No | No | No | Standing | None | None | None | No | No | No |  |  | 2022-06-14 18:16 |  | rdixon5 | 2022-06-14 18:15 | rdixon5 | 2022-06-14 18:15 | No Photo Available | No Photo Available | http://data.mapchannels.com/dualmaps6/map.htm?lat=39.380225&lng=-84.454904
08 | BUTLER | BUT | SR | 00747 |  | 5.446 |  | SBUTSR00747**C | BUT-747-5.446 | 39.3807 | -84.4545 | 2025-12-31 | Active |  |  |  | State | HL0006802 | 2020-01-23 19:03 |  | State | E1-25 | Conventional | No |  | AT | A |  |  |  | 1 |  |  |  | No | No | Yes | No | No | No |  | LED | 1 |  | 70 |  | No |  | American Electric Lighting (AEL) |  | 480 L-N |  | No | No | No | No | No | [12 empty] | 2024-06-04 18:47 | NULL |  |  | mhurlow1 | 2018-04-30 17:01 | jritchie2 | 2026-08-12 16:31 | No | No | No | No | No | Standing | None | None | None | No | No | No |  |  | 2024-06-04 18:47 |  | ascott3 | 2024-06-04 18:47 | ascott3 | 2024-06-04 18:47 | No Photo Available | No Photo Available | http://data.mapchannels.com/dualmaps6/map.htm?lat=39.380730&lng=-84.454520
08 | BUTLER | BUT | SR | 00747 |  | 5.478 |  | SBUTSR00747**C | BUT-747-5.478 | 39.3812 | -84.4548 | 2025-12-31 | Active |  |  |  | State | HL0007738 | 2020-01-23 18:58 |  | State | E1-23 | Conventional | No |  | AT | A |  |  |  | 1 |  |  |  | No | No | Yes | No | No | No |  | LED | 1 |  | 70 |  | No |  | Cooper/Eaton |  | 480 L-N |  | No | No | No | No | No | [12 empty] | 2024-06-04 18:45 | NULL |  |  | mhurlow1 | 2018-04-30 17:04 | jritchie2 | 2026-08-12 16:30 | No | No | No | No | No | Standing | None | None | None | No | No | No |  |  | 2024-06-04 18:45 |  | ascott3 | 2024-06-04 18:45 | ascott3 | 2024-06-04 18:45 | No Photo Available | No Photo Available | http://data.mapchannels.com/dualmaps6/map.htm?lat=39.381215&lng=-84.454789
08 | BUTLER | BUT | SR | 00747 |  | 5.514 |  | SBUTSR00747**C | BUT-747-5.514 | 39.3817 | -84.4544 | 2025-12-31 | Active |  |  |  | State | HL0019348 | 2020-01-23 19:05 |  | State | E1-24 | Conventional | No |  | AT | A |  |  |  | 1 |  |  |  | No | No | Yes | No | No | No |  | LED | 1 |  | 70 |  | No |  | Cooper/Eaton |  | 480 L-N |  | No | No | No | No | No | [12 empty] | 2024-06-04 18:47 | NULL |  |  | mhurlow1 | 2018-04-30 17:05 | jritchie2 | 2026-08-12 14:08 | No | No | No | No | No | Standing | None | None | None | No | No | No |  |  | 2024-06-04 18:47 |  | ascott3 | 2024-06-04 18:46 | ascott3 | 2024-06-04 18:46 | No Photo Available | No Photo Available | http://data.mapchannels.com/dualmaps6/map.htm?lat=39.381712&lng=-84.454429
08 | BUTLER | BUT | SR | 00747 |  | 5.545 |  | SBUTSR00747**C | BUT-747-5.545 | 39.3822 | -84.4547 | 2025-12-31 | Active |  |  |  | State | HL0023921 | 2020-01-23 18:56 |  | State | E1-22 | Conventional | No |  | AT | A |  |  |  | 1 |  |  |  | No | No | Yes | No | No | No |  | LED | 1 | 200 | 70 |  | No |  | Other |  | 480 L-N |  | No | No | No | No | No | [12 empty] | 2024-06-04 18:45 | NULL |  |  | mhurlow1 | 2018-04-30 17:06 | jritchie2 | 2026-08-12 14:09 | No | No | No | No | No | Standing | None | None | None | No | No | No |  |  | 2024-06-04 18:45 |  | ascott3 | 2024-06-04 18:45 | ascott3 | 2024-06-04 18:45 | No Photo Available | No Photo Available | http://data.mapchannels.com/dualmaps6/map.htm?lat=39.382181&lng=-84.454700
08 | BUTLER | BUT | SR | 00747 |  | 5.582 |  | SBUTSR00747**C | BUT-747-5.582 | 39.3827 | -84.4543 | 2025-12-31 | Active |  |  |  | State | HL0012974 | 2020-01-20 17:37 |  | State | E2-1 | Conventional | No |  | AT | A |  |  |  | 1 |  |  |  | No | No | Yes | No | No | No |  | LED | 1 |  | 70 |  | No |  | Other |  | 480 L-N |  | No | No | No | No | No | [12 empty] | 2024-06-03 17:48 | NULL |  |  | mhurlow1 | 2018-04-30 17:07 | jritchie2 | 2026-08-12 14:08 | No | No | No | No | No | Standing | None | None | None | No | No | No |  |  | 2024-06-03 17:48 |  | ascott3 | 2024-06-04 17:47 | ascott3 | 2024-06-04 17:47 | No Photo Available | No Photo Available | http://data.mapchannels.com/dualmaps6/map.htm?lat=39.382695&lng=-84.454309
08 | BUTLER | BUT | SR | 00747 |  | 5.659 |  | SBUTSR00747**C | BUT-747-5.659 | 39.3838 | -84.4545 | 2025-12-31 | Active |  |  |  | State | HL0025863 | 2020-01-20 17:55 |  | State | E2-3 | Conventional | No |  | AT | A |  |  |  | 1 |  |  |  | No | No | Yes | No | No | No |  | LED | 1 |  | 70 |  | No |  | GE |  | 480 L-N |  | No | No | No | No | No | [12 empty] | 2024-06-04 18:44 | NULL |  |  | mhurlow1 | 2018-05-01 12:17 | jritchie2 | 2026-08-12 14:10 | No | No | No | No | No | Standing | None | None | None | No | No | No |  |  | 2024-06-04 18:44 |  | ascott3 | 2024-06-04 18:44 | ascott3 | 2024-06-04 18:44 | No Photo Available | No Photo Available | http://data.mapchannels.com/dualmaps6/map.htm?lat=39.383829&lng=-84.454524
08 | BUTLER | BUT | SR | 00747 |  | 5.673 |  | SBUTSR00747**C | BUT-747-5.673 | 39.384 | -84.4542 | 2025-12-31 | Active |  |  |  | State | HL0011725 | 2020-01-20 17:47 |  | State | E2-2 | Conventional | No |  | AT | A |  |  |  | 1 |  |  |  | No | No | Yes | No | No | No |  | LED | 1 |  | 70 |  | No |  | GE |  | 480 L-N |  | No | No | No | No | No | [12 empty] | 2024-06-04 18:44 | NULL |  |  | mhurlow1 | 2018-05-01 12:17 | jritchie2 | 2026-08-12 14:10 | No | No | No | No | No | Standing | None | None | None | No | No | No |  |  | 2024-06-04 18:44 |  | ascott3 | 2024-06-04 18:44 | ascott3 | 2024-06-04 18:44 | No Photo Available | No Photo Available | http://data.mapchannels.com/dualmaps6/map.htm?lat=39.384011&lng=-84.454186
08 | BUTLER | BUT | SR | 00747 |  | 5.949 |  | SBUTSR00747**C | BUT-747-5.949 | 39.388 | -84.4542 | 2025-12-31 | Active |  |  |  | State | HL0040287 |  |  | State | p-1 | Conventional | [14 empty] | No | No | No |  | LED | 1 | [26 empty] | 2025-05-28 13:13 | NULL |  | 2025-05-28 13:13 | ascott3 | 2025-05-28 13:11 | ascott3 | 2025-05-28 13:11 | No | No | No | No | No | Standing | None | None | None | No | No | No |  | No | 2025-05-28 13:13 | 2025-05-28 13:13 | ascott3 | 2025-05-28 13:13 | ascott3 | 2025-05-28 13:13 | No Photo Available | https://collectorweb.dot.state.oh.us/arcgis/rest/services/HIGHWAY_LIGHTING/HighwayLighting_Reference/FeatureServer/7/551625/attachments/ | http://data.mapchannels.com/dualmaps6/map.htm?lat=39.388031&lng=-84.454170
08 | BUTLER | BUT | SR | 00747 |  | 5.954 |  | SBUTSR00747**C | BUT-747-5.954 | 39.3881 | -84.4537 | 2025-12-31 | Active |  |  |  | State | HL0040309 |  |  | State | P4 | Conventional | [14 empty] | No | No | No |  | LED | 1 | [26 empty] | 2025-05-28 13:19 | NULL |  | 2025-05-28 13:19 | ascott3 | 2025-05-28 13:12 | ascott3 | 2025-05-28 13:12 | No | No | No | No | No | Standing | None | None | None | No | No | No |  | No | 2025-05-28 13:19 | 2025-05-28 13:19 | ascott3 | 2025-05-28 13:19 | ascott3 | 2025-05-28 13:19 | No Photo Available | https://collectorweb.dot.state.oh.us/arcgis/rest/services/HIGHWAY_LIGHTING/HighwayLighting_Reference/FeatureServer/7/553626/attachments/ | http://data.mapchannels.com/dualmaps6/map.htm?lat=39.388071&lng=-84.453657
08 | BUTLER | BUT | SR | 00747 |  | 5.97 |  | SBUTSR00747**C | BUT-747-5.970 | 39.3883 | -84.4542 | 2025-12-31 | Active |  |  |  | State | HL0040312 |  |  | State | P2 | Conventional | [14 empty] | No | No | No |  | LED | 1 | [26 empty] | 2025-05-28 13:14 | NULL |  | 2025-05-28 13:14 | ascott3 | 2025-05-28 13:11 | ascott3 | 2025-05-28 13:11 | No | No | No | No | No | Standing | None | None | None | No | No | No |  | No | 2025-05-28 13:14 | 2025-05-28 13:14 | ascott3 | 2025-05-28 13:14 | ascott3 | 2025-05-28 13:14 | No Photo Available | https://collectorweb.dot.state.oh.us/arcgis/rest/services/HIGHWAY_LIGHTING/HighwayLighting_Reference/FeatureServer/7/545626/attachments/ | http://data.mapchannels.com/dualmaps6/map.htm?lat=39.388328&lng=-84.454167
08 | BUTLER | BUT | SR | 00747 |  | 5.972 |  | SBUTSR00747**C | BUT-747-5.972 | 39.3883 | -84.4537 | 2025-12-31 | Active |  |  |  | State | HL0040296 |  |  | State | p-3 | Conventional | [14 empty] | No | No | No |  | LED | 1 | [26 empty] | 2025-05-28 13:17 | NULL |  | 2025-05-28 13:17 | ascott3 | 2025-05-28 13:12 | ascott3 | 2025-05-28 13:12 | No | No | No | No | No | Standing | None | None | None | No | No | No |  | No | 2025-05-28 13:17 | 2025-05-28 13:17 | ascott3 | 2025-05-28 13:18 | ascott3 | 2025-05-28 13:18 | No Photo Available | https://collectorweb.dot.state.oh.us/arcgis/rest/services/HIGHWAY_LIGHTING/HighwayLighting_Reference/FeatureServer/7/545627/attachments/ | http://data.mapchannels.com/dualmaps6/map.htm?lat=39.388336&lng=-84.453698
08 | BUTLER | BUT | SR | 00747 |  | 7.026 |  | SBUTSR00747**C | BUT-747-7.026 | 39.4035 | -84.4517 | 2025-12-31 | Active |  |  |  | State | HL0040295 |  |  | State | M3 | Conventional | [14 empty] | No | No | No |  | LED | 1 | [26 empty] | 2025-05-28 13:01 | NULL |  | 2025-05-28 13:01 | ascott3 | 2025-05-28 13:01 | ascott3 | 2025-05-28 13:01 | No | No | No | No | No | Standing | None | None | None | No | No | No |  | No | 2025-05-28 13:01 | 2025-05-28 13:01 | ascott3 | 2025-05-28 13:01 | ascott3 | 2025-05-28 13:01 | No Photo Available | https://collectorweb.dot.state.oh.us/arcgis/rest/services/HIGHWAY_LIGHTING/HighwayLighting_Reference/FeatureServer/7/551623/attachments/ | http://data.mapchannels.com/dualmaps6/map.htm?lat=39.403487&lng=-84.451713
08 | BUTLER | BUT | SR | 00747 |  | 7.027 |  | SBUTSR00747**C | BUT-747-7.027 | 39.4035 | -84.4521 | 2025-12-31 | Active |  |  |  | State | HL0040292 |  |  | State | M4 | Conventional | [14 empty] | No | No | No |  | LED | 1 | [26 empty] | 2025-05-28 13:02 | NULL |  | 2025-05-28 13:02 | ascott3 | 2025-05-28 13:02 | ascott3 | 2025-05-28 13:02 | No | No | No | No | No | Standing | None | None | None | No | No | No |  | No | 2025-05-28 13:02 | 2025-05-28 13:02 | ascott3 | 2025-05-28 13:02 | ascott3 | 2025-05-28 13:02 | No Photo Available | https://collectorweb.dot.state.oh.us/arcgis/rest/services/HIGHWAY_LIGHTING/HighwayLighting_Reference/FeatureServer/7/554029/attachments/ | http://data.mapchannels.com/dualmaps6/map.htm?lat=39.403506&lng=-84.452092
08 | BUTLER | BUT | SR | 00747 |  | 7.043 |  | SBUTSR00747**C | BUT-747-7.043 | 39.4037 | -84.452 | 2025-12-31 | Active |  |  |  | State | HL0040327 |  |  | State | M1 | Conventional | [14 empty] | No | No | No |  | HPS | 1 | [26 empty] | 2025-05-28 13:00 | NULL |  | 2025-05-28 13:00 | ascott3 | 2025-05-28 12:59 | ascott3 | 2025-05-28 12:59 | No | No | No | No | No | Standing | None | None | None | No | No | No |  | No | 2025-05-28 13:00 | 2025-05-28 13:00 | ascott3 | 2025-05-28 13:00 | ascott3 | 2025-05-28 13:00 | No Photo Available | https://collectorweb.dot.state.oh.us/arcgis/rest/services/HIGHWAY_LIGHTING/HighwayLighting_Reference/FeatureServer/7/552825/attachments/ | http://data.mapchannels.com/dualmaps6/map.htm?lat=39.403748&lng=-84.452039
08 | BUTLER | BUT | SR | 00747 |  | 7.045 |  | SBUTSR00747**C | BUT-747-7.045 | 39.4038 | -84.4518 | 2025-12-31 | Active |  |  |  | State | HL0040319 |  |  | State | m2 | Conventional | [14 empty] | No | No | No |  | HPS | 1 | [26 empty] | 2025-05-28 13:01 | NULL |  | 2025-05-28 13:01 | ascott3 | 2025-05-28 13:00 | ascott3 | 2025-05-28 13:00 | No | No | No | No | No | Standing | None | None | None | No | No | No |  | No | 2025-05-28 13:01 | 2025-05-28 13:01 | ascott3 | 2025-05-28 13:02 | ascott3 | 2025-05-28 13:02 | No Photo Available | https://collectorweb.dot.state.oh.us/arcgis/rest/services/HIGHWAY_LIGHTING/HighwayLighting_Reference/FeatureServer/7/551624/attachments/ | http://data.mapchannels.com/dualmaps6/map.htm?lat=39.403760&lng=-84.451768
08 | BUTLER | BUT | SR | 00748 |  | 0.112 |  | SBUTSR00748**C | BUT-748-0.112 | 39.3265 | -84.7134 | 2025-12-31 | Active |  |  |  | State | HL0017377 |  |  | State |  | Conventional | [14 empty] | No | No | No |  | HPS | [28 empty] | NULL |  |  | mhurlow1 | 2018-05-01 12:24 | Dsnyder5 | 2018-07-24 16:19 | [20 empty] | No Photo Available | No Photo Available | http://data.mapchannels.com/dualmaps6/map.htm?lat=39.326491&lng=-84.713376
08 | BUTLER | BUT | SR | 00748 |  | 3.311 |  | SBUTSR00748**C | BUT-748-3.311 | 39.3624 | -84.6967 | 2025-12-31 | Active |  |  |  | State | HL0002318 |  |  | State | E-3 | Conventional | [14 empty] | No | No | No |  | HPS | [27 empty] | 2025-10-13 16:38 | NULL |  |  | mhurlow1 | 2018-05-01 12:29 | ascott3 | 2024-06-07 14:27 | No | No | No | No | No | Standing | None | None | None | No | No | No |  | No | 2025-10-13 16:38 |  | mneeley | 2025-10-13 16:38 | mneeley | 2025-10-13 16:38 | No Photo Available | No Photo Available | http://data.mapchannels.com/dualmaps6/map.htm?lat=39.362371&lng=-84.696704
08 | BUTLER | BUT | SR | 00748 |  | 3.316 |  | SBUTSR00748**N | BUT-748-3.316 | 39.3626 | -84.6968 | 2025-12-31 | Active |  |  |  | State | HL0026187 |  |  | State | e-2 | Conventional | [14 empty] | No | No | No |  | HPS | [27 empty] | 2025-10-13 16:38 | NULL |  |  | mhurlow1 | 2018-05-01 12:28 | ascott3 | 2024-06-07 14:26 | No | No | No | No | No | Standing | None | None | None | No | No | No |  | No | 2025-10-13 16:38 |  | mneeley | 2025-10-13 16:38 | mneeley | 2025-10-13 16:38 | No Photo Available | No Photo Available | http://data.mapchannels.com/dualmaps6/map.htm?lat=39.362641&lng=-84.696787
08 | BUTLER | BUT | SR | 00748 |  | 3.341 |  | SBUTSR00748**C | BUT-748-3.341 | 39.3625 | -84.6962 | 2025-12-31 | Active |  |  |  | State | HL0002020 |  |  | State | E-4 | Conventional | [14 empty] | No | No | No |  | HPS | [27 empty] | 2025-10-13 16:38 | NULL |  |  | mhurlow1 | 2018-05-01 12:30 | ascott3 | 2024-06-07 14:27 | No | No | No | No | No | Standing | None | None | None | No | No | No |  | No | 2025-10-13 16:38 |  | mneeley | 2025-10-13 16:38 | mneeley | 2025-10-13 16:38 | No Photo Available | No Photo Available | http://data.mapchannels.com/dualmaps6/map.htm?lat=39.362479&lng=-84.696157
08 | BUTLER | BUT | SR | 00748 |  | 3.349 |  | SBUTSR00748**N | BUT-748-3.349 | 39.3627 | -84.6962 | 2025-12-31 | Active |  |  |  | State | HL0015364 |  |  | State | e-1 | Conventional | [14 empty] | No | No | No |  | HPS | [27 empty] | 2025-10-13 16:38 | NULL |  |  | mhurlow1 | 2018-05-01 12:30 | ascott3 | 2024-06-07 14:26 | No | No | No | No | No | Standing | None | None | None | No | No | No |  | No | 2025-10-13 16:38 |  | mneeley | 2025-10-13 16:39 | mneeley | 2025-10-13 16:39 | No Photo Available | No Photo Available | http://data.mapchannels.com/dualmaps6/map.htm?lat=39.362743&lng=-84.696187
08 | BUTLER | BUT | US | 00027 |  | 0.457 |  | SBUTUS00027**N | BUT-27-0.457 | 39.3176 | -84.6364 | 2025-12-31 | Active |  |  |  | State | HL0024844 | 2020-01-20 20:12 |  | State | 9A-1 | Conventional |  |  | AT |  |  |  |  | 1 | [6 empty] | No | No | No |  | HPS | 1 | 200 |  |  |  |  | Cooper/Eaton | [20 empty] | 2025-10-13 16:30 | NULL | 0 |  | mhurlow1 | 2018-04-30 11:33 | csonner | 2020-01-20 20:13 | No | No | No | No | No | Standing | None | None | None | No | No | No |  | No | 2025-10-13 16:30 |  | mneeley | 2025-10-13 16:30 | mneeley | 2025-10-13 16:30 | No Photo Available | No Photo Available | http://data.mapchannels.com/dualmaps6/map.htm?lat=39.317640&lng=-84.636406
08 | BUTLER | BUT | US | 00027 |  | 0.529 |  | SBUTUS00027**C | BUT-27-0.529 | 39.3188 | -84.6367 | 2025-12-31 | Active |  |  |  | State | HL0007301 | 2020-01-20 19:00 |  | State | 8A-1 | Conventional |  |  | AT |  |  |  |  | 1 | [6 empty] | No | No | No |  | HPS | 1 | 200 |  |  |  |  | Cooper/Eaton | [20 empty] | 2025-10-13 16:31 | NULL | 0 |  | mhurlow1 | 2018-04-30 11:35 | csonner | 2020-01-20 19:01 | No | No | No | No | No | Standing | None | None | None | No | No | No |  | No | 2025-10-13 16:31 |  | mneeley | 2025-10-13 16:31 | mneeley | 2025-10-13 16:31 | No Photo Available | No Photo Available | http://data.mapchannels.com/dualmaps6/map.htm?lat=39.318769&lng=-84.636681
08 | BUTLER | BUT | US | 00027 |  | 0.681 |  | SBUTUS00027**C | BUT-27-0.681 | 39.3207 | -84.638 | 2025-12-31 | Active |  |  |  | State | HL0001527 | 2020-01-20 19:03 |  | State | 8A-3 | Conventional |  |  | AT |  |  |  |  | 1 | [6 empty] | No | No | No |  | HPS | 1 | 250 |  |  |  |  | Cooper/Eaton | [20 empty] | 2025-10-13 16:32 | NULL | 0 |  | mhurlow1 | 2018-04-30 11:38 | csonner | 2020-01-20 19:03 | No | No | No | No | No | Standing | None | None | None | No | No | No |  | No | 2025-10-13 16:32 |  | mneeley | 2025-10-13 16:33 | mneeley | 2025-10-13 16:33 | No Photo Available | No Photo Available | http://data.mapchannels.com/dualmaps6/map.htm?lat=39.320725&lng=-84.637965
08 | BUTLER | BUT | US | 00027 |  | 0.95 |  | SBUTUS00027**N | BUT-27-0.950 | 39.3242 | -84.6401 | 2025-12-31 | Active |  |  |  | State | HL0003080 | 2020-01-20 20:02 |  | State | 7A-2 | Conventional |  |  | AT |  |  |  |  | 1 | [6 empty] | No | No | No |  | HPS | 1 | 200 |  |  |  |  | American Electric Lighting (AEL) | [20 empty] | 2025-10-13 16:35 | NULL | 0 |  | mhurlow1 | 2018-04-30 11:50 | csonner | 2020-01-20 20:02 | No | No | No | No | No | Standing | None | None | None | No | No | No |  | No | 2025-10-13 16:35 |  | mneeley | 2025-10-13 16:36 | mneeley | 2025-10-13 16:36 | No Photo Available | No Photo Available | http://data.mapchannels.com/dualmaps6/map.htm?lat=39.324177&lng=-84.640132
08 | BUTLER | BUT | US | 00027 |  | 1.103 |  | SBUTUS00027**N | BUT-27-1.103 | 39.3263 | -84.641 | 2025-12-31 | Active |  |  |  | State | HL0016466 | 2020-01-20 19:58 |  | State | 5A-2 | Conventional |  |  | AT |  |  |  |  | 1 | [6 empty] | No | No | No |  | HPS | 1 | 200 |  |  |  |  | Cooper/Eaton | [20 empty] | 2025-10-13 16:35 | NULL | 0 |  | mhurlow1 | 2018-04-30 11:53 | csonner | 2020-01-20 19:59 | No | No | No | No | No | Standing | None | None | None | No | No | No |  | No | 2025-10-13 16:35 |  | mneeley | 2025-10-13 16:35 | mneeley | 2025-10-13 16:35 | No Photo Available | No Photo Available | http://data.mapchannels.com/dualmaps6/map.htm?lat=39.326319&lng=-84.640967
08 | BUTLER | BUT | US | 00027 |  | 1.137 |  | SBUTUS00027**C | BUT-27-1.137 | 39.327 | -84.6407 | 2025-12-31 | Active |  |  |  | State | HL0018338 | 2020-01-20 19:57 |  | State | 4A-2 | Conventional |  |  | AT |  |  |  |  | 1 | [6 empty] | No | No | No |  | HPS | 1 | 310 |  |  |  |  | Cooper/Eaton | [20 empty] | 2025-10-13 16:35 | NULL | 0 |  | mhurlow1 | 2018-04-30 11:55 | csonner | 2020-01-20 19:58 | No | No | No | No | No | Standing | None | None | None | No | No | No |  | No | 2025-10-13 16:35 |  | mneeley | 2025-10-13 16:35 | mneeley | 2025-10-13 16:35 | No Photo Available | No Photo Available | http://data.mapchannels.com/dualmaps6/map.htm?lat=39.326957&lng=-84.640697
08 | BUTLER | BUT | US | 00027 |  | 3.79 |  | SBUTUS00027**C | BUT-27-3.790 | 39.36 | -84.6476 | 2025-12-31 | Active |  |  |  | State | HL0041013 |  |  | State | L-1 | Conventional | [14 empty] | No | No | No |  | LED | 1 | [26 empty] | 2025-10-31 15:38 | NULL |  | 2025-10-31 15:38 | ascott3 | 2025-10-31 15:38 | ascott3 | 2025-10-31 15:38 | No | No | No | No | No | Standing | None | None | None | No | No | No |  | No | 2025-10-31 15:38 | 2025-10-31 15:38 | ascott3 | 2025-10-31 15:38 | ascott3 | 2025-10-31 15:38 | No Photo Available | No Photo Available | http://data.mapchannels.com/dualmaps6/map.htm?lat=39.359982&lng=-84.647586
08 | BUTLER | BUT | US | 00127 |  | 16.529 |  | SBUTUS00127**N | BUT-127-16.529 | 39.5106 | -84.6087 | 2025-12-31 | Active |  |  |  | State | HL0038729 |  |  | State | A-4 | Conventional | [14 empty] | No | No | No |  | HPS | [27 empty] | 2025-10-13 16:42 | NULL |  |  | ascott3 | 2024-06-07 13:20 | ascott3 | 2024-06-07 13:20 | No | No | No | No | No | Standing | None | None | None | No | No | No |  | No | 2025-10-13 16:42 |  | mneeley | 2025-10-13 16:42 | mneeley | 2025-10-13 16:42 | No Photo Available | No Photo Available | http://data.mapchannels.com/dualmaps6/map.htm?lat=39.510599&lng=-84.608658
08 | BUTLER | BUT | US | 00127 |  | 16.547 |  | SBUTUS00127**N | BUT-127-16.547 | 39.5108 | -84.6089 | 2025-12-31 | Active |  |  |  | State | HL0038728 |  |  | State | A-5 | Conventional | [14 empty] | No | No | No |  | HPS | [27 empty] | 2025-10-13 16:42 | NULL |  |  | ascott3 | 2024-06-07 13:20 | ascott3 | 2024-06-07 13:20 | No | No | No | No | No | Standing | None | None | None | No | No | No | Busted glass | Yes | 2025-10-13 16:42 |  | mneeley | 2025-10-13 16:42 | mneeley | 2025-10-13 16:42 | No Photo Available | No Photo Available | http://data.mapchannels.com/dualmaps6/map.htm?lat=39.510804&lng=-84.608897
08 | BUTLER | BUT | US | 00127 |  | 16.57 |  | SBUTUS00127**C | BUT-127-16.570 | 39.511 | -84.6093 | 2025-12-31 | Active |  |  |  | State | HL0038721 |  |  | State | A-3 | Conventional | [14 empty] | No | No | No |  | HPS | [27 empty] | 2025-10-13 16:44 | NULL |  |  | ascott3 | 2024-06-07 13:45 | ascott3 | 2024-06-07 13:45 | No | No | No | No | No | Standing | None | None | None | No | No | No |  | No | 2025-10-13 16:44 |  | mneeley | 2025-10-13 16:44 | mneeley | 2025-10-13 16:44 | No Photo Available | No Photo Available | http://data.mapchannels.com/dualmaps6/map.htm?lat=39.510991&lng=-84.609320
08 | BUTLER | BUT | US | 00127 |  | 16.573 |  | SBUTUS00127**N | BUT-127-16.573 | 39.5111 | -84.6089 | 2025-12-31 | Active |  |  |  | State | HL0038719 |  |  | State | A-6 | Conventional | [14 empty] | No | No | No |  | HPS | [27 empty] | 2025-10-13 16:42 | NULL |  |  | ascott3 | 2024-06-07 13:23 | ascott3 | 2024-06-07 13:23 | No | No | No | No | No | Standing | None | None | None | No | No | No |  | No | 2025-10-13 16:42 |  | mneeley | 2025-10-13 16:43 | mneeley | 2025-10-13 16:43 | No Photo Available | No Photo Available | http://data.mapchannels.com/dualmaps6/map.htm?lat=39.511146&lng=-84.608949
08 | BUTLER | BUT | US | 00127 |  | 16.59 |  | SBUTUS00127**N | BUT-127-16.590 | 39.5116 | -84.6088 | 2025-12-31 | Active |  |  |  | State | HL0038730 |  |  | State | A-10 | Conventional | [14 empty] | No | No | No |  | HPS | [27 empty] | 2025-10-13 16:43 | NULL |  |  | ascott3 | 2024-06-07 13:27 | ascott3 | 2024-06-07 13:27 | No | No | No | No | No | Standing | None | None | None | No | No | No |  | No | 2025-10-13 16:43 |  | mneeley | 2025-10-13 16:43 | mneeley | 2025-10-13 16:43 | No Photo Available | No Photo Available | http://data.mapchannels.com/dualmaps6/map.htm?lat=39.511643&lng=-84.608838
08 | BUTLER | BUT | US | 00127 |  | 16.596 |  | SBUTUS00127**N | BUT-127-16.596 | 39.5114 | -84.6091 | 2025-12-31 | Active |  |  |  | State | HL0038731 |  |  | State | A-7 | Conventional | [14 empty] | No | No | No |  | HPS | [27 empty] | 2025-10-13 16:43 | NULL |  | 2025-10-13 16:43 | ascott3 | 2024-06-07 13:30 | ascott3 | 2024-06-07 13:30 | No | No | No | No | No | Standing | None | None | None | No | No | No |  | No | 2025-10-13 16:43 | 2025-10-13 16:43 | mneeley | 2025-10-13 16:43 | mneeley | 2025-10-13 16:43 | No Photo Available | No Photo Available | http://data.mapchannels.com/dualmaps6/map.htm?lat=39.511442&lng=-84.609148
08 | BUTLER | BUT | US | 00127 |  | 16.613 |  | SBUTUS00127**C | BUT-127-16.613 | 39.5115 | -84.6097 | 2025-12-31 | Active |  |  |  | State | HL0038720 |  |  | State | A-11 | Conventional | [14 empty] | No | No | No |  | HPS | [27 empty] | 2025-10-13 16:43 | NULL |  |  | ascott3 | 2024-06-07 13:32 | ascott3 | 2024-06-07 13:32 | No | No | No | No | No | Standing | None | None | None | No | No | No |  | No | 2025-10-13 16:43 |  | mneeley | 2025-10-13 16:43 | mneeley | 2025-10-13 16:43 | No Photo Available | No Photo Available | http://data.mapchannels.com/dualmaps6/map.htm?lat=39.511534&lng=-84.609675
08 | BUTLER | BUT | US | 00127 |  | 16.64 |  | SBUTUS00127**C | BUT-127-16.640 | 39.5119 | -84.6099 | 2025-12-31 | Active |  |  |  | State | HL0038732 |  |  | State | B-1 | Conventional | [14 empty] | No | No | No |  | HPS | [27 empty] | 2025-10-13 16:43 | NULL |  |  | ascott3 | 2024-06-07 13:35 | ascott3 | 2024-06-07 13:35 | No | No | No | No | No | Standing | None | None | None | No | No | No |  | No | 2025-10-13 16:43 |  | mneeley | 2025-10-13 16:43 | mneeley | 2025-10-13 16:43 | No Photo Available | No Photo Available | http://data.mapchannels.com/dualmaps6/map.htm?lat=39.511885&lng=-84.609941
08 | CLERMONT | CLE | CR | 00390 |  | 1.077 |  | CCLECR00390**C | CLE-390-1.077 | 39.194 | -84.2403 | 2025-12-31 | Active |  |  |  | State | HL0024075 | 2020-06-02 17:53 |  | State | B5 | Conventional | [7 empty] | 1 | [6 empty] | No | No | No |  | HPS | 1 | 200 | [8 empty] | Yes | [16 empty] | 2025-10-10 14:38 | NULL | 0 |  | mhurlow1 | 2018-05-01 14:27 | dturner | 2020-06-02 17:53 | No | No | No | No | No | Standing | None | None | None | No | No | No |  | No | 2025-10-10 14:38 |  | mneeley | 2025-10-10 14:38 | mneeley | 2025-10-10 14:38 | No Photo Available | No Photo Available | http://data.mapchannels.com/dualmaps6/map.htm?lat=39.193973&lng=-84.240312
08 | CLERMONT | CLE | IR | 00275 |  | 1.122 |  | SCLEIR00275**C | CLE-275-1.122 | 39.227 | -84.2821 | 2025-12-31 | Active |  |  |  | State | HL0020974 |  |  | State | F2L3 | Conventional | [14 empty] | No | No | No |  | HPS | [27 empty] | 2025-11-19 08:57 | NULL |  |  | mhurlow1 | 2018-05-02 19:04 | jhudson | 2022-06-24 17:04 | No | No | No | No | No | Standing | None | None | None | No | No | No |  | No | 2025-11-19 08:57 |  | ascott3 | 2025-11-19 08:57 | ascott3 | 2025-11-19 08:57 | No Photo Available | No Photo Available | http://data.mapchannels.com/dualmaps6/map.htm?lat=39.226996&lng=-84.282103
08 | CLERMONT | CLE | IR | 00275 |  | 1.465 |  | SCLEIR00275**N | CLE-275-1.465 | 39.2242 | -84.2768 | 2025-12-31 | Active |  |  |  | State | HL0026927 |  |  | State | E1L3 | Conventional | No |  | AT | A |  |  |  | 1 |  |  |  |  | No | No | No | No | No |  | LED | 1 |  | 120 | 12,000 - 15,999 | No |  | Philips Lumec |  | 480 L-L | [18 empty] | 2025-11-19 08:59 | NULL |  |  | mhurlow1 | 2018-05-02 19:11 | jritchie2 | 2026-06-09 16:20 | No | No | No | No | No | Standing | None | None | None | No | No | No |  | No | 2025-11-19 08:59 |  | ascott3 | 2025-11-19 08:59 | ascott3 | 2025-11-19 08:59 | No Photo Available | No Photo Available | http://data.mapchannels.com/dualmaps6/map.htm?lat=39.224232&lng=-84.276751
08 | CLERMONT | CLE | IR | 00275 |  | 1.67 |  | SCLEIR00275**C | CLE-275-1.670 | 39.2218 | -84.2744 | 2025-12-31 | Active |  |  |  | State | HL0020428 |  |  | State | F2L5 | Conventional | [14 empty] | No | No | No |  | HPS | [27 empty] | 2025-11-19 08:59 | NULL |  |  | mhurlow1 | 2018-05-02 19:12 | jhudson | 2022-06-24 15:24 | No | No | No | No | No | Standing | None | None | None | No | No | No |  | No | 2025-11-19 08:59 |  | ascott3 | 2025-11-19 08:59 | ascott3 | 2025-11-19 08:59 | No Photo Available | No Photo Available | http://data.mapchannels.com/dualmaps6/map.htm?lat=39.221823&lng=-84.274416
08 | CLERMONT | CLE | IR | 00275 |  | 3.815 |  | SCLEIR00275**N | CLE-275-3.815 | 39.1935 | -84.2624 | 2025-12-31 | Active |  |  |  | State | HL0024924 | 2020-03-18 17:50 |  | State | BA16 | Conventional | No |  | AT | A |  |  |  | 1 |  |  |  |  | No | No | No | No | No |  | LED | 1 |  | 120 | 12,000 - 15,999 | No |  | Philips Lumec |  | 480 L-L | [18 empty] | 2025-10-13 16:58 | NULL |  |  | mhurlow1 | 2018-05-01 13:46 | jritchie2 | 2026-06-09 16:12 | No | No | No | No | No | Standing | None | None | None | No | No | No |  | No | 2025-10-13 16:58 |  | mneeley | 2025-10-13 16:58 | mneeley | 2025-10-13 16:58 | No Photo Available | No Photo Available | http://data.mapchannels.com/dualmaps6/map.htm?lat=39.193482&lng=-84.262380
08 | CLERMONT | CLE | IR | 00275 |  | 3.855 |  | SCLEIR00275**N | CLE-275-3.855 | 39.1929 | -84.2623 | 2025-12-31 | Active |  |  |  | State | HL0026545 | 2020-03-18 17:49 |  | State | BA15 | Conventional | No |  | AT | A |  |  |  | 1 |  |  |  |  | No | No | No | No | No |  | LED | 1 |  | 120 | 12,000 - 15,999 | No |  | Philips Lumec |  | 480 L-L | [18 empty] | 2025-10-13 16:57 | NULL |  |  | mhurlow1 | 2018-05-01 13:45 | jritchie2 | 2026-06-09 16:11 | No | No | No | No | No | Standing | None | None | None | No | No | No |  | No | 2025-10-13 16:57 |  | mneeley | 2025-10-13 16:58 | mneeley | 2025-10-13 16:58 | No Photo Available | No Photo Available | http://data.mapchannels.com/dualmaps6/map.htm?lat=39.192908&lng=-84.262347
08 | CLERMONT | CLE | IR | 00275 |  | 3.861 |  | SCLEIR00275**C | CLE-275-3.861 | 39.1926 | -84.2629 | 2025-12-31 | Active |  |  |  | State | HL0012049 |  |  | State | AA-1 | Conventional | [14 empty] | No | No | No |  | HPS | 1 | [26 empty] | 2025-10-13 16:46 | NULL |  |  | mhurlow1 | 2018-05-01 13:44 | ascott3 | 2025-05-07 12:47 | No | No | No | No | No | Standing | None | None | None | No | No | No |  | No | 2025-10-13 16:46 |  | mneeley | 2025-10-13 16:46 | mneeley | 2025-10-13 16:46 | No Photo Available | No Photo Available | http://data.mapchannels.com/dualmaps6/map.htm?lat=39.192559&lng=-84.262932
08 | CLERMONT | CLE | IR | 00275 |  | 3.878 |  | SCLEIR00275**C | CLE-275-3.878 | 39.1923 | -84.2629 | 2025-12-31 | Active |  |  |  | State | HL0004456 | 2020-03-12 13:11 |  | State | AA1 | Conventional | [7 empty] | 1 | [6 empty] | No | No | No |  | HPS | 1 | 200 | [25 empty] | 2025-10-13 16:46 | NULL | 0 |  | mhurlow1 | 2018-10-03 18:56 | cburden | 2020-03-12 13:12 | No | No | No | No | No | Standing | None | None | None | No | No | No |  | No | 2025-10-13 16:46 |  | mneeley | 2025-10-13 16:46 | mneeley | 2025-10-13 16:46 | No Photo Available | No Photo Available | http://data.mapchannels.com/dualmaps6/map.htm?lat=39.192312&lng=-84.262937
08 | CLERMONT | CLE | IR | 00275 |  | 4.121 |  | SCLEIR00275**C | CLE-275-4.121 | 39.1888 | -84.2631 | 2025-12-31 | Active |  |  |  | State | HL0016096 | 2020-03-18 17:51 |  | State | AB2 | Conventional | [7 empty] | 1 | [6 empty] | No | No | No |  | HPS | 1 | 400 | [25 empty] | 2025-10-13 16:58 | NULL | 0 |  | mhurlow1 | 2018-05-01 13:33 | cburden | 2020-03-18 17:52 | No | No | No | No | No | Standing | None | None | None | No | No | No |  | No | 2025-10-13 16:58 |  | mneeley | 2025-10-13 16:58 | mneeley | 2025-10-13 16:58 | No Photo Available | No Photo Available | http://data.mapchannels.com/dualmaps6/map.htm?lat=39.188809&lng=-84.263068
08 | CLERMONT | CLE | IR | 00275 |  | 4.159 |  | SCLEIR00275**C | CLE-275-4.159 | 39.1883 | -84.2632 | 2025-12-31 | Active |  |  |  | State | HL0020169 | 2020-03-18 17:52 |  | State | AB3 | Conventional | [7 empty] | 1 | [6 empty] | No | No | No |  | HPS | 1 | 200 | [25 empty] | 2025-10-13 16:58 | NULL | 0 |  | mhurlow1 | 2018-05-01 13:34 | cburden | 2020-03-18 17:52 | No | No | No | No | No | Standing | None | None | None | No | No | No |  | No | 2025-10-13 16:58 |  | mneeley | 2025-10-13 16:59 | mneeley | 2025-10-13 16:59 | No Photo Available | No Photo Available | http://data.mapchannels.com/dualmaps6/map.htm?lat=39.188269&lng=-84.263184
08 | CLERMONT | CLE | IR | 00275 |  | 4.194 |  | SCLEIR00275**C | CLE-275-4.194 | 39.1878 | -84.2633 | 2025-12-31 | Active |  |  |  | State | HL0020833 | 2020-03-18 17:53 |  | State | AB4 | Conventional | [7 empty] | 1 | [6 empty] | No | No | No |  | HPS | 1 | 200 | [25 empty] | 2025-10-13 16:59 | NULL | 0 |  | mhurlow1 | 2018-05-01 13:34 | cburden | 2020-03-18 17:53 | No | No | No | No | No | Standing | None | None | None | No | No | No |  | No | 2025-10-13 16:59 |  | mneeley | 2025-10-13 16:59 | mneeley | 2025-10-13 16:59 | No Photo Available | No Photo Available | http://data.mapchannels.com/dualmaps6/map.htm?lat=39.187772&lng=-84.263299
08 | CLERMONT | CLE | IR | 00275 |  | 4.229 |  | SCLEIR00275**C | CLE-275-4.229 | 39.1873 | -84.2635 | 2025-12-31 | Active |  |  |  | State | HL0009952 | 2020-03-18 17:54 |  | State | AB5 | Conventional | [7 empty] | 1 | [6 empty] | No | No | No |  | LED | 1 |  | 129 | [24 empty] | 2025-10-13 16:59 | NULL |  |  | mhurlow1 | 2018-05-01 13:35 | rdixon5 | 2025-01-31 17:29 | No | No | No | No | No | Standing | None | None | None | No | No | No |  | No | 2025-10-13 16:59 |  | mneeley | 2025-10-13 16:59 | mneeley | 2025-10-13 16:59 | No Photo Available | No Photo Available | http://data.mapchannels.com/dualmaps6/map.htm?lat=39.187288&lng=-84.263455
08 | CLERMONT | CLE | IR | 00275 |  | 4.346 |  | SCLEIR00275**N | CLE-275-4.346 | 39.1859 | -84.2634 | 2025-12-31 | Active |  |  |  | State | HL0014890 | 2020-03-16 16:08 |  | State | BC-10 | Conventional | [7 empty] | 1 | [6 empty] | No | No | No |  | HPS | 1 | 400 | [25 empty] | 2025-10-10 14:57 | NULL | 0 |  | Dsnyder5 | 2018-06-14 14:04 | dturner | 2020-03-16 17:52 | No | No | No | No | No | Standing | None | None | None | No | No | No |  | No | 2025-10-10 14:57 |  | mneeley | 2025-10-10 14:57 | mneeley | 2025-10-10 14:57 | No Photo Available | No Photo Available | http://data.mapchannels.com/dualmaps6/map.htm?lat=39.185851&lng=-84.263419
08 | CLERMONT | CLE | IR | 00275 |  | 4.386 |  | SCLEIR00275**N | CLE-275-4.386 | 39.1853 | -84.2636 | 2025-12-31 | Active |  |  |  | State | HL0004463 | 2020-03-16 15:59 |  | State | BC-11 | Conventional | [7 empty] | 1 | [6 empty] | No | No | No |  | HPS | 1 | 400 | [25 empty] | 2025-10-10 14:57 | NULL | 0 |  | Dsnyder5 | 2018-06-14 14:04 | dturner | 2020-03-16 17:51 | No | No | No | No | No | Standing | None | None | None | No | No | No |  | No | 2025-10-10 14:57 |  | mneeley | 2025-10-10 14:57 | mneeley | 2025-10-10 14:57 | No Photo Available | No Photo Available | http://data.mapchannels.com/dualmaps6/map.htm?lat=39.185294&lng=-84.263638
08 | CLERMONT | CLE | IR | 00275 |  | 4.426 |  | SCLEIR00275**N | CLE-275-4.426 | 39.1848 | -84.2638 | 2025-12-31 | Active |  |  |  | State | HL0009418 | 2020-03-16 15:47 |  | State | BC-12 | Conventional | [7 empty] | 1 | [6 empty] | No | No | No |  | HPS | 1 | 200 | [25 empty] | 2025-10-10 14:57 | NULL | 0 |  | mhurlow1 | 2018-05-01 13:53 | dturner | 2020-03-16 17:49 | No | No | No | No | No | Standing | None | None | None | No | No | No |  | No | 2025-10-10 14:57 |  | mneeley | 2025-10-10 14:57 | mneeley | 2025-10-10 14:57 | No Photo Available | No Photo Available | http://data.mapchannels.com/dualmaps6/map.htm?lat=39.184750&lng=-84.263847
08 | CLERMONT | CLE | IR | 00275 |  | 4.466 |  | SCLEIR00275**N | CLE-275-4.466 | 39.1842 | -84.2641 | 2025-12-31 | Active |  |  |  | State | HL0018581 | 2020-03-16 15:40 |  | State | BC-13 | Conventional | [7 empty] | 1 | [6 empty] | No | No | No |  | HPS | 1 | 400 | [25 empty] | 2025-10-10 14:56 | NULL | 0 |  | mhurlow1 | 2018-05-01 13:51 | dturner | 2020-03-16 17:48 | No | No | No | No | No | Standing | None | None | None | No | No | No |  | No | 2025-10-10 14:56 |  | mneeley | 2025-10-10 14:57 | mneeley | 2025-10-10 14:57 | No Photo Available | No Photo Available | http://data.mapchannels.com/dualmaps6/map.htm?lat=39.184188&lng=-84.264058
08 | CLERMONT | CLE | IR | 00275 |  | 4.484 |  | SCLEIR00275**C | CLE-275-4.484 | 39.1838 | -84.2649 | 2025-12-31 | Active |  |  |  | State | HL0025347 | 2020-03-16 16:12 |  | State | Ac15 | Conventional | [7 empty] | 1 | [6 empty] | No | No | No |  | HPS | 1 | 200 | [25 empty] | 2025-10-10 12:49 | NULL | 0 |  | mhurlow1 | 2018-10-03 19:15 | cburden | 2020-03-16 16:24 | No | No | No | No | No | Standing | None | None | None | No | No | No |  | No | 2025-10-10 12:49 |  | mneeley | 2025-10-10 12:49 | mneeley | 2025-10-10 12:49 | No Photo Available | No Photo Available | http://data.mapchannels.com/dualmaps6/map.htm?lat=39.183764&lng=-84.264873
08 | CLERMONT | CLE | IR | 00275 |  | 4.504 |  | SCLEIR00275**N | CLE-275-4.504 | 39.1837 | -84.2643 | 2025-12-31 | Active |  |  |  | State | HL0021320 | 2020-03-16 15:33 |  | State | BC-14 | Conventional | [7 empty] | 1 | [6 empty] | No | No | No |  | HPS | 1 | 200 | [25 empty] | 2025-10-10 14:56 | NULL | 0 |  | mhurlow1 | 2018-05-01 13:51 | dturner | 2020-03-16 17:47 | No | No | No | No | No | Standing | None | None | None | No | No | No |  | No | 2025-10-10 14:56 |  | mneeley | 2025-10-10 14:56 | mneeley | 2025-10-10 14:56 | No Photo Available | No Photo Available | http://data.mapchannels.com/dualmaps6/map.htm?lat=39.183658&lng=-84.264267
08 | CLERMONT | CLE | IR | 00275 |  | 4.693 |  | SCLEIR00275**N | CLE-275-4.693 | 39.181 | -84.2653 | 2025-12-31 | Active |  |  |  | State | HL0007111 | 2020-03-16 17:38 |  | State | BB-15 | Conventional | [7 empty] | 1 | [6 empty] | No | No | No |  | HPS | 1 | 200 | [25 empty] | 2025-10-10 13:52 | NULL | 0 |  | mhurlow1 | 2018-05-01 13:48 | dturner | 2020-03-16 17:38 | No | No | No | No | No | Standing | None | None | None | No | No | No |  | No | 2025-10-10 13:52 |  | mneeley | 2025-10-10 13:52 | mneeley | 2025-10-10 13:52 | No Photo Available | No Photo Available | http://data.mapchannels.com/dualmaps6/map.htm?lat=39.181039&lng=-84.265288
08 | CLERMONT | CLE | IR | 00275 |  | 4.779 |  | SCLEIR00275**C | CLE-275-4.779 | 39.1797 | -84.2664 | 2025-12-31 | Active |  |  |  | State | HL0009607 | 2020-03-16 17:46 |  | State | AC2 | Conventional | [7 empty] | 1 | [6 empty] | No | No | No |  | HPS | 1 | 200 | [25 empty] | 2025-10-10 12:56 | NULL | 0 |  | Dsnyder5 | 2018-06-11 13:07 | cburden | 2020-03-16 17:47 | No | No | No | No | No | Standing | None | None | None | No | No | No |  | No | 2025-10-10 12:56 |  | mneeley | 2025-10-10 12:56 | mneeley | 2025-10-10 12:56 | No Photo Available | No Photo Available | http://data.mapchannels.com/dualmaps6/map.htm?lat=39.179673&lng=-84.266434
08 | CLERMONT | CLE | IR | 00275 |  | 4.819 |  | SCLEIR00275**C | CLE-275-4.819 | 39.1791 | -84.2666 | 2025-12-31 | Active |  |  |  | State | HL0011962 | 2020-03-16 18:03 |  | State | AC1 | Conventional | [7 empty] | 1 | [6 empty] | No | No | No |  | HPS | 1 | 310 | [25 empty] | 2025-10-10 12:56 | NULL | 0 |  | Dsnyder5 | 2018-06-11 13:07 | cburden | 2020-03-16 18:04 | No | No | No | No | No | Standing | None | None | None | No | No | No |  | No | 2025-10-10 12:56 |  | mneeley | 2025-10-10 12:56 | mneeley | 2025-10-10 12:56 | No Photo Available | No Photo Available | http://data.mapchannels.com/dualmaps6/map.htm?lat=39.179107&lng=-84.266646
08 | CLERMONT | CLE | IR | 00275 |  | 5.637 |  | SCLEIR00275**C | CLE-275-5.637 | 39.1674 | -84.2678 | 2025-12-31 | Active |  |  |  | State | HL0030547 | 2020-06-15 14:43 |  | State | B35 | Tower |  | 6 | [12 empty] | No | No | No |  | HPS | 6 | 400 | [25 empty] | 2022-05-20 12:35 | 4 - Needs Inspected in 4 CY | 0 |  | phillip.monnier | 2014-12-19 09:21 | csonner | 2020-06-15 14:44 | No | No | No | No | No | Standing | None | None | None | No | No | No |  |  | 2022-05-20 12:35 |  | csonner1 | 2022-05-20 12:34 | csonner1 | 2022-05-20 12:34 | No Photo Available | No Photo Available | http://data.mapchannels.com/dualmaps6/map.htm?lat=39.167415&lng=-84.267791
08 | CLERMONT | CLE | IR | 00275 |  | 5.753 |  | SCLEIR00275**N | CLE-275-5.753 | 39.166 | -84.2677 | 2025-12-31 | Active |  |  |  | State | HL0030550 | 2020-06-15 14:44 |  | State | B33 | Tower |  | 6 |  | X |  |  |  | 2 | [6 empty] | No | No | No |  | HPS | 6 | 400 | [25 empty] | 2022-05-20 12:57 | 4 - Needs Inspected in 4 CY | 0 |  | phillip.monnier | 2014-12-19 09:25 | jritchie2 | 2026-06-10 17:38 | No | No | No | No | No | Standing | None | None | None | No | No | No |  |  | 2022-05-20 12:57 |  | csonner1 | 2022-05-20 12:56 | csonner1 | 2022-05-20 12:56 | No Photo Available | No Photo Available | http://data.mapchannels.com/dualmaps6/map.htm?lat=39.165963&lng=-84.267703
08 | CLERMONT | CLE | IR | 00275 |  | 5.861 |  | SCLEIR00275**N | CLE-275-5.861 | 39.1644 | -84.2676 | 2025-12-31 | Active |  |  |  | State | HL0030557 | 2020-06-15 15:50 |  | State | B32 | Tower |  | 6 | [12 empty] | No | No | No |  | HPS | 7 | 400 | [25 empty] | 2022-05-20 13:33 | 4 - Needs Inspected in 4 CY | 0 |  | phillip.monnier | 2014-12-19 09:29 | csonner | 2020-06-15 15:50 | No | No | No | No | No | Standing | None | None | None | No | No | No |  |  | 2022-05-20 13:33 |  | csonner1 | 2022-05-20 13:33 | csonner1 | 2022-05-20 13:33 | No Photo Available | No Photo Available | http://data.mapchannels.com/dualmaps6/map.htm?lat=39.164395&lng=-84.267625
08 | CLERMONT | CLE | IR | 00275 |  | 6.34 |  | SCLEIR00275**N | CLE-275-6.340 | 39.1575 | -84.2665 | 2025-12-31 | Active |  |  |  | State | HL0030713 | 2020-06-16 14:37 |  | State | A31 | Tower |  | 6 | [12 empty] | No | No | No |  | HPS | 6 | 400 | [25 empty] | 2025-06-19 17:32 | 7 - Needs Inspected in 7 CY | 0 | 2025-06-19 17:32 | phillip.monnier | 2014-12-19 11:04 | csonner | 2020-06-16 14:37 | No | No | No | No | No | Standing | None | None | None | No | No | No |  | No | 2025-06-19 17:32 | 2025-06-19 17:32 | ascott3 | 2025-06-19 17:33 | ascott3 | 2025-06-19 17:33 | No Photo Available | https://collectorweb.dot.state.oh.us/arcgis/rest/services/HIGHWAY_LIGHTING/HighwayLighting_Reference/FeatureServer/7/553665/attachments/ | http://data.mapchannels.com/dualmaps6/map.htm?lat=39.157469&lng=-84.266529
08 | CLERMONT | CLE | IR | 00275 |  | 6.426 |  | SCLEIR00275**C | CLE-275-6.426 | 39.156 | -84.267 | 2025-12-31 | Active |  |  |  | State | HL0030563 | 2020-06-15 17:17 |  | State | A11 | Tower |  | 6 | [12 empty] | No | No | No |  | HPS | 6 | 400 | [25 empty] | 2022-05-20 14:26 | 4 - Needs Inspected in 4 CY | 0 |  | phillip.monnier | 2014-12-19 09:35 | csonner | 2020-06-15 17:17 | No | No | No | No | No | Standing | None | None | None | No | No | No |  |  | 2022-05-20 14:26 |  | csonner1 | 2022-05-20 14:25 | csonner1 | 2022-05-20 14:25 | No Photo Available | No Photo Available | http://data.mapchannels.com/dualmaps6/map.htm?lat=39.156001&lng=-84.267025
08 | CLERMONT | CLE | IR | 00275 |  | 6.523 |  | SCLEIR00275**C | CLE-275-6.523 | 39.1546 | -84.2669 | 2025-12-31 | Active |  |  |  | State | HL0030570 | 2020-06-15 17:17 |  | State | A13 | Tower |  | 6 | [12 empty] | No | No | No |  | HPS | 4 | 400 | [25 empty] | 2022-05-20 16:12 | 4 - Needs Inspected in 4 CY | 0 |  | phillip.monnier | 2014-12-19 09:39 | csonner | 2020-06-15 17:18 | No | No | No | No | No | Standing | None | None | None | No | No | No |  |  | 2022-05-20 16:12 |  | csonner1 | 2022-05-20 16:11 | csonner1 | 2022-05-20 16:11 | No Photo Available | No Photo Available | http://data.mapchannels.com/dualmaps6/map.htm?lat=39.154610&lng=-84.266864
08 | CLERMONT | CLE | IR | 00275 |  | 6.621 |  | SCLEIR00275**C | CLE-275-6.621 | 39.1532 | -84.2667 | 2025-12-31 | Active |  |  |  | State | HL0030574 | 2020-06-15 17:18 |  | State | A14 | Tower |  | 6 | [12 empty] | No | No | No |  | HPS | 4 | 400 | [25 empty] | 2022-05-20 16:34 | 4 - Needs Inspected in 4 CY | 0 |  | phillip.monnier | 2014-12-19 09:44 | csonner | 2020-06-15 17:18 | No | No | No | No | No | Standing | None | None | None | No | No | No |  |  | 2022-05-20 16:34 |  | csonner1 | 2022-05-20 16:33 | csonner1 | 2022-05-20 16:33 | No Photo Available | No Photo Available | http://data.mapchannels.com/dualmaps6/map.htm?lat=39.153194&lng=-84.266688
08 | CLERMONT | CLE | IR | 00275 |  | 6.704 |  | SCLEIR00275**N | CLE-275-6.704 | 39.1522 | -84.2665 | 2025-12-31 | Active |  |  |  | State | HL0011534 | 2020-05-26 17:46 |  | State | A-1-5 | Low Mast | [14 empty] | No | No | No |  | HPS | 2 | 400 | [25 empty] | 2024-07-01 10:48 | NULL | 0 |  | Dsnyder5 | 2018-06-11 13:04 | dturner | 2020-05-26 17:47 | No | No | No | No | No | Standing | None | None | None | No | No | No |  |  | 2024-07-01 10:48 |  | ascott3 | 2024-07-01 10:48 | ascott3 | 2024-07-01 10:48 | No Photo Available | No Photo Available | http://data.mapchannels.com/dualmaps6/map.htm?lat=39.152202&lng=-84.266532
08 | CLERMONT | CLE | IR | 00275 |  | 6.75 |  | SCLEIR00275**N | CLE-275-6.750 | 39.1515 | -84.2664 | 2025-12-31 | Active |  |  |  | State | HL0013576 | 2020-05-26 18:02 |  | State | A-1-7 | Low Mast | [14 empty] | No | No | No |  | HPS | 1 | 400 | [25 empty] | 2024-06-28 16:15 | NULL | 0 |  | Dsnyder5 | 2018-06-11 13:04 | dturner | 2020-05-26 18:03 | No | No | No | No | No | Standing | Dented | None | None | Yes | No | No | Hole in t-base |  | 2024-06-28 16:15 |  | ascott3 | 2024-06-28 16:15 | ascott3 | 2024-06-28 16:15 | No Photo Available | https://collectorweb.dot.state.oh.us/arcgis/rest/services/HIGHWAY_LIGHTING/HighwayLighting_Reference/FeatureServer/7/483039/attachments/ | http://data.mapchannels.com/dualmaps6/map.htm?lat=39.151545&lng=-84.266446
08 | CLERMONT | CLE | IR | 00275 |  | 6.788 |  | SCLEIR00275**N | CLE-275-6.788 | 39.151 | -84.2664 | 2025-12-31 | Active |  |  |  | State | HL0021670 | 2020-05-26 17:20 |  | State | A-1-8 | Low Mast | [14 empty] | No | No | No |  | HPS | 1 | 400 | [25 empty] | 2024-07-01 10:47 | NULL | 0 |  | Dsnyder5 | 2018-06-11 13:04 | dturner | 2020-05-26 17:21 | No | No | No | No | No | Standing | None | None | None | No | No | No |  |  | 2024-07-01 10:47 |  | ascott3 | 2024-07-01 10:48 | ascott3 | 2024-07-01 10:48 | No Photo Available | No Photo Available | http://data.mapchannels.com/dualmaps6/map.htm?lat=39.150984&lng=-84.266376
08 | CLERMONT | CLE | IR | 00275 |  | 6.828 |  | SCLEIR00275**N | CLE-275-6.828 | 39.1504 | -84.2663 | 2025-12-31 | Active |  |  |  | State | HL0023785 | 2020-05-26 16:56 |  | State | A-1-9 | Low Mast | [14 empty] | No | No | No |  | HPS | 1 | 400 | [25 empty] | 2024-07-01 10:47 | NULL | 0 |  | Dsnyder5 | 2018-06-11 13:04 | dturner | 2020-05-26 16:58 | No | No | No | No | No | Standing | None | None | None | No | No | No |  |  | 2024-07-01 10:47 |  | ascott3 | 2024-07-01 10:47 | ascott3 | 2024-07-01 10:47 | No Photo Available | No Photo Available | http://data.mapchannels.com/dualmaps6/map.htm?lat=39.150405&lng=-84.266285
08 | CLERMONT | CLE | IR | 00275 |  | 9.917 |  | SCLEIR00275**C | CLE-275-9.917 | 39.1081 | -84.2803 | 2025-12-31 | Active |  |  |  | State | HL0018718 | 2020-05-06 13:41 |  | State | 1-A-14 | Low Mast | [14 empty] | No | No | No |  | HPS | 2 | 400 | [25 empty] | 2025-10-15 15:11 | NULL | 0 |  | Dsnyder5 | 2018-06-14 15:00 | dturner | 2020-05-06 15:13 | No | No | No | No | No | Standing | None | None | None | No | No | No |  | No | 2025-10-15 15:11 |  | csonner1 | 2025-10-15 15:11 | csonner1 | 2025-10-15 15:11 | No Photo Available | No Photo Available | http://data.mapchannels.com/dualmaps6/map.htm?lat=39.108130&lng=-84.280289
08 | CLERMONT | CLE | IR | 00275 |  | 9.972 |  | SCLEIR00275**C | CLE-275-9.972 | 39.1074 | -84.2806 | 2025-12-31 | Active |  |  |  | State | HL0035700 |  |  | State | 1-A-13 | Low Mast | [14 empty] | No | No | No |  | HPS | [8 empty] | 480 L-L | [18 empty] | 2024-06-28 15:42 | NULL |  |  | rdixon5 | 2023-02-17 05:51 | rdixon5 | 2023-02-17 05:51 | No | No | No | No | No | Down | None | None | None | No | No | No | no pole |  | 2024-06-28 15:42 |  | ascott3 | 2024-06-28 15:42 | ascott3 | 2024-06-28 15:42 | No Photo Available | https://collectorweb.dot.state.oh.us/arcgis/rest/services/HIGHWAY_LIGHTING/HighwayLighting_Reference/FeatureServer/7/483426/attachments/ | http://data.mapchannels.com/dualmaps6/map.htm?lat=39.107371&lng=-84.280623
08 | CLERMONT | CLE | IR | 00275 |  | 10.026 |  | SCLEIR00275**C | CLE-275-10.026 | 39.1066 | -84.281 | 2025-12-31 | Active |  |  |  | State | HL0020946 |  |  | State | 1-A-12 | Low Mast | [14 empty] | No | No | No |  | HPS | [27 empty] | 2025-10-15 15:10 | NULL |  |  | Dsnyder5 | 2018-06-14 15:00 | dturner | 2020-05-06 14:17 | No | No | No | No | No | Standing | None | None | None | No | No | No |  | No | 2025-10-15 15:10 |  | csonner1 | 2025-10-15 15:10 | csonner1 | 2025-10-15 15:10 | No Photo Available | No Photo Available | http://data.mapchannels.com/dualmaps6/map.htm?lat=39.106627&lng=-84.280959
08 | CLERMONT | CLE | IR | 00275 |  | 10.289 |  | SCLEIR00275**N | CLE-275-10.289 | 39.1032 | -84.2823 | 2025-12-31 | Active |  |  |  | State | HL0030183 | 2020-06-17 17:31 |  | State | 1A9 | Tower |  | 6 | [12 empty] | No | No | No |  | HPS | 6 | 400 | [25 empty] | 2025-06-25 15:11 | 7 - Needs Inspected in 7 CY | 0 | 2025-06-25 15:11 | phillip.monnier | 2014-12-18 10:57 | csonner | 2020-06-17 17:32 | No | No | No | No | No | Standing | None | None | None | No | No | No |  | No | 2025-06-25 15:11 | 2025-06-25 15:11 | ascott3 | 2025-06-25 15:11 | ascott3 | 2025-06-25 15:11 | No Photo Available | https://collectorweb.dot.state.oh.us/arcgis/rest/services/HIGHWAY_LIGHTING/HighwayLighting_Reference/FeatureServer/7/554468/attachments/ | http://data.mapchannels.com/dualmaps6/map.htm?lat=39.103237&lng=-84.282256
08 | CLERMONT | CLE | IR | 00275 |  | 10.382 |  | SCLEIR00275**N | CLE-275-10.382 | 39.102 | -84.2831 | 2025-12-31 | Active |  |  |  | State | HL0030177 | 2020-06-17 17:31 |  | State | 1a7 | Tower |  | 6 | [12 empty] | No | No | No |  | HPS | 6 | 400 | [25 empty] | 2025-06-25 18:37 | 7 - Needs Inspected in 7 CY | 0 | 2025-06-25 18:37 | phillip.monnier | 2014-12-18 10:54 | acode1@Admin | 2022-05-20 12:35 | No | No | No | No | No | Standing | None | None | None | No | No | No |  | No | 2025-06-25 18:37 | 2025-06-25 18:37 | ascott3 | 2025-06-25 18:37 | ascott3 | 2025-06-25 18:37 | No Photo Available | No Photo Available | http://data.mapchannels.com/dualmaps6/map.htm?lat=39.102048&lng=-84.283069
08 | CLERMONT | CLE | IR | 00275 |  | 10.481 |  | SCLEIR00275**C | CLE-275-10.481 | 39.1009 | -84.2851 | 2025-12-31 | Retired |  |  |  | State | HL0030127 |  |  | State | 2a9 | Tower |  | 6 | [12 empty] | No | No | No |  | HPS | [28 empty] | NULL |  |  | phillip.monnier | 2014-12-18 10:35 | phillip.monnier | 2014-12-18 10:35 | No | No | No | No | No | Standing | None | None | None | No | No | No | None ¦ None |  | 2014-12-18 10:35 |  | phillip.monnier | 2014-12-18 10:35 | phillip.monnier | 2014-12-18 10:35 | No Photo Available | No Photo Available | http://data.mapchannels.com/dualmaps6/map.htm?lat=39.100893&lng=-84.285133
08 | CLERMONT | CLE | IR | 00275 |  | 10.482 |  | SCLEIR00275**C | CLE-275-10.482 | 39.1009 | -84.2851 | 2025-12-31 | Active |  |  |  | State | HL0030132 | 2020-06-17 13:12 |  | State | N/A | Tower |  | 6 | [12 empty] | No | No | No |  | HPS | 6 | 400 | [25 empty] | 2022-05-18 12:49 | 4 - Needs Inspected in 4 CY | 0 |  | phillip.monnier | 2014-12-18 10:36 | csonner | 2020-06-17 13:12 | No | No | No | No | No | Standing | None | None | None | No | No | No |  |  | 2022-05-18 12:49 |  | csonner1 | 2022-05-18 12:49 | csonner1 | 2022-05-18 12:49 | No Photo Available | No Photo Available | http://data.mapchannels.com/dualmaps6/map.htm?lat=39.100855&lng=-84.285089
08 | CLERMONT | CLE | IR | 00275 |  | 10.577 |  | SCLEIR00275**C | CLE-275-10.577 | 39.0996 | -84.2859 | 2025-12-31 | Retired |  |  |  | State | HL0030101 |  |  | State | N/A | Tower |  | 6 | [12 empty] | No | No | No |  | HPS | [28 empty] | NULL |  |  | phillip.monnier | 2014-12-18 10:22 | phillip.monnier | 2014-12-18 10:22 | No | No | No | No | No | Standing | None | None | None | No | No | No | None ¦ None |  | 2014-12-18 10:22 |  | phillip.monnier | 2014-12-18 10:22 | phillip.monnier | 2014-12-18 10:22 | No Photo Available | No Photo Available | http://data.mapchannels.com/dualmaps6/map.htm?lat=39.099617&lng=-84.285876
08 | CLERMONT | CLE | IR | 00275 |  | 10.58 |  | SCLEIR00275**C | CLE-275-10.580 | 39.0996 | -84.2859 | 2025-12-31 | Active |  |  |  | State | HL0030098 | 2020-06-17 12:13 |  | State | 2a10 | Tower |  | 6 | [12 empty] | No | No | No |  | HPS | 6 | 400 | [25 empty] | 2021-07-12 18:30 | 3 - Needs Inspected in 3 CY | 0 |  | phillip.monnier | 2014-12-18 10:21 | csonner | 2020-06-17 12:15 | No | No | No | No | No | Standing | None | None | None | No | No | No |  |  | 2021-07-12 18:30 |  | odotonline\rdixon5 | 2021-07-12 18:30 | odotonline\rdixon5 | 2021-07-12 18:30 | No Photo Available | No Photo Available | http://data.mapchannels.com/dualmaps6/map.htm?lat=39.099559&lng=-84.285853
08 | CLERMONT | CLE | IR | 00275 |  | 10.683 |  | SCLEIR00275**C | CLE-275-10.683 | 39.0981 | -84.2864 | 2025-12-31 | Active |  |  |  | State | HL0004149 | 2020-05-06 14:18 |  | State | 3A-1 | Low Mast | [14 empty] | No | No | No |  | HPS | 2 | 400 | [25 empty] | 2025-10-15 15:11 | NULL | 0 |  | mhurlow1 | 2018-10-04 12:08 | dturner | 2020-05-06 15:12 | No | No | No | No | No | Standing | None | None | None | No | No | No |  | No | 2025-10-15 15:11 |  | csonner1 | 2025-10-15 15:11 | csonner1 | 2025-10-15 15:11 | No Photo Available | No Photo Available | http://data.mapchannels.com/dualmaps6/map.htm?lat=39.098091&lng=-84.286393
08 | CLERMONT | CLE | IR | 00275 |  | 10.73 |  | SCLEIR00275**C | CLE-275-10.730 | 39.0975 | -84.2868 | 2025-12-31 | Active |  |  |  | State | HL0022742 | 2020-05-06 14:47 |  | State | 3A-2 | Low Mast | [14 empty] | No | No | No |  | HPS | 2 | 400 | [25 empty] | 2025-10-15 15:12 | NULL | 0 |  | Dsnyder5 | 2018-06-14 14:47 | dturner | 2020-05-06 15:12 | No | No | No | No | No | Standing | None | None | None | No | No | No |  | No | 2025-10-15 15:12 |  | csonner1 | 2025-10-15 15:12 | csonner1 | 2025-10-15 15:12 | No Photo Available | No Photo Available | http://data.mapchannels.com/dualmaps6/map.htm?lat=39.097487&lng=-84.286798
08 | CLERMONT | CLE | IR | 00275 |  | 10.778 |  | SCLEIR00275**C | CLE-275-10.778 | 39.0969 | -84.2872 | 2025-12-31 | Active |  |  |  | State | HL0002973 | 2020-05-06 15:11 |  | State | 3A-3 | Low Mast | [14 empty] | No | No | No |  | HPS | 2 | 400 | [25 empty] | 2025-10-15 15:12 | NULL | 0 |  | Dsnyder5 | 2018-06-14 14:47 | dturner | 2020-05-06 15:12 | No | No | No | No | No | Standing | None | None | None | No | No | No |  | No | 2025-10-15 15:12 |  | csonner1 | 2025-10-15 15:12 | csonner1 | 2025-10-15 15:12 | No Photo Available | No Photo Available | http://data.mapchannels.com/dualmaps6/map.htm?lat=39.096878&lng=-84.287204
08 | CLERMONT | CLE | IR | 00275 |  | 10.826 |  | SCLEIR00275**C | CLE-275-10.826 | 39.0962 | -84.2876 | 2025-12-31 | Active |  |  |  | State | HL0014120 | 2020-05-06 15:40 |  | State | 3A-4 | Low Mast | [14 empty] | No | No | No |  | HPS | 2 | 400 | [25 empty] | 2025-10-15 15:12 | NULL | 0 |  | Dsnyder5 | 2018-06-14 14:47 | dturner | 2020-05-06 15:40 | No | No | No | No | No | Standing | None | None | None | No | No | No |  | No | 2025-10-15 15:12 |  | csonner1 | 2025-10-15 15:13 | csonner1 | 2025-10-15 15:13 | No Photo Available | No Photo Available | http://data.mapchannels.com/dualmaps6/map.htm?lat=39.096248&lng=-84.287563
08 | CLERMONT | CLE | IR | 00275 |  | 10.872 |  | SCLEIR00275**C | CLE-275-10.872 | 39.0956 | -84.2879 | 2025-12-31 | Active |  |  |  | State | HL0003837 | 2020-05-06 16:51 |  | State | 3A-5 | Low Mast | [14 empty] | No | No | No |  | HPS | 2 | 400 | [25 empty] | 2025-10-15 15:13 | NULL | 0 |  | Dsnyder5 | 2018-06-14 14:47 | dturner | 2020-05-06 16:51 | No | No | No | No | No | Standing | None | None | None | No | No | No |  | No | 2025-10-15 15:13 |  | csonner1 | 2025-10-15 15:13 | csonner1 | 2025-10-15 15:13 | No Photo Available | No Photo Available | http://data.mapchannels.com/dualmaps6/map.htm?lat=39.095635&lng=-84.287881
08 | CLERMONT | CLE | IR | 00275 |  | 10.922 |  | SCLEIR00275**C | CLE-275-10.922 | 39.095 | -84.2882 | 2025-12-31 | Active |  |  |  | State | HL0007138 |  |  | State | 3A-6 | Low Mast | [14 empty] | No | No | No |  | HPS | [27 empty] | 2025-10-15 15:13 | NULL |  |  | Dsnyder5 | 2018-06-14 14:46 | dturner | 2020-05-06 17:17 | No | No | No | No | No | Standing | None | None | None | No | No | No |  | No | 2025-10-15 15:13 |  | csonner1 | 2025-10-15 15:13 | csonner1 | 2025-10-15 15:13 | No Photo Available | No Photo Available | http://data.mapchannels.com/dualmaps6/map.htm?lat=39.094966&lng=-84.288196
08 | CLERMONT | CLE | IR | 00275 |  | 10.967 |  | SCLEIR00275**C | CLE-275-10.967 | 39.0943 | -84.2884 | 2025-12-31 | Active |  |  |  | State | HL0011044 | 2020-05-06 17:17 |  | State | 3A-7 | Low Mast | [14 empty] | No | No | No |  | HPS | 2 | 400 | [25 empty] | 2025-10-15 15:14 | NULL | 0 |  | Dsnyder5 | 2018-06-14 14:46 | dturner | 2020-05-06 17:17 | No | No | No | No | No | Standing | None | None | None | No | No | No |  | No | 2025-10-15 15:14 |  | csonner1 | 2025-10-15 15:14 | csonner1 | 2025-10-15 15:14 | No Photo Available | No Photo Available | http://data.mapchannels.com/dualmaps6/map.htm?lat=39.094336&lng=-84.288445
08 | CLERMONT | CLE | IR | 00275 |  | 11.035 |  | SCLEIR00275**N | CLE-275-11.035 | 39.0937 | -84.2886 | 2025-12-31 | Active |  |  |  | State | HL0006625 | 2020-05-06 17:42 |  | State | 3A-8 | Low Mast | [14 empty] | No | No | No |  | HPS | 2 | 400 | [25 empty] | 2025-10-15 15:14 | NULL | 0 |  | Dsnyder5 | 2018-06-14 14:46 | dturner | 2020-05-06 17:43 | No | No | No | No | No | Standing | None | None | None | No | No | No |  | No | 2025-10-15 15:14 |  | csonner1 | 2025-10-15 15:14 | csonner1 | 2025-10-15 15:14 | No Photo Available | No Photo Available | http://data.mapchannels.com/dualmaps6/map.htm?lat=39.093661&lng=-84.288643
08 | CLERMONT | CLE | IR | 00275 |  | 11.082 |  | SCLEIR00275**N | CLE-275-11.082 | 39.093 | -84.2888 | 2025-12-31 | Active |  |  |  | State | HL0013245 | 2020-05-06 18:10 |  | State | 3A-9 | Low Mast | [14 empty] | No | No | No |  | HPS | 2 | 400 | [25 empty] | 2025-10-15 15:14 | NULL | 0 |  | Dsnyder5 | 2018-06-14 14:46 | dturner | 2020-05-06 18:10 | No | No | No | No | No | Standing | None | None | None | No | No | No |  | No | 2025-10-15 15:14 |  | csonner1 | 2025-10-15 15:14 | csonner1 | 2025-10-15 15:14 | No Photo Available | No Photo Available | http://data.mapchannels.com/dualmaps6/map.htm?lat=39.092983&lng=-84.288831
08 | CLERMONT | CLE | IR | 00275 |  | 11.129 |  | SCLEIR00275**N | CLE-275-11.129 | 39.0923 | -84.289 | 2025-12-31 | Active |  |  |  | State | HL0004863 | 2020-05-26 13:14 |  | State | 3-A-10 | Low Mast | [14 empty] | No | No | No |  | HPS | 2 | 400 | [25 empty] | 2025-10-15 15:15 | NULL | 0 |  | Dsnyder5 | 2018-06-14 14:46 | dturner | 2020-05-26 13:14 | No | No | No | No | No | Standing | None | None | None | No | No | No |  | No | 2025-10-15 15:15 |  | csonner1 | 2025-10-15 15:15 | csonner1 | 2025-10-15 15:15 | No Photo Available | No Photo Available | http://data.mapchannels.com/dualmaps6/map.htm?lat=39.092308&lng=-84.288976
08 | CLERMONT | CLE | IR | 00275 |  | 11.176 |  | SCLEIR00275**N | CLE-275-11.176 | 39.0916 | -84.2891 | 2025-12-31 | Active |  |  |  | State | HL0001551 | 2020-05-26 13:37 |  | State | 3-A-11 | Low Mast | [14 empty] | No | No | No |  | HPS | 2 | 400 | [25 empty] | 2025-10-15 15:15 | NULL | 0 |  | Dsnyder5 | 2018-06-14 14:46 | dturner | 2020-05-26 13:37 | No | No | No | No | No | Standing | None | None | None | No | No | No |  | No | 2025-10-15 15:15 |  | csonner1 | 2025-10-15 15:15 | csonner1 | 2025-10-15 15:15 | No Photo Available | No Photo Available | http://data.mapchannels.com/dualmaps6/map.htm?lat=39.091634&lng=-84.289083
08 | CLERMONT | CLE | IR | 00275 |  | 11.223 |  | SCLEIR00275**N | CLE-275-11.223 | 39.0909 | -84.2892 | 2025-12-31 | Active |  |  |  | State | HL0010801 | 2020-05-26 13:53 |  | State | 3-A-12 | Low Mast | [14 empty] | No | No | No |  | HPS | 2 | 400 | [25 empty] | 2025-10-15 15:15 | NULL | 0 |  | Dsnyder5 | 2018-06-14 14:46 | dturner | 2020-05-26 13:53 | No | No | No | No | No | Standing | None | None | None | No | No | No |  | No | 2025-10-15 15:15 |  | csonner1 | 2025-10-15 15:16 | csonner1 | 2025-10-15 15:16 | No Photo Available | No Photo Available | http://data.mapchannels.com/dualmaps6/map.htm?lat=39.090947&lng=-84.289164
08 | CLERMONT | CLE | IR | 00275 |  | 11.271 |  | SCLEIR00275**N | CLE-275-11.271 | 39.0903 | -84.2892 | 2025-12-31 | Active |  |  |  | State | HL0015113 | 2020-05-26 14:09 |  | State | 3-A-13 | Low Mast | [14 empty] | No | No | No |  | HPS | 2 | 400 | [25 empty] | 2025-10-15 15:16 | NULL | 0 |  | Dsnyder5 | 2018-06-14 14:46 | dturner | 2020-05-26 14:09 | No | No | No | No | No | Standing | None | None | None | No | No | No |  | No | 2025-10-15 15:16 |  | csonner1 | 2025-10-15 15:16 | csonner1 | 2025-10-15 15:16 | No Photo Available | No Photo Available | http://data.mapchannels.com/dualmaps6/map.htm?lat=39.090255&lng=-84.289244
08 | CLERMONT | CLE | IR | 00275 |  | 11.318 |  | SCLEIR00275**N | CLE-275-11.318 | 39.0896 | -84.2893 | 2025-12-31 | Active |  |  |  | State | HL0026487 | 2020-05-26 14:28 |  | State | 3-A-14 | Low Mast | [14 empty] | No | No | No |  | HPS | 2 | 400 | [25 empty] | 2025-10-15 15:16 | NULL | 0 |  | Dsnyder5 | 2018-06-14 14:46 | dturner | 2020-05-26 14:29 | No | No | No | No | No | Standing | None | None | None | No | No | No |  | No | 2025-10-15 15:16 |  | csonner1 | 2025-10-15 15:16 | csonner1 | 2025-10-15 15:16 | No Photo Available | No Photo Available | http://data.mapchannels.com/dualmaps6/map.htm?lat=39.089581&lng=-84.289335
08 | CLERMONT | CLE | IR | 00275 |  | 11.349 |  | SCLEIR00275**C | CLE-275-11.349 | 39.0889 | -84.2894 | 2025-12-31 | Active |  |  |  | State | HL0024514 | 2020-05-26 14:47 |  | State | 3-A-15 | Low Mast | [14 empty] | No | No | No |  | HPS | 2 | 400 | [25 empty] | 2025-10-15 15:17 | NULL | 0 |  | Dsnyder5 | 2018-06-14 14:46 | dturner | 2020-05-26 14:48 | No | No | No | No | No | Standing | None | None | None | No | No | No |  | No | 2025-10-15 15:17 |  | csonner1 | 2025-10-15 15:17 | csonner1 | 2025-10-15 15:17 | No Photo Available | No Photo Available | http://data.mapchannels.com/dualmaps6/map.htm?lat=39.088898&lng=-84.289432
08 | CLERMONT | CLE | IR | 00275 |  | 11.396 |  | SCLEIR00275**C | CLE-275-11.396 | 39.0882 | -84.2895 | 2025-12-31 | Active |  |  |  | State | HL0020908 | 2020-05-26 15:03 |  | State | 3-A-16 | Low Mast | [14 empty] | No | No | No |  | HPS | 2 | 400 | [25 empty] | 2025-10-15 15:17 | NULL | 0 |  | Dsnyder5 | 2018-06-14 14:46 | dturner | 2020-05-26 15:03 | No | No | No | No | No | Standing | None | None | None | No | No | No |  | No | 2025-10-15 15:17 |  | csonner1 | 2025-10-15 15:17 | csonner1 | 2025-10-15 15:17 | No Photo Available | No Photo Available | http://data.mapchannels.com/dualmaps6/map.htm?lat=39.088211&lng=-84.289523
08 | CLERMONT | CLE | IR | 00275 |  | 12.403 |  | SCLEIR00275**C | CLE-275-12.403 | 39.0742 | -84.294 | 2025-12-31 | Active |  |  |  | State | HL0019294 | 2020-05-26 16:04 |  | State | 3-C-1 | Low Mast | No | 4 | A | X |  |  |  | 2 |  |  |  |  | No | No | No | No | No |  | LED | 2 |  |  |  | No | [22 empty] | 2025-10-15 12:41 | NULL |  |  | Dsnyder5 | 2018-06-14 14:41 | jritchie2 | 2026-06-17 15:43 | No | No | No | No | No | Standing | None | None | None | No | No | No |  | No | 2025-10-15 12:41 |  | csonner1 | 2025-10-15 12:41 | csonner1 | 2025-10-15 12:41 | No Photo Available | No Photo Available | http://data.mapchannels.com/dualmaps6/map.htm?lat=39.074188&lng=-84.294000
08 | CLERMONT | CLE | IR | 00275 |  | 12.469 |  | SCLEIR00275**C | CLE-275-12.469 | 39.0733 | -84.2946 | 2025-12-31 | Active |  |  |  | State | HL0024361 | 2020-05-26 16:13 |  | State | 3-C-2 | Low Mast | No | 4 | AT | A |  |  |  | 2 |  |  |  |  | No |  | No | No | No |  | HPS | 2 | 400 | [25 empty] | 2025-10-15 12:41 | NULL | 0 |  | Dsnyder5 | 2018-06-14 14:41 | jritchie2 | 2026-06-17 15:44 | No | No | No | No | No | Standing | None | None | None | No | No | No |  | No | 2025-10-15 12:41 |  | csonner1 | 2025-10-15 12:41 | csonner1 | 2025-10-15 12:41 | No Photo Available | No Photo Available | http://data.mapchannels.com/dualmaps6/map.htm?lat=39.073342&lng=-84.294579
08 | CLERMONT | CLE | IR | 00275 |  | 12.549 |  | SCLEIR00275**N | CLE-275-12.549 | 39.0726 | -84.2951 | 2025-12-31 | Active |  |  |  | State | HL0005615 | 2020-05-26 16:24 |  | State | 3-C-3 | Low Mast | No | 4 | AT | A |  |  |  | 2 |  |  |  |  | No |  | No | No | No |  | LED | 2 |  | 120 | [24 empty] | 2025-10-15 12:40 | NULL |  |  | Dsnyder5 | 2018-06-14 14:42 | jritchie2 | 2026-06-17 15:45 | No | No | No | No | No | Standing | None | None | None | No | No | No |  | No | 2025-10-15 12:40 |  | csonner1 | 2025-10-15 12:40 | csonner1 | 2025-10-15 12:40 | No Photo Available | No Photo Available | http://data.mapchannels.com/dualmaps6/map.htm?lat=39.072641&lng=-84.295078
08 | CLERMONT | CLE | IR | 00275 |  | 13.078 |  | SCLEIR00275**N | CLE-275-13.078 | 39.0667 | -84.3012 | 2025-12-31 | Active |  |  |  | State | HL0028735 | 2020-03-26 17:12 |  | State | 3B7 | Tower |  | 6 | [12 empty] | No | No | No |  | HPS | 6 | 400 | [25 empty] | 2025-06-23 17:35 | 7 - Needs Inspected in 7 CY | 0 | 2025-06-23 17:35 | teri.scanlon | 2014-12-15 10:21 | csonner | 2020-03-26 17:13 | No | No | No | No | No | Standing | None | None | None | No | No | No |  | No | 2025-06-23 17:35 | 2025-06-23 17:35 | ascott3 | 2025-06-23 17:35 | ascott3 | 2025-06-23 17:35 | No Photo Available | https://collectorweb.dot.state.oh.us/arcgis/rest/services/HIGHWAY_LIGHTING/HighwayLighting_Reference/FeatureServer/7/549256/attachments/ | http://data.mapchannels.com/dualmaps6/map.htm?lat=39.066662&lng=-84.301205
08 | CLERMONT | CLE | IR | 00275 |  | 13.248 |  | SCLEIR00275**C | CLE-275-13.248 | 39.0653 | -84.3047 | 2025-12-31 | Active |  |  |  | State | HL0040934 |  |  | State | 3A3 | Low Mast | [14 empty] | No | No | No |  | HPS | 2 | [26 empty] | 2025-10-15 13:27 | NULL |  |  | csonner1 | 2025-10-15 13:27 | csonner1 | 2025-10-15 13:27 | No | No | No | No | No | Standing | None | None | None | No | No | No |  | No | 2025-10-15 13:27 |  | csonner1 | 2025-10-15 13:28 | csonner1 | 2025-10-15 13:28 | No Photo Available | No Photo Available | http://data.mapchannels.com/dualmaps6/map.htm?lat=39.065345&lng=-84.304676
08 | CLERMONT | CLE | IR | 00275 |  | 13.343 |  | SCLEIR00275**N | CLE-275-13.343 | 39.0649 | -84.3056 | 2025-12-31 | Active |  |  |  | State | HL0038816 |  |  | State | 3A-2 | Low Mast | [14 empty] | No | No | No |  | HPS | [27 empty] | 2025-10-15 12:36 | NULL |  |  | ascott3 | 2024-06-28 13:03 | ascott3 | 2024-06-28 13:03 | No | No | No | No | No | Standing | None | None | None | No | No | No |  | No | 2025-10-15 12:36 |  | csonner1 | 2025-10-15 12:37 | csonner1 | 2025-10-15 12:37 | No Photo Available | No Photo Available | http://data.mapchannels.com/dualmaps6/map.htm?lat=39.064867&lng=-84.305605
08 | CLERMONT | CLE | IR | 00275 |  | 13.394 |  | SCLEIR00275**N | CLE-275-13.394 | 39.0645 | -84.3064 | 2025-12-31 | Active |  |  |  | State | HL0038815 |  |  | State | 3A-1 | Low Mast | [14 empty] | No | No | No |  | HPS | [27 empty] | 2025-10-15 12:36 | NULL |  |  | ascott3 | 2024-06-28 12:54 | ascott3 | 2024-06-28 12:54 | No | No | No | No | No | Standing | None | None | None | No | No | No |  | No | 2025-10-15 12:36 |  | csonner1 | 2025-10-15 12:36 | csonner1 | 2025-10-15 12:36 | No Photo Available | No Photo Available | http://data.mapchannels.com/dualmaps6/map.htm?lat=39.064510&lng=-84.306422
08 | CLERMONT | CLE | RA | 13000 |  | 0.15 |  | SCLERA13000**C | CLE-13000-0.150 | 39.0719 | -84.2964 | 2025-12-31 | Active |  |  |  | State | HL0028646 | 2020-03-30 13:08 |  | State | 3C6 | Tower |  | 6 | [12 empty] | No | No | No |  | HPS | 4 | 400 | [25 empty] | 2025-06-23 15:08 | 7 - Needs Inspected in 7 CY | 0 | 2025-06-23 15:08 | teri.scanlon | 2014-12-15 09:24 | csonner | 2020-03-30 13:08 | No | No | No | No | No | Standing | None | None | None | No | No | No |  | No | 2025-06-23 15:08 | 2025-06-23 15:08 | ascott3 | 2025-06-23 15:09 | ascott3 | 2025-06-23 15:09 | No Photo Available | https://collectorweb.dot.state.oh.us/arcgis/rest/services/HIGHWAY_LIGHTING/HighwayLighting_Reference/FeatureServer/7/554466/attachments/ | http://data.mapchannels.com/dualmaps6/map.htm?lat=39.071865&lng=-84.296411
08 | CLERMONT | CLE | RA | 13000 |  | 0.252 |  | SCLERA13000**C | CLE-13000-0.252 | 39.0706 | -84.2976 | 2025-12-31 | Active |  |  |  | State | HL0028652 | 2020-03-30 13:09 |  | State | 3C7 | Tower |  | 6 | [12 empty] | No | No | No |  | HPS | 6 | 400 | [25 empty] | 2025-06-23 15:50 | 7 - Needs Inspected in 7 CY | 0 | 2025-06-23 15:50 | teri.scanlon | 2014-12-15 09:28 | csonner | 2020-03-30 13:09 | No | No | No | No | No | Standing | None | None | None | No | No | No |  | No | 2025-06-23 15:50 | 2025-06-23 15:50 | ascott3 | 2025-06-23 15:58 | ascott3 | 2025-06-23 15:58 | No Photo Available | No Photo Available | http://data.mapchannels.com/dualmaps6/map.htm?lat=39.070616&lng=-84.297627
08 | CLERMONT | CLE | RA | 13001 |  | 0.011 |  | SCLERA13001**C | CLE-13001-0.011 | 39.0666 | -84.2971 | 2025-12-31 | Active |  |  |  | State | HL0022399 | 2020-03-24 13:47 |  | State | 3B-3 | Conventional | [7 empty] | 1 | [6 empty] | No | No | No |  | HPS | 1 | 200 | [25 empty] | 2025-10-15 12:38 | NULL | 0 |  | mhurlow1 | 2018-05-02 12:54 | dturner | 2020-03-24 13:49 | No | No | No | No | No | Standing | None | None | None | No | No | No |  | No | 2025-10-15 12:38 |  | csonner1 | 2025-10-15 12:39 | csonner1 | 2025-10-15 12:39 | No Photo Available | No Photo Available | http://data.mapchannels.com/dualmaps6/map.htm?lat=39.066593&lng=-84.297059
08 | CLERMONT | CLE | RA | 13001 |  | 0.061 |  | SCLERA13001**C | CLE-13001-0.061 | 39.0672 | -84.2976 | 2025-12-31 | Active |  |  |  | State | HL0028678 | 2020-03-27 16:36 |  | State | 3b4 | Tower |  | 6 | [12 empty] | No | No | No |  | HPS | 4 | 400 | [25 empty] | 2025-06-23 13:21 | 7 - Needs Inspected in 7 CY | 0 | 2025-06-23 13:21 | teri.scanlon | 2014-12-15 09:46 | csonner | 2020-03-27 16:36 | No | No | No | No | No | Standing | None | None | None | No | No | No |  | No | 2025-06-23 13:21 | 2025-06-23 13:21 | ascott3 | 2025-06-23 13:21 | ascott3 | 2025-06-23 13:21 | No Photo Available | https://collectorweb.dot.state.oh.us/arcgis/rest/services/HIGHWAY_LIGHTING/HighwayLighting_Reference/FeatureServer/7/553265/attachments/ | http://data.mapchannels.com/dualmaps6/map.htm?lat=39.067194&lng=-84.297567
08 | CLERMONT | CLE | RA | 13001 |  | 0.308 |  | SCLERA13001**C | CLE-13001-0.308 | 39.0703 | -84.2964 | 2025-12-31 | Active |  |  |  | State | HL0028680 | 2020-03-27 14:13 |  | State | 3C5 | Tower |  | 6 | [12 empty] | No | No | No |  | HPS | 4 | 400 | [25 empty] | 2025-06-23 14:11 | 7 - Needs Inspected in 7 CY | 0 | 2025-06-23 14:11 | teri.scanlon | 2014-12-15 09:49 | csonner | 2020-03-27 14:14 | No | No | No | No | No | Standing | None | None | None | No | No | No | Trees need cut high up can’t reach with saw | No | 2025-06-23 14:11 | 2025-06-23 14:11 | ascott3 | 2025-06-23 14:11 | ascott3 | 2025-06-23 14:12 | No Photo Available | https://collectorweb.dot.state.oh.us/arcgis/rest/services/HIGHWAY_LIGHTING/HighwayLighting_Reference/FeatureServer/7/552866/attachments/ | http://data.mapchannels.com/dualmaps6/map.htm?lat=39.070299&lng=-84.296432
08 | CLERMONT | CLE | RA | 13001 |  | 0.443 |  | SCLERA13001**C | CLE-13001-0.443 | 39.072 | -84.2952 | 2025-12-31 | Active |  |  |  | State | HL0040394 | 2020-03-27 14:14 |  | State | 3c4 | Tower |  | 6 | [12 empty] | No | No | No |  | HPS | 4 | 400 | [25 empty] | 2025-06-23 14:37 | 7 - Needs Inspected in 7 CY | 0 | 2025-06-23 14:37 | ascott3 | 2025-06-23 14:35 | ascott3 | 2025-06-23 14:35 | No | No | No | No | No | Standing | None | None | None | No | No | No |  | No | 2025-06-23 14:37 | 2025-06-23 14:37 | ascott3 | 2025-06-23 14:51 | ascott3 | 2025-06-23 14:51 | No Photo Available | No Photo Available | http://data.mapchannels.com/dualmaps6/map.htm?lat=39.072032&lng=-84.295241
08 | CLERMONT | CLE | RA | 13002 |  | 0.037 |  | SCLERA13002**C | CLE-13002-0.037 | 39.0696 | -84.3016 | 2025-12-31 | Active |  |  |  | State | HL0011298 | 2020-03-23 17:59 |  | State | 3B-11 | Conventional | No |  | AT | A |  |  |  | 1 |  |  |  |  | No | No | No | No | No |  | HPS | 1 | 200 | [25 empty] | 2025-10-15 12:33 | NULL | 0 |  | mhurlow1 | 2018-05-02 12:48 | jritchie2 | 2026-06-17 15:47 | No | No | No | No | No | Standing | None | None | None | No | No | No |  | No | 2025-10-15 12:33 |  | csonner1 | 2025-10-15 12:33 | csonner1 | 2025-10-15 12:33 | No Photo Available | No Photo Available | http://data.mapchannels.com/dualmaps6/map.htm?lat=39.069613&lng=-84.301638
08 | CLERMONT | CLE | RA | 13002 |  | 0.189 |  | SCLERA13002**C | CLE-13002-0.189 | 39.0677 | -84.301 | 2025-12-31 | Active |  |  |  | State | HL0028664 | 2020-03-26 15:47 |  | State | 3a6 | Tower |  | 6 | [12 empty] | No | No | No |  | HPS | 5 | 400 | [25 empty] | 2025-06-23 16:42 | 7 - Needs Inspected in 7 CY | 0 | 2025-06-23 16:42 | teri.scanlon | 2014-12-15 09:37 | csonner | 2020-03-26 15:48 | No | No | No | No | No | Standing | None | None | None | No | No | No |  | No | 2025-06-23 16:42 | 2025-06-23 16:42 | ascott3 | 2025-06-23 16:42 | ascott3 | 2025-06-23 16:42 | No Photo Available | https://collectorweb.dot.state.oh.us/arcgis/rest/services/HIGHWAY_LIGHTING/HighwayLighting_Reference/FeatureServer/7/553267/attachments/ | http://data.mapchannels.com/dualmaps6/map.htm?lat=39.067733&lng=-84.301007
08 | CLERMONT | CLE | RA | 13002 |  | 0.331 |  | SCLERA13002**C | CLE-13002-0.331 | 39.0665 | -84.3031 | 2025-12-31 | Active |  |  |  | State | HL0028705 | 2020-03-26 16:14 |  | State | 3a5 | Tower |  | 6 | [12 empty] | No | No | No |  | HPS | 4 | 400 | [25 empty] | 2025-06-23 17:02 | 7 - Needs Inspected in 7 CY | 0 |  | teri.scanlon | 2014-12-15 10:07 | csonner | 2020-03-26 16:15 | No | No | No | No | No | Standing | None | None | None | No | No | No | Need plugs and wiring | Yes | 2025-06-23 17:02 |  | ascott3 | 2025-06-23 17:02 | ascott3 | 2025-06-23 17:11 | No Photo Available | No Photo Available | http://data.mapchannels.com/dualmaps6/map.htm?lat=39.066470&lng=-84.303092
08 | CLERMONT | CLE | RA | 13003 |  | 0.102 |  | SCLERA13003**C | CLE-13003-0.102 | 39.0656 | -84.3035 | 2025-12-31 | Active |  |  |  | State | HL0028724 | 2020-03-26 16:44 |  | State | 3a4 | Tower |  | 6 | [12 empty] | No | No | No |  | HPS | 4 | 400 | [25 empty] | 2025-06-23 17:16 | 7 - Needs Inspected in 7 CY | 0 | 2025-06-23 17:16 | teri.scanlon | 2014-12-15 10:18 | csonner | 2020-03-26 16:44 | No | No | No | No | No | Standing | None | None | None | No | No | No |  | No | 2025-06-23 17:16 | 2025-06-23 17:16 | ascott3 | 2025-06-23 17:16 | ascott3 | 2025-06-23 17:16 | No Photo Available | https://collectorweb.dot.state.oh.us/arcgis/rest/services/HIGHWAY_LIGHTING/HighwayLighting_Reference/FeatureServer/7/550866/attachments/ | http://data.mapchannels.com/dualmaps6/map.htm?lat=39.065553&lng=-84.303491
08 | CLERMONT | CLE | RA | 13004 |  | 0.023 |  | SCLERA13004**C | CLE-13004-0.023 | 39.0691 | -84.2994 | 2025-12-31 | Active |  |  |  | State | HL0028769 | 2020-03-30 13:15 |  | State | 3b8 | Tower |  | 6 | [12 empty] | No | No | No |  | HPS | 5 | 400 | [25 empty] | 2025-06-23 16:16 | 7 - Needs Inspected in 7 CY | 0 | 2025-06-23 16:16 | teri.scanlon | 2014-12-15 10:44 | csonner | 2020-03-30 14:07 | No | No | No | No | No | Standing | None | None | None | No | No | No |  | No | 2025-06-23 16:16 | 2025-06-23 16:16 | ascott3 | 2025-06-23 16:17 | ascott3 | 2025-06-23 16:17 | No Photo Available | https://collectorweb.dot.state.oh.us/arcgis/rest/services/HIGHWAY_LIGHTING/HighwayLighting_Reference/FeatureServer/7/551266/attachments/ | http://data.mapchannels.com/dualmaps6/map.htm?lat=39.069115&lng=-84.299402
08 | CLERMONT | CLE | RA | 13004 |  | 0.156 |  | SCLERA13004**C | CLE-13004-0.156 | 39.0702 | -84.2993 | 2025-12-31 | Active |  |  |  | State | HL0028775 | 2020-03-30 13:18 |  | State | 3B9 | Tower |  | 6 | [12 empty] | No | No | No |  | HPS | 6 | 400 | [25 empty] | 2025-06-23 15:58 | 7 - Needs Inspected in 7 CY | 0 | 2025-06-23 15:58 | teri.scanlon | 2014-12-15 10:47 | csonner | 2020-03-30 14:09 | No | No | No | No | No | Standing | None | None | None | No | No | No |  | No | 2025-06-23 15:58 | 2025-06-23 15:58 | ascott3 | 2025-06-23 15:59 | ascott3 | 2025-06-23 15:59 | No Photo Available | https://collectorweb.dot.state.oh.us/arcgis/rest/services/HIGHWAY_LIGHTING/HighwayLighting_Reference/FeatureServer/7/553266/attachments/ | http://data.mapchannels.com/dualmaps6/map.htm?lat=39.070239&lng=-84.299326
08 | CLERMONT | CLE | RA | 13005 |  | 0.148 |  | SCLERA13005**C | CLE-13005-0.148 | 39.0667 | -84.2993 | 2025-12-31 | Active |  |  |  | State | HL0028757 | 2020-03-27 13:32 |  | State | 3B5 | Tower |  | 6 | [12 empty] | No | No | No |  | HPS | 5 | 400 | [25 empty] | 2025-06-25 13:25 | 7 - Needs Inspected in 7 CY | 0 | 2025-06-25 13:25 | teri.scanlon | 2014-12-15 10:35 | csonner | 2020-03-27 13:32 | No | No | No | No | No | Standing | None | None | None | No | No | No |  | No | 2025-06-25 13:25 | 2025-06-25 13:25 | ascott3 | 2025-06-25 13:25 | ascott3 | 2025-06-25 13:25 | No Photo Available | https://collectorweb.dot.state.oh.us/arcgis/rest/services/HIGHWAY_LIGHTING/HighwayLighting_Reference/FeatureServer/7/546050/attachments/ | http://data.mapchannels.com/dualmaps6/map.htm?lat=39.066693&lng=-84.299250
08 | CLERMONT | CLE | RA | 13005 |  | 0.295 |  | SCLERA13005**C | CLE-13005-0.295 | 39.0679 | -84.2994 | 2025-12-31 | Active |  |  |  | State | HL0028752 | 2020-03-27 13:33 |  | State | 3B6 | Tower |  | 6 | [12 empty] | No | No | No |  | HPS | 5 | 400 | [25 empty] | 2025-06-25 13:00 | 7 - Needs Inspected in 7 CY | 0 |  | teri.scanlon | 2014-12-15 10:32 | csonner | 2020-03-27 13:33 | No | No | No | No | No | Standing | None | None | None | No | No | No | 1 fixture 1 cluster | Yes | 2025-06-25 13:00 |  | ascott3 | 2025-06-25 13:01 | ascott3 | 2025-06-25 13:01 | No Photo Available | https://collectorweb.dot.state.oh.us/arcgis/rest/services/HIGHWAY_LIGHTING/HighwayLighting_Reference/FeatureServer/7/547652/attachments/ | http://data.mapchannels.com/dualmaps6/map.htm?lat=39.067921&lng=-84.299371
08 | CLERMONT | CLE | RA | 13005 |  | 0.399 |  | SCLERA13005**C | CLE-13005-0.399 | 39.069 | -84.2981 | 2025-12-31 | Active |  |  |  | State | HL0028739 | 2020-03-27 14:12 |  | State | 3c8 | Tower |  | 6 | [12 empty] | No | No | No |  | HPS | 5 | 400 | [25 empty] | 2025-06-23 14:10 | 7 - Needs Inspected in 7 CY | 0 | 2025-06-23 14:10 | teri.scanlon | 2014-12-15 10:24 | csonner | 2020-03-27 14:12 | No | No | No | No | No | Standing | None | None | None | No | No | No |  | No | 2025-06-23 14:10 | 2025-06-23 14:10 | ascott3 | 2025-06-23 14:11 | ascott3 | 2025-06-23 14:11 | No Photo Available | https://collectorweb.dot.state.oh.us/arcgis/rest/services/HIGHWAY_LIGHTING/HighwayLighting_Reference/FeatureServer/7/552865/attachments/ | http://data.mapchannels.com/dualmaps6/map.htm?lat=39.069038&lng=-84.298056
08 | CLERMONT | CLE | RA | 13006 |  | 0.095 |  | SCLERA13006**C | CLE-13006-0.095 | 39.1058 | -84.2819 | 2025-12-31 | Active |  |  |  | State | HL0028971 | 2020-06-17 15:33 |  | State | N/A | Tower |  | 6 | [12 empty] | No | No | No |  | HPS | 4 | 400 | [25 empty] | 2022-05-17 13:36 | 4 - Needs Inspected in 4 CY | 0 |  | phillip.monnier | 2014-12-15 13:18 | csonner | 2020-06-17 15:34 | No | No | No | No | No | Standing | None | None | None | No | No | No |  |  | 2022-05-17 13:36 |  | csonner1 | 2022-05-17 13:36 | csonner1 | 2022-05-17 13:36 | No Photo Available | No Photo Available | http://data.mapchannels.com/dualmaps6/map.htm?lat=39.105780&lng=-84.281949
08 | CLERMONT | CLE | RA | 13006 |  | 0.113 |  | SCLERA13006**C | CLE-13006-0.113 | 39.1055 | -84.282 | 2025-12-31 | Retired |  |  |  | State | HL0028967 |  |  | State | 1a15 | Tower |  | 4 | [12 empty] | No | No | No |  | HPS | [28 empty] | NULL |  |  | phillip.monnier | 2014-12-15 13:15 | phillip.monnier | 2014-12-15 13:15 | No | No | No | No | No | Standing | None | None | None | No | No | No | None ¦ None |  | 2014-12-15 13:15 |  | phillip.monnier | 2014-12-15 13:15 | phillip.monnier | 2014-12-15 13:15 | No Photo Available | https://collectorweb.dot.state.oh.us/arcgis/rest/services/HIGHWAY_LIGHTING/HighwayLighting_Reference/FeatureServer/7/1818/attachments/ | http://data.mapchannels.com/dualmaps6/map.htm?lat=39.105534&lng=-84.282033
08 | CLERMONT | CLE | RA | 13006 |  | 0.167 |  | SCLERA13006**C | CLE-13006-0.167 | 39.1049 | -84.2826 | 2025-12-31 | Active |  |  |  | State | HL0028974 | 2020-06-17 15:34 |  | State | N/A | Tower |  | 6 | [12 empty] | No | No | No |  | HPS | 4 | 400 | [25 empty] | 2022-05-17 14:02 | 4 - Needs Inspected in 4 CY | 0 |  | phillip.monnier | 2014-12-15 13:21 | csonner | 2020-06-17 15:34 | No | No | No | No | No | Standing | None | None | None | No | No | No |  |  | 2022-05-17 14:02 |  | csonner1 | 2022-05-17 14:02 | csonner1 | 2022-05-17 14:02 | No Photo Available | No Photo Available | http://data.mapchannels.com/dualmaps6/map.htm?lat=39.104937&lng=-84.282600
08 | CLERMONT | CLE | RA | 13006 |  | 0.224 |  | SCLERA13006**C | CLE-13006-0.224 | 39.1041 | -84.283 | 2025-12-31 | Active |  |  |  | State | HL0028981 | 2020-06-17 15:04 |  | State | 1b10 | Tower |  | 6 | [12 empty] | No | No | No |  | HPS | 6 | 400 | [25 empty] | 2022-05-17 14:17 | 4 - Needs Inspected in 4 CY | 0 |  | phillip.monnier | 2014-12-15 13:26 | csonner | 2020-06-17 15:04 | No | No | No | No | No | Standing | None | None | None | No | No | No |  |  | 2022-05-17 14:17 |  | csonner1 | 2022-05-17 14:35 | csonner1 | 2022-05-17 14:35 | No Photo Available | No Photo Available | http://data.mapchannels.com/dualmaps6/map.htm?lat=39.104078&lng=-84.283031
08 | CLERMONT | CLE | RA | 13006 |  | 0.229 |  | SCLERA13006**C | CLE-13006-0.229 | 39.104 | -84.2831 | 2025-12-31 | Retired |  |  |  | State | HL0028985 |  |  | State | N/A | Tower |  | 6 | [12 empty] | No | No | No |  | HPS | [28 empty] | NULL |  |  | phillip.monnier | 2014-12-15 13:28 | phillip.monnier | 2014-12-15 13:28 | No | No | No | No | No | Standing | None | None | None | No | No | No | None ¦ None |  | 2014-12-15 13:28 |  | phillip.monnier | 2014-12-15 13:28 | phillip.monnier | 2014-12-15 13:28 | No Photo Available | https://collectorweb.dot.state.oh.us/arcgis/rest/services/HIGHWAY_LIGHTING/HighwayLighting_Reference/FeatureServer/7/1836/attachments/ | http://data.mapchannels.com/dualmaps6/map.htm?lat=39.104032&lng=-84.283090
08 | CLERMONT | CLE | RA | 13006 |  | 0.324 |  | SCLERA13006**C | CLE-13006-0.324 | 39.1036 | -84.2848 | 2025-12-31 | Active |  |  |  | State | HL0032608 | 2020-06-17 14:09 |  | State | 2a 11 | Tower | [14 empty] | No | No | No |  | HPS | 6 | 400 | [25 empty] | 2022-05-18 16:23 | 4 - Needs Inspected in 4 CY | 0 |  | COLLECTOR@D31_AG | 2019-01-01 05:00 | csonner | 2020-06-17 14:09 | No | No | No | No | No | Standing | None | None | None | No | No | No |  |  | 2022-05-18 16:23 |  | csonner1 | 2022-05-18 16:23 | csonner1 | 2022-05-18 16:23 | No Photo Available | No Photo Available | http://data.mapchannels.com/dualmaps6/map.htm?lat=39.103592&lng=-84.284776
08 | CLERMONT | CLE | RA | 13007 |  | 0.121 |  | SCLERA13007**C | CLE-13007-0.121 | 39.102 | -84.2872 | 2025-12-31 | Active |  |  |  | State | HL0030072 | 2020-06-17 11:27 |  | State | 2B1 | Tower |  | 4 | [12 empty] | No | No | No |  | HPS | 6 | 400 | [25 empty] | 2025-06-25 17:49 | 7 - Needs Inspected in 7 CY | 0 | 2025-06-25 17:49 | phillip.monnier | 2014-12-18 10:10 | ascott3 | 2025-06-25 17:33 | No | No | No | No | No | Standing | None | None | None | No | No | No |  | No | 2025-06-25 17:49 | 2025-06-25 17:49 | ascott3 | 2025-06-25 17:50 | ascott3 | 2025-06-25 17:50 | No Photo Available | https://collectorweb.dot.state.oh.us/arcgis/rest/services/HIGHWAY_LIGHTING/HighwayLighting_Reference/FeatureServer/7/551268/attachments/ | http://data.mapchannels.com/dualmaps6/map.htm?lat=39.102050&lng=-84.287211
08 | CLERMONT | CLE | RA | 13007 |  | 0.123 |  | SCLERA13007**C | CLE-13007-0.123 | 39.102 | -84.2872 | 2025-12-31 | Retired |  |  |  | State | HL0030076 |  |  | State | N/A | Tower |  | 6 | [12 empty] | No | No | No |  | HPS | [28 empty] | NULL |  |  | phillip.monnier | 2014-12-18 10:11 | phillip.monnier | 2014-12-18 10:11 | No | No | No | No | No | Standing | None | None | None | No | No | No | None ¦ None |  | 2014-12-18 10:11 |  | phillip.monnier | 2014-12-18 10:11 | phillip.monnier | 2014-12-18 10:11 | No Photo Available | No Photo Available | http://data.mapchannels.com/dualmaps6/map.htm?lat=39.102025&lng=-84.287204
08 | CLERMONT | CLE | RA | 13007 |  | 0.249 |  | SCLERA13007**C | CLE-13007-0.249 | 39.1002 | -84.2867 | 2025-12-31 | Active |  |  |  | State | HL0030087 |  |  | State | 2A7 | Tower |  | 6 | [12 empty] | No | No | No |  | HPS | [27 empty] | 2021-07-12 04:00 | 3 - Needs Inspected in 3 CY |  |  | phillip.monnier | 2014-12-18 10:17 | phillip.monnier | 2014-12-18 10:17 | No | No | No | No | No | Standing | None | None | None | No | No | No |  |  | 2021-07-12 04:00 |  | odotonline\rdixon5 | 2021-07-12 18:31 | acode1@Admin | 2022-05-20 12:37 | No Photo Available | No Photo Available | http://data.mapchannels.com/dualmaps6/map.htm?lat=39.100201&lng=-84.286725
08 | CLERMONT | CLE | RA | 13007 |  | 0.371 |  | SCLERA13007**C | CLE-13007-0.371 | 39.0986 | -84.2868 | 2025-12-31 | Active |  |  |  | State | HL0032610 | 2020-03-31 14:24 |  | State | 3B5B | Tower | [14 empty] | No | No | No |  | HPS | 4 | 400 | [25 empty] | 2025-06-26 14:10 | 7 - Needs Inspected in 7 CY | 0 | 2025-06-26 14:10 | COLLECTOR@D31_AG | 2019-01-01 05:00 | csonner1 | 2022-05-13 17:29 | No | No | No | No | No | Standing | None | None | None | No | No | No | Needs extra tree trimming | No | 2025-06-26 14:10 | 2025-06-26 14:10 | ascott3 | 2025-06-26 14:11 | ascott3 | 2025-06-26 14:11 | No Photo Available | No Photo Available | http://data.mapchannels.com/dualmaps6/map.htm?lat=39.098572&lng=-84.286766
08 | CLERMONT | CLE | RA | 13008 |  | 0.167 |  | SCLERA13008**C | CLE-13008-0.167 | 39.0979 | -84.2857 | 2025-12-31 | Active |  |  |  | State | HL0030259 | 2020-03-30 16:22 |  | State | N/A | Tower |  | 6 | [12 empty] | No | No | No |  | HPS | 4 | 400 | [25 empty] | 2022-05-13 12:54 | 4 - Needs Inspected in 4 CY | 0 |  | phillip.monnier | 2014-12-18 11:41 | csonner | 2020-03-30 16:23 | No | No | No | No | No | Standing | None | None | None | No | No | No |  |  | 2022-05-13 12:54 |  | csonner1 | 2022-05-13 12:53 | csonner1 | 2022-05-13 12:53 | No Photo Available | No Photo Available | http://data.mapchannels.com/dualmaps6/map.htm?lat=39.097938&lng=-84.285745
08 | CLERMONT | CLE | RA | 13008 |  | 0.235 |  | SCLERA13008**C | CLE-13008-0.235 | 39.0989 | -84.2851 | 2025-12-31 | Active |  |  |  | State | HL0032612 | 2020-03-31 13:40 |  | State | 3B1 | Tower | [14 empty] | No | No | No |  | HPS | 6 | 400 | [25 empty] | 2025-06-26 12:40 | 7 - Needs Inspected in 7 CY | 0 | 2025-06-26 12:40 | COLLECTOR@D31_AG | 2019-01-01 05:00 | csonner | 2020-03-31 13:41 | No | No | No | No | No | Standing | None | None | None | No | No | No |  | No | 2025-06-26 12:40 | 2025-06-26 12:40 | ascott3 | 2025-06-26 12:55 | ascott3 | 2025-06-26 12:55 | No Photo Available | https://collectorweb.dot.state.oh.us/arcgis/rest/services/HIGHWAY_LIGHTING/HighwayLighting_Reference/FeatureServer/7/550463/attachments/ | http://data.mapchannels.com/dualmaps6/map.htm?lat=39.098860&lng=-84.285119
08 | CLERMONT | CLE | RA | 13008 |  | 0.326 |  | SCLERA13008**C | CLE-13008-0.326 | 39.0993 | -84.2834 | 2025-12-31 | Active |  |  |  | State | HL0032609 | 2020-03-30 16:28 |  | State | 3B2 | Tower | [14 empty] | No | No | No |  | HPS | 4 | 400 | [25 empty] | 2022-05-13 13:20 | 4 - Needs Inspected in 4 CY | 0 |  | COLLECTOR@D31_AG | 2019-01-01 05:00 | csonner | 2020-03-30 16:28 | No | No | No | No | No | Standing | None | None | None | No | No | No |  |  | 2022-05-13 13:20 |  | csonner1 | 2022-05-13 13:20 | csonner1 | 2022-05-13 13:20 | No Photo Available | No Photo Available | http://data.mapchannels.com/dualmaps6/map.htm?lat=39.099255&lng=-84.283424
08 | CLERMONT | CLE | RA | 13009 |  | 0.136 |  | SCLERA13009**C | CLE-13009-0.136 | 39.1011 | -84.2811 | 2025-12-31 | Active |  |  |  | State | HL0030168 | 2020-06-17 17:29 |  | State | 1A6 | Tower |  | 6 | [12 empty] | No | No | No |  | HPS | 6 | 400 | [25 empty] | 2025-06-25 14:39 | 7 - Needs Inspected in 7 CY | 0 | 2025-06-25 14:39 | phillip.monnier | 2014-12-18 10:50 | csonner | 2020-06-17 17:29 | No | No | No | No | No | Standing | None | None | None | No | No | No |  | No | 2025-06-25 14:39 | 2025-06-25 14:39 | ascott3 | 2025-06-25 14:39 | ascott3 | 2025-06-25 14:39 | No Photo Available | https://collectorweb.dot.state.oh.us/arcgis/rest/services/HIGHWAY_LIGHTING/HighwayLighting_Reference/FeatureServer/7/546051/attachments/ | http://data.mapchannels.com/dualmaps6/map.htm?lat=39.101074&lng=-84.281101
08 | CLERMONT | CLE | RA | 13009 |  | 0.212 |  | SCLERA13009**C | CLE-13009-0.212 | 39.1021 | -84.2819 | 2025-12-31 | Active |  |  |  | State | HL0030191 |  |  | State | 1a8 | Tower |  | 6 | [12 empty] | No | No | No |  | HPS | [27 empty] | 2025-06-25 14:50 | 7 - Needs Inspected in 7 CY |  | 2025-06-25 14:50 | phillip.monnier | 2014-12-18 11:01 | phillip.monnier | 2014-12-18 11:01 | No | No | No | No | No | Standing | None | None | None | No | No | No |  | No | 2025-06-25 14:50 | 2025-06-25 14:50 | ascott3 | 2025-06-25 14:51 | ascott3 | 2025-06-25 14:51 | No Photo Available | https://collectorweb.dot.state.oh.us/arcgis/rest/services/HIGHWAY_LIGHTING/HighwayLighting_Reference/FeatureServer/7/545647/attachments/ | http://data.mapchannels.com/dualmaps6/map.htm?lat=39.102092&lng=-84.281877
08 | CLERMONT | CLE | RA | 13009 |  | 0.4 |  | SCLERA13009**C | CLE-13009-0.400 | 39.1048 | -84.2813 | 2025-12-31 | Active |  |  |  | State | HL0028940 | 2020-06-17 18:11 |  | State | 1a10 | Tower |  | 6 | [12 empty] | No | No | No |  | HPS | 4 | 400 | [25 empty] | 2025-06-25 15:43 | 7 - Needs Inspected in 7 CY | 0 | 2025-06-25 15:43 | phillip.monnier | 2014-12-15 12:57 | dturner | 2020-06-17 18:11 | No | No | No | No | No | Standing | None | None | None | No | No | No |  | No | 2025-06-25 15:43 | 2025-06-25 15:43 | ascott3 | 2025-06-25 15:43 | ascott3 | 2025-06-25 15:43 | No Photo Available | https://collectorweb.dot.state.oh.us/arcgis/rest/services/HIGHWAY_LIGHTING/HighwayLighting_Reference/FeatureServer/7/553668/attachments/ | http://data.mapchannels.com/dualmaps6/map.htm?lat=39.104770&lng=-84.281331
08 | CLERMONT | CLE | RA | 13009 |  | 0.47 |  | SCLERA13009**C | CLE-13009-0.470 | 39.1057 | -84.2808 | 2025-12-31 | Active |  |  |  | State | HL0028932 |  |  | State | 1a11 | Tower |  | 6 | [12 empty] | No | No | No |  | HPS | [27 empty] | 2025-06-25 16:14 | 7 - Needs Inspected in 7 CY |  | 2025-06-25 16:14 | phillip.monnier | 2014-12-15 12:52 | phillip.monnier | 2014-12-15 12:52 | No | No | No | No | No | Standing | None | None | None | No | No | No |  | No | 2025-06-25 16:14 | 2025-06-25 16:14 | ascott3 | 2025-06-25 16:14 | ascott3 | 2025-06-25 16:14 | No Photo Available | https://collectorweb.dot.state.oh.us/arcgis/rest/services/HIGHWAY_LIGHTING/HighwayLighting_Reference/FeatureServer/7/553268/attachments/ | http://data.mapchannels.com/dualmaps6/map.htm?lat=39.105709&lng=-84.280826
08 | CLERMONT | CLE | RA | 13010 |  | 0.264 |  | SCLERA13010**C | CLE-13010-0.264 | 39.1035 | -84.2846 | 2025-12-31 | Retired |  |  |  | State | HL0029042 |  |  | State | 1B9 | Tower |  | 4 | [12 empty] | No | No | No |  | HPS | [28 empty] | NULL |  |  | phillip.monnier | 2014-12-15 14:19 | phillip.monnier | 2014-12-15 14:19 | No | No | No | No | No | Standing | None | None | None | No | No | No | None ¦ None |  | 2014-12-15 14:19 |  | phillip.monnier | 2014-12-15 14:19 | phillip.monnier | 2014-12-15 14:19 | No Photo Available | https://collectorweb.dot.state.oh.us/arcgis/rest/services/HIGHWAY_LIGHTING/HighwayLighting_Reference/FeatureServer/7/1893/attachments/ | http://data.mapchannels.com/dualmaps6/map.htm?lat=39.103479&lng=-84.284577
08 | CLERMONT | CLE | RA | 13010 |  | 0.266 |  | SCLERA13010**C | CLE-13010-0.266 | 39.1034 | -84.2845 | 2025-12-31 | Retired |  |  |  | State | HL0029040 |  |  | State | N/A | Tower |  | 6 | [12 empty] | No | No | No |  | HPS | [28 empty] | NULL |  |  | phillip.monnier | 2014-12-15 14:18 | phillip.monnier | 2014-12-15 14:18 | No | No | No | No | No | Standing | None | None | None | No | No | No | None ¦ None |  | 2014-12-15 14:18 |  | phillip.monnier | 2014-12-15 14:18 | phillip.monnier | 2014-12-15 14:18 | No Photo Available | https://collectorweb.dot.state.oh.us/arcgis/rest/services/HIGHWAY_LIGHTING/HighwayLighting_Reference/FeatureServer/7/1891/attachments/ | http://data.mapchannels.com/dualmaps6/map.htm?lat=39.103425&lng=-84.284516
08 | CLERMONT | CLE | RA | 13010 |  | 0.405 |  | SCLERA13010**C | CLE-13010-0.405 | 39.1023 | -84.2841 | 2025-12-31 | Retired |  |  |  | State | HL0029045 |  |  | State | N/A | Tower |  | 6 | [12 empty] | No | No | No |  | HPS | [28 empty] | NULL |  |  | phillip.monnier | 2014-12-15 14:24 | phillip.monnier | 2014-12-15 14:24 | No | No | No | No | No | Standing | None | None | None | No | No | No | None ¦ None |  | 2014-12-15 14:24 |  | phillip.monnier | 2014-12-15 14:24 | phillip.monnier | 2014-12-15 14:24 | No Photo Available | https://collectorweb.dot.state.oh.us/arcgis/rest/services/HIGHWAY_LIGHTING/HighwayLighting_Reference/FeatureServer/7/1896/attachments/ | http://data.mapchannels.com/dualmaps6/map.htm?lat=39.102289&lng=-84.284083
08 | CLERMONT | CLE | RA | 13010 |  | 0.406 |  | SCLERA13010**C | CLE-13010-0.406 | 39.1023 | -84.2842 | 2025-12-31 | Active |  |  |  | State | HL0029047 | 2020-06-17 14:37 |  | State | 2a10 | Tower |  | 6 | [12 empty] | No | No | No |  | HPS | 6 | 400 | [25 empty] | 2022-05-18 16:24 | 4 - Needs Inspected in 4 CY | 0 |  | phillip.monnier | 2014-12-15 14:26 | ascott3 | 2025-06-25 18:42 | No | No | No | No | No | Standing | None | None | None | No | No | No |  |  | 2022-05-18 16:24 |  | csonner1 | 2022-05-18 16:24 | csonner1 | 2022-05-18 16:24 | No Photo Available | No Photo Available | http://data.mapchannels.com/dualmaps6/map.htm?lat=39.102311&lng=-84.284167
08 | CLERMONT | CLE | RA | 13011 |  | 0.146 |  | SCLERA13011**C | CLE-13011-0.146 | 39.1006 | -84.2823 | 2025-12-31 | Active |  |  |  | State | HL0029013 | 2020-03-31 16:18 |  | State | 3B3 | Tower |  | 6 | [12 empty] | No | No | No |  | HPS | 6 | 400 | [25 empty] | 2022-05-13 17:13 | 4 - Needs Inspected in 4 CY | 0 |  | phillip.monnier | 2014-12-15 13:57 | csonner | 2020-03-31 16:21 | No | No | No | No | No | Standing | None | None | None | No | No | No |  |  | 2022-05-13 17:13 |  | csonner1 | 2022-05-13 17:13 | csonner1 | 2022-05-13 17:13 | No Photo Available | No Photo Available | http://data.mapchannels.com/dualmaps6/map.htm?lat=39.100563&lng=-84.282345
08 | CLERMONT | CLE | RA | 13011 |  | 0.26 |  | SCLERA13011**C | CLE-13011-0.260 | 39.0998 | -84.2844 | 2025-12-31 | Active |  |  |  | State | HL0029030 | 2020-03-31 17:50 |  | State | N/A | Tower |  | 6 | [12 empty] | No | No | No |  | HPS | 6 | 400 | [25 empty] | 2025-06-26 12:56 | 7 - Needs Inspected in 7 CY | 0 | 2025-06-26 12:56 | phillip.monnier | 2014-12-15 14:06 | csonner | 2020-03-31 17:50 | No | No | No | No | No | Standing | None | None | None | No | No | No |  | No | 2025-06-26 12:56 | 2025-06-26 12:56 | ascott3 | 2025-06-26 12:57 | ascott3 | 2025-06-26 12:57 | No Photo Available | https://collectorweb.dot.state.oh.us/arcgis/rest/services/HIGHWAY_LIGHTING/HighwayLighting_Reference/FeatureServer/7/549259/attachments/ | http://data.mapchannels.com/dualmaps6/map.htm?lat=39.099835&lng=-84.284362
08 | CLERMONT | CLE | RA | 13011 |  | 0.335 |  | SCLERA13011**C | CLE-13011-0.335 | 39.1009 | -84.2836 | 2025-12-31 | Active |  |  |  | State | HL0029020 | 2020-03-31 16:17 |  | State | 3B5 | Tower |  | 6 | [12 empty] | No | No | No |  | LED | 3 | [26 empty] | 2026-03-12 17:04 | 8 - Needs Inspected in 8 CY |  | 2026-03-12 17:04 | phillip.monnier | 2014-12-15 14:02 | csonner1 | 2026-03-12 17:04 | No | No | No | No | No | Standing | None | None | None | No | No | No | Replaced LED LUMINAIRE | No | 2026-03-12 17:04 | 2026-03-12 17:04 | csonner1 | 2026-03-12 17:23 | csonner1 | 2026-03-12 17:23 | https://collectorweb.dot.state.oh.us/arcgis/rest/services/HIGHWAY_LIGHTING/HighwayLighting_Reference/FeatureServer/6/29020/attachments/ | https://collectorweb.dot.state.oh.us/arcgis/rest/services/HIGHWAY_LIGHTING/HighwayLighting_Reference/FeatureServer/7/579366/attachments/ | http://data.mapchannels.com/dualmaps6/map.htm?lat=39.100867&lng=-84.283626
08 | CLERMONT | CLE | RA | 13011 |  | 0.336 |  | SCLERA13011**C | CLE-13011-0.336 | 39.1009 | -84.2837 | 2025-12-31 | Retired |  |  |  | State | HL0029018 |  |  | State | N/A | Tower |  | 6 | [12 empty] | No | No | No |  | HPS | [28 empty] | NULL |  |  | phillip.monnier | 2014-12-15 14:00 | phillip.monnier | 2014-12-15 14:00 | No | No | No | No | No | Standing | None | None | None | No | No | No | None ¦ None |  | 2014-12-15 14:00 |  | phillip.monnier | 2014-12-15 14:00 | phillip.monnier | 2014-12-15 14:00 | No Photo Available | https://collectorweb.dot.state.oh.us/arcgis/rest/services/HIGHWAY_LIGHTING/HighwayLighting_Reference/FeatureServer/7/1869/attachments/ | http://data.mapchannels.com/dualmaps6/map.htm?lat=39.100913&lng=-84.283688
08 | CLERMONT | CLE | RA | 13014 |  | 0.002 |  | SCLERA13014**C | CLE-13014-0.002 | 39.159 | -84.2624 | 2025-12-31 | Active |  |  |  | State | HL0001356 | 2020-04-16 17:31 |  | State | A3-6 | Conventional | [7 empty] | 1 | [6 empty] | No | No | No |  | HPS | 1 | 200 | [25 empty] | 2025-10-28 17:24 | NULL | 0 |  | mhurlow1 | 2018-05-02 17:09 | csonner1 | 2025-10-28 17:23 | No | No | No | No | No | Standing | None | None | None | No | No | No |  | No | 2025-10-28 17:24 |  | csonner1 | 2025-10-28 17:24 | csonner1 | 2025-10-28 17:24 | No Photo Available | No Photo Available | http://data.mapchannels.com/dualmaps6/map.htm?lat=39.158985&lng=-84.262436
08 | CLERMONT | CLE | RA | 13014 |  | 0.226 |  | SCLERA13014**C | CLE-13014-0.226 | 39.1609 | -84.2654 | 2025-12-31 | Active |  |  |  | State | HL0030742 | 2020-06-15 17:50 |  | State | B12 | Tower |  | 6 | [12 empty] | No | No | No |  | HPS | 4 | 400 | [25 empty] | 2022-05-20 17:25 | 4 - Needs Inspected in 4 CY | 0 |  | phillip.monnier | 2014-12-19 11:26 | dturner | 2020-06-15 17:50 | No | No | No | No | No | Standing | None | None | None | No | No | No |  |  | 2022-05-20 17:25 |  | csonner1 | 2022-05-20 17:35 | csonner1 | 2022-05-20 17:35 | No Photo Available | No Photo Available | http://data.mapchannels.com/dualmaps6/map.htm?lat=39.160925&lng=-84.265447
08 | CLERMONT | CLE | RA | 13014 |  | 0.315 |  | SCLERA13014**C | CLE-13014-0.315 | 39.1618 | -84.2668 | 2025-12-31 | Active |  |  |  | State | HL0030747 |  |  | State | B11 | Tower |  | 6 | [12 empty] | No | No | No |  | HPS | 6 | 400 | [25 empty] | 2022-05-20 17:36 | 4 - Needs Inspected in 4 CY |  |  | phillip.monnier | 2014-12-19 11:30 | dturner | 2020-06-15 18:00 | No | No | No | No | No | Standing | None | None | None | No | No | No |  |  | 2022-05-20 17:36 |  | csonner1 | 2022-05-20 18:28 | csonner1 | 2022-05-20 18:28 | No Photo Available | No Photo Available | http://data.mapchannels.com/dualmaps6/map.htm?lat=39.161753&lng=-84.266782
08 | CLERMONT | CLE | RA | 13015 |  | 0.357 |  | SCLERA13015**C | CLE-13015-0.357 | 39.158 | -84.2651 | 2025-12-31 | Active |  |  |  | State | HL0030587 | 2020-06-16 14:37 |  | State | A33 | Tower |  | 6 | [12 empty] | No | No | No |  | HPS | 4 | 400 | [25 empty] | 2025-06-19 17:04 | 7 - Needs Inspected in 7 CY | 0 | 2025-06-19 17:04 | phillip.monnier | 2014-12-19 09:58 | csonner | 2020-06-16 14:38 | No | No | No | No | No | Standing | None | None | None | No | No | No |  | No | 2025-06-19 17:04 | 2025-06-19 17:04 | ascott3 | 2025-06-19 17:04 | ascott3 | 2025-06-19 17:04 | No Photo Available | https://collectorweb.dot.state.oh.us/arcgis/rest/services/HIGHWAY_LIGHTING/HighwayLighting_Reference/FeatureServer/7/554465/attachments/ | http://data.mapchannels.com/dualmaps6/map.htm?lat=39.157964&lng=-84.265052
08 | CLERMONT | CLE | RA | 13015 |  | 0.495 |  | SCLERA13015**C | CLE-13015-0.495 | 39.1585 | -84.2626 | 2025-12-31 | Active |  |  |  | State | HL0012104 | 2020-03-13 18:10 |  | State | A3-1 | Conventional | [7 empty] | 1 | [6 empty] | No | No | No |  | HPS | 1 | 310 | [25 empty] | 2025-10-28 17:11 | NULL | 0 |  | mhurlow1 | 2018-05-02 17:11 | csonner1 | 2025-10-28 17:21 | No | No | No | No | No | Standing | None | None | None | No | No | No |  | No | 2025-10-28 17:11 |  | csonner1 | 2025-10-28 17:11 | csonner1 | 2025-10-28 17:11 | No Photo Available | No Photo Available | http://data.mapchannels.com/dualmaps6/map.htm?lat=39.158502&lng=-84.262561
08 | CLERMONT | CLE | RA | 13015 |  | 0.525 |  | SCLERA13015**C | CLE-13015-0.525 | 39.1585 | -84.262 | 2025-12-31 | Active |  |  |  | State | HL0013736 | 2020-03-13 18:09 |  | State | A3-2 | Conventional | [7 empty] | 1 | [6 empty] | No | No | No |  | HPS | 1 | 400 | [25 empty] | 2025-10-28 17:11 | NULL | 0 |  | mhurlow1 | 2018-05-02 17:11 | csonner1 | 2025-10-28 17:21 | No | No | No | No | No | Standing | None | None | None | No | No | No |  | No | 2025-10-28 17:11 |  | csonner1 | 2025-10-28 17:11 | csonner1 | 2025-10-28 17:11 | No Photo Available | No Photo Available | http://data.mapchannels.com/dualmaps6/map.htm?lat=39.158485&lng=-84.262003
08 | CLERMONT | CLE | RA | 13015 |  | 0.55 |  | SCLERA13015**C | CLE-13015-0.550 | 39.1584 | -84.2615 | 2025-12-31 | Active |  |  |  | State | HL0021196 | 2020-04-16 17:03 |  | State | A3-3 | Conventional | [7 empty] | 1 | [6 empty] | No | No | No |  | HPS | 1 | 200 | [25 empty] | 2025-10-28 17:12 | NULL | 0 |  | mhurlow1 | 2018-05-02 17:11 | csonner1 | 2025-10-28 17:22 | No | No | No | No | No | Standing | None | None | None | No | No | No |  | No | 2025-10-28 17:12 |  | csonner1 | 2025-10-28 17:12 | csonner1 | 2025-10-28 17:12 | No Photo Available | No Photo Available | http://data.mapchannels.com/dualmaps6/map.htm?lat=39.158439&lng=-84.261544
08 | CLERMONT | CLE | RA | 13015 |  | 0.601 |  | SCLERA13015**C | CLE-13015-0.601 | 39.1584 | -84.2606 | 2025-12-31 | Active |  |  |  | State | HL0033665 | 2020-03-13 18:26 |  | State | A8 | Conventional | No |  | A | X |  |  |  | 1 |  |  |  |  | No | No | No | No | No | Pole is missing inspection cap | LED | 1 |  | 120 | 12,000 - 15,999 | No |  |  |  | 480 L-L |  |  |  | No | No | [13 empty] | 2025-10-28 17:47 | NULL |  |  | dturner | 2020-03-13 18:27 | jritchie2 | 2026-05-28 16:50 | No | No | No | No | No | Standing | None | None | None | No | No | No |  | No | 2025-10-28 17:47 |  | csonner1 | 2025-10-28 17:47 | csonner1 | 2025-10-28 17:47 | https://collectorweb.dot.state.oh.us/arcgis/rest/services/HIGHWAY_LIGHTING/HighwayLighting_Reference/FeatureServer/6/103393/attachments/ | No Photo Available | http://data.mapchannels.com/dualmaps6/map.htm?lat=39.158396&lng=-84.260595
08 | CLERMONT | CLE | RA | 13016 |  | 0.017 |  | SCLERA13016**C | CLE-13016-0.017 | 39.1589 | -84.2679 | 2025-12-31 | Active |  |  |  | State | HL0030761 |  |  | State | A23 | Tower |  | 6 | [12 empty] | No | No | No |  | HPS | 6 | 400 | [25 empty] | 2025-06-19 13:46 | 7 - Needs Inspected in 7 CY |  | 2025-06-19 13:46 | phillip.monnier | 2014-12-19 11:59 | dturner | 2020-06-15 15:31 | No | No | No | No | No | Standing | None | None | None | No | No | No |  | No | 2025-06-19 13:46 | 2025-06-19 13:46 | ascott3 | 2025-06-19 13:47 | ascott3 | 2025-06-19 13:47 | No Photo Available | https://collectorweb.dot.state.oh.us/arcgis/rest/services/HIGHWAY_LIGHTING/HighwayLighting_Reference/FeatureServer/7/554464/attachments/ | http://data.mapchannels.com/dualmaps6/map.htm?lat=39.158853&lng=-84.267895
08 | CLERMONT | CLE | RA | 13016 |  | 0.129 |  | SCLERA13016**C | CLE-13016-0.129 | 39.1579 | -84.2689 | 2025-12-31 | Active |  |  |  | State | HL0030764 | 2020-06-15 16:19 |  | State | A22 | Tower |  | 6 | [12 empty] | No | No | No |  | HPS | 6 | 400 | [25 empty] | 2025-06-19 14:08 | 7 - Needs Inspected in 7 CY | 0 | 2025-06-19 14:08 | phillip.monnier | 2014-12-19 12:04 | dturner | 2020-06-15 16:19 | No | No | No | No | No | Standing | None | None | None | No | No | No |  | No | 2025-06-19 14:08 | 2025-06-19 14:08 | ascott3 | 2025-06-19 14:08 | ascott3 | 2025-06-19 14:08 | No Photo Available | https://collectorweb.dot.state.oh.us/arcgis/rest/services/HIGHWAY_LIGHTING/HighwayLighting_Reference/FeatureServer/7/553664/attachments/ | http://data.mapchannels.com/dualmaps6/map.htm?lat=39.157921&lng=-84.268925
08 | CLERMONT | CLE | RA | 13017 |  | 0.053 |  | SCLERA13017**C | CLE-13017-0.053 | 39.1599 | -84.2687 | 2025-12-31 | Active |  |  |  | State | HL0030627 |  |  | State | B23 | Tower |  | 6 | [12 empty] | No | No | No |  | HPS | 6 | 400 | [25 empty] | 2025-06-19 14:47 | 7 - Needs Inspected in 7 CY |  | 2025-06-19 14:47 | phillip.monnier | 2014-12-19 10:25 | dturner | 2020-06-15 14:58 | No | No | No | No | No | Standing | None | None | None | No | No | No |  | No | 2025-06-19 14:47 | 2025-06-19 14:47 | ascott3 | 2025-06-19 14:48 | ascott3 | 2025-06-19 14:48 | No Photo Available | https://collectorweb.dot.state.oh.us/arcgis/rest/services/HIGHWAY_LIGHTING/HighwayLighting_Reference/FeatureServer/7/552864/attachments/ | http://data.mapchannels.com/dualmaps6/map.htm?lat=39.159948&lng=-84.268708
08 | CLERMONT | CLE | RA | 13018 |  | 0.023 |  | SCLERA13018**C | CLE-13018-0.023 | 39.1816 | -84.265 | 2025-12-31 | Active |  |  |  | State | HL0021527 | 2020-03-16 17:40 |  | State | BB-14 | Conventional | [7 empty] | 1 | [6 empty] | No | No | No |  | HPS | 1 | 200 | [25 empty] | 2025-10-10 13:52 | NULL | 0 |  | mhurlow1 | 2018-05-01 13:49 | dturner | 2020-03-16 17:40 | No | No | No | No | No | Standing | None | None | None | No | No | No |  | No | 2025-10-10 13:52 |  | mneeley | 2025-10-10 13:52 | mneeley | 2025-10-10 13:52 | No Photo Available | No Photo Available | http://data.mapchannels.com/dualmaps6/map.htm?lat=39.181580&lng=-84.265030
08 | CLERMONT | CLE | RA | 13018 |  | 0.062 |  | SCLERA13018**C | CLE-13018-0.062 | 39.1821 | -84.2648 | 2025-12-31 | Active |  |  |  | State | HL0019864 | 2020-03-16 14:23 |  | State | BB-13 | Conventional | [7 empty] | 1 | [6 empty] | No | No | No |  | HPS | 1 | 200 | [25 empty] | 2025-10-10 13:53 | NULL | 0 |  | mhurlow1 | 2018-05-01 13:49 | dturner | 2020-03-16 17:41 | No | No | No | No | No | Standing | None | None | None | No | No | No |  | No | 2025-10-10 13:53 |  | mneeley | 2025-10-10 13:53 | mneeley | 2025-10-10 13:53 | No Photo Available | No Photo Available | http://data.mapchannels.com/dualmaps6/map.htm?lat=39.182118&lng=-84.264792
08 | CLERMONT | CLE | RA | 13018 |  | 0.102 |  | SCLERA13018**C | CLE-13018-0.102 | 39.1827 | -84.2646 | 2025-12-31 | Active |  |  |  | State | HL0001995 | 2020-03-16 14:35 |  | State | BB-12 | Conventional | [7 empty] | 1 | [6 empty] | No | No | No |  | HPS | 1 | 200 | [25 empty] | 2025-10-10 13:53 | NULL | 0 |  | mhurlow1 | 2018-05-01 13:50 | dturner | 2020-03-16 17:42 | No | No | No | No | No | Standing | None | None | None | No | No | No |  | No | 2025-10-10 13:53 |  | mneeley | 2025-10-10 13:53 | mneeley | 2025-10-10 13:53 | No Photo Available | No Photo Available | http://data.mapchannels.com/dualmaps6/map.htm?lat=39.182665&lng=-84.264591
08 | CLERMONT | CLE | RA | 13018 |  | 0.142 |  | SCLERA13018**C | CLE-13018-0.142 | 39.1832 | -84.2643 | 2025-12-31 | Active |  |  |  | State | HL0025522 | 2020-03-16 15:14 |  | State | BB-11 | Conventional | [7 empty] | 1 | [6 empty] | No | No | No |  | HPS | 1 | 200 | [25 empty] | 2025-10-10 13:53 | NULL | 0 |  | mhurlow1 | 2018-05-01 13:50 | dturner | 2020-03-16 17:44 | No | No | No | No | No | Standing | None | None | None | No | No | No |  | No | 2025-10-10 13:53 |  | mneeley | 2025-10-10 13:54 | mneeley | 2025-10-10 13:54 | No Photo Available | No Photo Available | http://data.mapchannels.com/dualmaps6/map.htm?lat=39.183217&lng=-84.264332
08 | CLERMONT | CLE | RA | 13018 |  | 0.18 |  | SCLERA13018**C | CLE-13018-0.180 | 39.1837 | -84.264 | 2025-12-31 | Active |  |  |  | State | HL0020388 | 2020-03-16 15:24 |  | State | BB-10 | Conventional | [7 empty] | 1 | [6 empty] | No | No | No |  | HPS | 1 | 310 | [25 empty] | 2025-10-10 13:54 | NULL | 0 |  | mhurlow1 | 2018-05-01 13:51 | dturner | 2020-03-16 17:45 | No | No | No | No | No | Standing | None | None | None | No | No | No |  | No | 2025-10-10 13:54 |  | mneeley | 2025-10-10 13:54 | mneeley | 2025-10-10 13:54 | No Photo Available | No Photo Available | http://data.mapchannels.com/dualmaps6/map.htm?lat=39.183706&lng=-84.264031
08 | CLERMONT | CLE | RA | 13018 |  | 0.22 |  | SCLERA13018**C | CLE-13018-0.220 | 39.1842 | -84.2636 | 2025-12-31 | Active |  |  |  | State | HL0019138 | 2020-03-17 14:34 |  | State | BB9 | Conventional | [7 empty] | 1 | [6 empty] | No | No | No |  | HPS | 1 | 200 | [25 empty] | 2025-10-10 13:54 | NULL | 0 |  | mhurlow1 | 2018-05-01 13:52 | cburden | 2020-03-17 14:35 | No | No | No | No | No | Standing | None | None | None | No | No | No |  | No | 2025-10-10 13:54 |  | mneeley | 2025-10-10 13:54 | mneeley | 2025-10-10 13:54 | No Photo Available | No Photo Available | http://data.mapchannels.com/dualmaps6/map.htm?lat=39.184172&lng=-84.263627
08 | CLERMONT | CLE | RA | 13018 |  | 0.259 |  | SCLERA13018**C | CLE-13018-0.259 | 39.1845 | -84.2631 | 2025-12-31 | Active |  |  |  | State | HL0017799 | 2020-03-17 14:47 |  | State | BB-8 | Conventional | [7 empty] | 1 | [6 empty] | No | No | No |  | HPS | 1 | 200 | [25 empty] | 2025-10-10 13:54 | NULL | 0 |  | mhurlow1 | 2018-05-01 13:53 | ascott3 | 2025-05-07 14:55 | No | No | No | No | No | Standing | None | None | None | No | No | No |  | No | 2025-10-10 13:54 |  | mneeley | 2025-10-10 13:54 | mneeley | 2025-10-10 13:54 | No Photo Available | No Photo Available | http://data.mapchannels.com/dualmaps6/map.htm?lat=39.184537&lng=-84.263069
08 | CLERMONT | CLE | RA | 13018 |  | 0.3 |  | SCLERA13018**C | CLE-13018-0.300 | 39.1849 | -84.2625 | 2025-12-31 | Active |  |  |  | State | HL0013442 | 2020-03-17 16:15 |  | State | BB7 | Conventional | [7 empty] | 1 | [6 empty] | No | No | No |  | HPS | 1 | 200 | [25 empty] | 2025-10-10 13:54 | NULL | 0 |  | mhurlow1 | 2018-05-01 13:54 | cburden | 2020-03-17 16:16 | No | No | No | No | No | Standing | None | None | None | No | No | No |  | No | 2025-10-10 13:54 |  | mneeley | 2025-10-10 13:55 | mneeley | 2025-10-10 13:55 | No Photo Available | No Photo Available | http://data.mapchannels.com/dualmaps6/map.htm?lat=39.184876&lng=-84.262465
08 | CLERMONT | CLE | RA | 13018 |  | 0.339 |  | SCLERA13018**C | CLE-13018-0.339 | 39.1852 | -84.2619 | 2025-12-31 | Active |  |  |  | State | HL0022146 | 2020-03-17 16:18 |  | State | BB6 | Conventional | [7 empty] | 1 | [6 empty] | No | No | No |  | HPS | 1 | 200 | [25 empty] | 2025-10-10 13:55 | NULL | 0 |  | mhurlow1 | 2018-05-01 13:54 | cburden | 2020-03-17 16:18 | No | No | No | No | No | Standing | None | None | None | No | No | No |  | No | 2025-10-10 13:55 |  | mneeley | 2025-10-10 13:55 | mneeley | 2025-10-10 13:55 | No Photo Available | No Photo Available | http://data.mapchannels.com/dualmaps6/map.htm?lat=39.185226&lng=-84.261865
08 | CLERMONT | CLE | RA | 13018 |  | 0.378 |  | SCLERA13018**C | CLE-13018-0.378 | 39.1856 | -84.2613 | 2025-12-31 | Active |  |  |  | State | HL0006534 | 2020-03-17 16:26 |  | State | Bb5 | Conventional | [7 empty] | 1 | [6 empty] | No | No | No |  | HPS | 1 | 310 | [25 empty] | 2025-10-10 13:55 | NULL | 0 |  | mhurlow1 | 2018-05-01 13:55 | cburden | 2020-03-17 16:35 | No | No | No | No | No | Standing | None | None | None | No | No | No |  | No | 2025-10-10 13:55 |  | mneeley | 2025-10-10 13:55 | mneeley | 2025-10-10 13:55 | No Photo Available | No Photo Available | http://data.mapchannels.com/dualmaps6/map.htm?lat=39.185627&lng=-84.261326
08 | CLERMONT | CLE | RA | 13018 |  | 0.418 |  | SCLERA13018**C | CLE-13018-0.418 | 39.1862 | -84.2611 | 2025-12-31 | Active |  |  |  | State | HL0000888 | 2020-03-17 16:37 |  | State | Bb4 | Conventional | [7 empty] | 1 | [6 empty] | No | No | No |  | HPS | 1 | 310 | [25 empty] | 2025-10-10 13:55 | NULL | 0 |  | mhurlow1 | 2018-05-01 13:56 | cburden | 2020-03-17 16:37 | No | No | No | No | No | Standing | None | None | None | No | No | No |  | No | 2025-10-10 13:55 |  | mneeley | 2025-10-10 13:56 | mneeley | 2025-10-10 13:56 | No Photo Available | No Photo Available | http://data.mapchannels.com/dualmaps6/map.htm?lat=39.186201&lng=-84.261100
08 | CLERMONT | CLE | RA | 13018 |  | 0.442 |  | SCLERA13018**C | CLE-13018-0.442 | 39.1866 | -84.2611 | 2025-12-31 | Active |  |  |  | State | HL0015700 | 2020-03-17 17:03 |  | State | BB3 | Conventional | [7 empty] | 1 | [6 empty] | No | No | No |  | HPS | 1 | 310 | [25 empty] | 2025-10-10 13:56 | NULL | 0 |  | mhurlow1 | 2018-05-01 14:11 | cburden | 2020-03-17 17:04 | No | No | No | No | No | Standing | None | None | None | No | No | No |  | No | 2025-10-10 13:56 |  | mneeley | 2025-10-10 13:56 | mneeley | 2025-10-10 13:56 | No Photo Available | No Photo Available | http://data.mapchannels.com/dualmaps6/map.htm?lat=39.186575&lng=-84.261127
08 | CLERMONT | CLE | RA | 13018 |  | 0.465 |  | SCLERA13018**C | CLE-13018-0.465 | 39.1869 | -84.2613 | 2025-12-31 | Active |  |  |  | State | HL0024042 | 2020-03-17 17:04 |  | State | BB2 | Conventional | [7 empty] | 1 | [6 empty] | No | No | No |  | HPS | 1 | 250 | [25 empty] | 2025-10-10 13:56 | NULL | 0 |  | mhurlow1 | 2018-05-01 14:12 | cburden | 2020-03-17 17:04 | No | No | No | No | No | Standing | None | None | None | No | No | No |  | No | 2025-10-10 13:56 |  | mneeley | 2025-10-10 13:56 | mneeley | 2025-10-10 13:56 | No Photo Available | No Photo Available | http://data.mapchannels.com/dualmaps6/map.htm?lat=39.186908&lng=-84.261293
08 | CLERMONT | CLE | RA | 13019 |  | 0.039 |  | SCLERA13019**C | CLE-13019-0.039 | 39.1865 | -84.2628 | 2025-12-31 | Active |  |  |  | State | HL0010526 | 2020-03-18 17:55 |  | State | BC3 | Conventional | [7 empty] | 1 | [6 empty] | No | No | No |  | LED | 1 |  | 155 | [24 empty] | 2025-10-13 16:50 | NULL |  |  | mhurlow1 | 2018-05-01 12:45 | ascott3 | 2025-09-16 16:29 | No | No | No | No | No | Standing | None | None | None | No | No | No |  | No | 2025-10-13 16:50 |  | mneeley | 2025-10-13 16:51 | mneeley | 2025-10-13 16:51 | No Photo Available | No Photo Available | http://data.mapchannels.com/dualmaps6/map.htm?lat=39.186524&lng=-84.262828
08 | CLERMONT | CLE | RA | 13019 |  | 0.052 |  | SCLERA13019**C | CLE-13019-0.052 | 39.1867 | -84.2626 | 2025-12-31 | Active |  |  |  | State | HL0003711 | 2020-03-13 13:16 |  | State | BC1 | Conventional | [7 empty] | 1 | [6 empty] | No | No | No |  | HPS | 1 | 400 | [25 empty] | 2025-10-13 16:51 | NULL | 0 |  | mhurlow1 | 2018-05-01 12:45 | cburden | 2020-03-13 13:17 | No | No | No | No | No | Standing | None | None | None | No | No | No |  | No | 2025-10-13 16:51 |  | mneeley | 2025-10-13 16:51 | mneeley | 2025-10-13 16:51 | No Photo Available | No Photo Available | http://data.mapchannels.com/dualmaps6/map.htm?lat=39.186697&lng=-84.262615
08 | CLERMONT | CLE | RA | 13019 |  | 0.056 |  | SCLERA13019**C | CLE-13019-0.056 | 39.1866 | -84.2625 | 2025-12-31 | Active |  |  |  | State | HL0020230 | 2020-03-19 13:57 |  | State | BC2 | Conventional | [7 empty] | 1 | [6 empty] | No | No | No |  | LED | 1 | [26 empty] | 2025-10-13 16:51 | NULL |  |  | mhurlow1 | 2018-05-01 13:22 | ascott3 | 2025-09-16 16:29 | No | No | No | No | No | Standing | None | None | None | No | No | No |  | No | 2025-10-13 16:51 |  | mneeley | 2025-10-13 16:52 | mneeley | 2025-10-13 16:52 | No Photo Available | No Photo Available | http://data.mapchannels.com/dualmaps6/map.htm?lat=39.186557&lng=-84.262529
08 | CLERMONT | CLE | RA | 13019 |  | 0.091 |  | SCLERA13019**C | CLE-13019-0.091 | 39.1864 | -84.262 | 2025-12-31 | Active |  |  |  | State | HL0011416 | 2020-03-19 13:56 |  | State | BC4 | Conventional | [7 empty] | 1 | [6 empty] | No | No | No |  | LED | 1 | [26 empty] | 2025-10-13 16:52 | NULL |  |  | mhurlow1 | 2018-05-01 13:22 | ascott3 | 2025-09-16 16:30 | No | No | No | No | No | Standing | None | None | None | No | No | No |  | No | 2025-10-13 16:52 |  | mneeley | 2025-10-13 16:52 | mneeley | 2025-10-13 16:52 | No Photo Available | No Photo Available | http://data.mapchannels.com/dualmaps6/map.htm?lat=39.186426&lng=-84.261956
08 | CLERMONT | CLE | RA | 13019 |  | 0.13 |  | SCLERA13019**C | CLE-13019-0.130 | 39.186 | -84.2617 | 2025-12-31 | Active |  |  |  | State | HL0025234 | 2020-03-19 13:58 |  | State | BC5 | Conventional | [7 empty] | 1 | [6 empty] | No | No | No |  | HPS | 1 | 200 | [25 empty] | 2025-10-13 16:52 | NULL | 0 |  | mhurlow1 | 2018-05-01 13:23 | cburden | 2020-03-19 14:04 | No | No | No | No | No | Standing | None | None | None | No | No | No |  | No | 2025-10-13 16:52 |  | mneeley | 2025-10-13 16:52 | mneeley | 2025-10-13 16:52 | No Photo Available | No Photo Available | http://data.mapchannels.com/dualmaps6/map.htm?lat=39.185973&lng=-84.261674
08 | CLERMONT | CLE | RA | 13019 |  | 0.169 |  | SCLERA13019**C | CLE-13019-0.169 | 39.1855 | -84.2619 | 2025-12-31 | Active |  |  |  | State | HL0007047 | 2020-03-19 14:04 |  | State | Bc6 | Conventional | [7 empty] | 1 | [6 empty] | No | No | No |  | HPS | 1 | 310 | [25 empty] | 2025-10-13 16:52 | NULL | 0 |  | mhurlow1 | 2018-05-01 13:23 | cburden | 2020-03-19 14:10 | No | No | No | No | No | Standing | None | None | None | No | No | No |  | No | 2025-10-13 16:52 |  | mneeley | 2025-10-13 16:52 | mneeley | 2025-10-13 16:52 | No Photo Available | No Photo Available | http://data.mapchannels.com/dualmaps6/map.htm?lat=39.185529&lng=-84.261919
08 | CLERMONT | CLE | RA | 13019 |  | 0.206 |  | SCLERA13019**C | CLE-13019-0.206 | 39.1854 | -84.2625 | 2025-12-31 | Active |  |  |  | State | HL0008813 | 2020-03-19 14:11 |  | State | BC7 | Conventional | [7 empty] | 1 | [6 empty] | No | No | No |  | HPS | 1 | 310 | [25 empty] | 2025-10-13 16:52 | NULL | 0 |  | mhurlow1 | 2018-05-01 13:24 | cburden | 2020-03-19 14:16 | No | No | No | No | No | Standing | None | None | None | No | No | No |  | No | 2025-10-13 16:52 |  | mneeley | 2025-10-13 16:53 | mneeley | 2025-10-13 16:53 | No Photo Available | No Photo Available | http://data.mapchannels.com/dualmaps6/map.htm?lat=39.185360&lng=-84.262505
08 | CLERMONT | CLE | RA | 13019 |  | 0.244 |  | SCLERA13019**C | CLE-13019-0.244 | 39.1856 | -84.2631 | 2025-12-31 | Active |  |  |  | State | HL0023756 | 2020-03-19 14:17 |  | State | BC8 | Conventional | [7 empty] | 1 | [6 empty] | No | No | No |  | HPS | 1 | 200 | [25 empty] | 2025-10-13 16:53 | NULL | 0 |  | mhurlow1 | 2018-05-01 13:24 | cburden | 2020-03-19 14:27 | No | No | No | No | No | Standing | None | None | None | No | No | No |  | No | 2025-10-13 16:53 |  | mneeley | 2025-10-13 16:53 | mneeley | 2025-10-13 16:53 | No Photo Available | No Photo Available | http://data.mapchannels.com/dualmaps6/map.htm?lat=39.185599&lng=-84.263057
08 | CLERMONT | CLE | RA | 13019 |  | 0.281 |  | SCLERA13019**C | CLE-13019-0.281 | 39.1861 | -84.2632 | 2025-12-31 | Active |  |  |  | State | HL0000411 | 2020-03-16 16:17 |  | State | BC-9 | Conventional | [7 empty] | 1 | [6 empty] | No | No | No |  | HPS | 1 | 400 | [25 empty] | 2025-10-13 16:53 | NULL | 0 |  | mhurlow1 | 2018-05-01 13:25 | dturner | 2020-03-16 17:53 | No | No | No | No | No | Standing | None | None | None | No | No | No |  | No | 2025-10-13 16:53 |  | mneeley | 2025-10-13 16:53 | mneeley | 2025-10-13 16:53 | No Photo Available | No Photo Available | http://data.mapchannels.com/dualmaps6/map.htm?lat=39.186078&lng=-84.263194
08 | CLERMONT | CLE | RA | 13019 |  | 0.347 |  | SCLERA13019**C | CLE-13019-0.347 | 39.187 | -84.2629 | 2025-12-31 | Active |  |  |  | State | HL0005238 | 2020-03-16 16:27 |  | State | BA-17 | Conventional | [7 empty] | 1 | [6 empty] | No | No | No |  | HPS | 1 | 400 | [25 empty] | 2025-10-13 16:53 | NULL | 0 |  | mhurlow1 | 2018-05-01 13:26 | dturner | 2020-03-16 17:55 | No | No | No | No | No | Standing | None | None | None | No | No | No |  | No | 2025-10-13 16:53 |  | mneeley | 2025-10-13 16:53 | mneeley | 2025-10-13 16:53 | No Photo Available | No Photo Available | http://data.mapchannels.com/dualmaps6/map.htm?lat=39.187000&lng=-84.262896
08 | CLERMONT | CLE | RA | 13019 |  | 0.381 |  | SCLERA13019**C | CLE-13019-0.381 | 39.1875 | -84.2628 | 2025-12-31 | Active |  |  |  | State | HL0022372 | 2020-03-16 16:41 |  | State | BA-18 | Conventional | [7 empty] | 1 | [6 empty] | No | No | No |  | HPS | 1 | 200 | [25 empty] | 2025-10-13 16:53 | NULL | 0 |  | mhurlow1 | 2018-05-01 13:26 | dturner | 2020-03-16 17:56 | No | No | No | No | No | Standing | None | None | None | No | No | No |  | No | 2025-10-13 16:53 |  | mneeley | 2025-10-13 16:54 | mneeley | 2025-10-13 16:54 | No Photo Available | No Photo Available | http://data.mapchannels.com/dualmaps6/map.htm?lat=39.187478&lng=-84.262759
08 | CLERMONT | CLE | RA | 13019 |  | 0.416 |  | SCLERA13019**C | CLE-13019-0.416 | 39.188 | -84.2626 | 2025-12-31 | Active |  |  |  | State | HL0017416 | 2020-03-16 16:49 |  | State | BA-19 | Conventional | [7 empty] | 1 | [6 empty] | No | No | No |  | HPS | 1 | 400 | [25 empty] | 2025-10-13 16:54 | NULL | 0 |  | mhurlow1 | 2018-05-01 13:27 | dturner | 2020-03-16 17:57 | No | No | No | No | No | Standing | None | None | None | No | No | No |  | No | 2025-10-13 16:54 |  | mneeley | 2025-10-13 16:54 | mneeley | 2025-10-13 16:54 | No Photo Available | No Photo Available | http://data.mapchannels.com/dualmaps6/map.htm?lat=39.187979&lng=-84.262633
08 | CLERMONT | CLE | RA | 13019 |  | 0.451 |  | SCLERA13019**C | CLE-13019-0.451 | 39.1885 | -84.2625 | 2025-12-31 | Active |  |  |  | State | HL0017690 | 2020-03-16 17:02 |  | State | BA-20 | Conventional | [7 empty] | 1 | [6 empty] | No | No | No |  | HPS | 1 | 400 | [25 empty] | 2025-10-13 16:54 | NULL | 0 |  | mhurlow1 | 2018-05-01 13:27 | dturner | 2020-03-16 17:59 | No | No | No | No | No | Standing | None | None | None | No | No | No |  | No | 2025-10-13 16:54 |  | mneeley | 2025-10-13 16:54 | mneeley | 2025-10-13 16:54 | No Photo Available | No Photo Available | http://data.mapchannels.com/dualmaps6/map.htm?lat=39.188495&lng=-84.262531
08 | CLERMONT | CLE | RA | 13019 |  | 0.487 |  | SCLERA13019**C | CLE-13019-0.487 | 39.189 | -84.2625 | 2025-12-31 | Active |  |  |  | State | HL0010585 | 2020-03-16 17:13 |  | State | BA-21 | Conventional | [7 empty] | 1 | [6 empty] | No | No | No |  | HPS | 1 | 200 | [25 empty] | 2025-10-13 16:54 | NULL | 0 |  | mhurlow1 | 2018-05-01 13:28 | dturner | 2020-03-16 18:00 | No | No | No | No | No | Standing | None | None | None | No | No | No |  | No | 2025-10-13 16:54 |  | mneeley | 2025-10-13 16:54 | mneeley | 2025-10-13 16:54 | No Photo Available | No Photo Available | http://data.mapchannels.com/dualmaps6/map.htm?lat=39.189003&lng=-84.262457
08 | CLERMONT | CLE | RA | 13020 |  | 0.035 |  | SCLERA13020**C | CLE-13020-0.035 | 39.1854 | -84.265 | 2025-12-31 | Active |  |  |  | State | HL0000752 | 2020-03-17 12:43 |  | State | Ac13 | Conventional | [7 empty] | 1 | [6 empty] | No | No | No |  | HPS | 1 | 310 | [25 empty] | 2025-10-10 13:37 | NULL | 0 |  | mhurlow1 | 2018-05-01 13:14 | cburden | 2020-03-17 12:55 | No | No | No | No | No | Standing | None | None | None | No | No | No |  | No | 2025-10-10 13:37 |  | mneeley | 2025-10-10 13:37 | mneeley | 2025-10-10 13:37 | No Photo Available | No Photo Available | http://data.mapchannels.com/dualmaps6/map.htm?lat=39.185446&lng=-84.264993
08 | CLERMONT | CLE | RA | 13020 |  | 0.061 |  | SCLERA13020**C | CLE-13020-0.061 | 39.1851 | -84.265 | 2025-12-31 | Active |  |  |  | State | HL0021634 | 2020-03-17 12:55 |  | State | Ac12 | Conventional | [7 empty] | 1 | [6 empty] | No | No | No |  | HPS | 1 | 200 | [25 empty] | 2025-10-10 13:37 | NULL | 0 |  | mhurlow1 | 2018-05-01 13:15 | cburden | 2020-03-17 12:56 | No | No | No | No | No | Standing | None | None | None | No | No | No |  | No | 2025-10-10 13:37 |  | mneeley | 2025-10-10 13:37 | mneeley | 2025-10-10 13:37 | No Photo Available | No Photo Available | http://data.mapchannels.com/dualmaps6/map.htm?lat=39.185101&lng=-84.264956
08 | CLERMONT | CLE | RA | 13020 |  | 0.089 |  | SCLERA13020**C | CLE-13020-0.089 | 39.1847 | -84.265 | 2025-12-31 | Active |  |  |  | State | HL0000682 | 2020-03-17 13:09 |  | State | Ac11 | Conventional | [7 empty] | 1 | [6 empty] | No | No | No |  | HPS | 1 | 200 | [25 empty] | 2025-10-10 13:38 | NULL | 0 |  | mhurlow1 | 2018-05-01 13:15 | cburden | 2020-03-17 13:10 | No | No | No | No | No | Standing | None | None | None | No | No | No |  | No | 2025-10-10 13:38 |  | mneeley | 2025-10-10 13:38 | mneeley | 2025-10-10 13:38 | No Photo Available | No Photo Available | http://data.mapchannels.com/dualmaps6/map.htm?lat=39.184696&lng=-84.264996
08 | CLERMONT | CLE | RA | 13020 |  | 0.128 |  | SCLERA13020**C | CLE-13020-0.128 | 39.1841 | -84.2651 | 2025-12-31 | Active |  |  |  | State | HL0007528 | 2020-03-17 13:33 |  | State | ac10 | Conventional | [7 empty] | 1 | [6 empty] | No | No | No |  | HPS | 1 | 310 | [25 empty] | 2025-10-10 13:38 | NULL | 0 |  | mhurlow1 | 2018-05-01 13:16 | cburden | 2020-03-17 13:34 | No | No | No | No | No | Standing | None | None | None | No | No | No |  | No | 2025-10-10 13:38 |  | mneeley | 2025-10-10 13:38 | mneeley | 2025-10-10 13:38 | No Photo Available | No Photo Available | http://data.mapchannels.com/dualmaps6/map.htm?lat=39.184129&lng=-84.265074
08 | CLERMONT | CLE | RA | 13020 |  | 0.169 |  | SCLERA13020**C | CLE-13020-0.169 | 39.1835 | -84.2652 | 2025-12-31 | Active |  |  |  | State | HL0024263 | 2020-03-17 13:57 |  | State | Ac9 | Conventional | [7 empty] | 1 | [6 empty] | No | No | No |  | HPS | 1 | 200 | [25 empty] | 2025-10-10 13:38 | NULL | 0 |  | mhurlow1 | 2018-05-01 13:16 | cburden | 2020-03-17 13:58 | No | No | No | No | No | Standing | None | None | None | No | No | No |  | No | 2025-10-10 13:38 |  | mneeley | 2025-10-10 13:39 | mneeley | 2025-10-10 13:39 | No Photo Available | No Photo Available | http://data.mapchannels.com/dualmaps6/map.htm?lat=39.183546&lng=-84.265157
08 | CLERMONT | CLE | RA | 13020 |  | 0.192 |  | SCLERA13020**C | CLE-13020-0.192 | 39.1832 | -84.2651 | 2025-12-31 | Active |  |  |  | State | HL0008580 | 2020-03-16 16:25 |  | State | Ac14 | Conventional | [7 empty] | 1 | [6 empty] | No | No | No |  | HPS | 1 | 200 | [25 empty] | 2025-12-31 15:01 | NULL | 0 | 2025-12-31 15:01 | mhurlow1 | 2018-10-03 19:15 | cburden | 2020-03-16 16:38 | No | No | No | No | No | Standing | None | None | None | No | No | No | Bow was re erected back up still needs light | No | 2025-12-31 15:01 | 2025-12-31 15:01 | ascott3 | 2025-12-31 15:01 | ascott3 | 2025-12-31 15:01 | No Photo Available | No Photo Available | http://data.mapchannels.com/dualmaps6/map.htm?lat=39.183194&lng=-84.265064
08 | CLERMONT | CLE | RA | 13020 |  | 0.207 |  | SCLERA13020**C | CLE-13020-0.207 | 39.183 | -84.2653 | 2025-12-31 | Active |  |  |  | State | HL0000737 | 2020-03-17 14:08 |  | State | Ac8 | Conventional | [7 empty] | 1 | [6 empty] | No | No | No |  | HPS | 1 | 400 | [25 empty] | 2025-10-10 13:39 | NULL | 0 |  | mhurlow1 | 2018-05-01 13:16 | cburden | 2020-03-17 14:33 | No | No | No | No | No | Standing | None | None | None | No | No | No |  | No | 2025-10-10 13:39 |  | mneeley | 2025-10-10 13:39 | mneeley | 2025-10-10 13:39 | No Photo Available | No Photo Available | http://data.mapchannels.com/dualmaps6/map.htm?lat=39.183009&lng=-84.265265
08 | CLERMONT | CLE | RA | 13020 |  | 0.246 |  | SCLERA13020**C | CLE-13020-0.246 | 39.1825 | -84.2654 | 2025-12-31 | Active |  |  |  | State | HL0003406 | 2020-03-16 16:39 |  | State | Ac7 | Conventional | [7 empty] | 1 | [6 empty] | No | No | No |  | HPS | 1 | 400 | [25 empty] | 2025-10-10 12:53 | NULL | 0 |  | mhurlow1 | 2018-05-01 13:17 | cburden | 2020-03-16 16:39 | No | No | No | No | No | Standing | None | None | None | No | No | No |  | No | 2025-10-10 12:53 |  | mneeley | 2025-10-10 12:53 | mneeley | 2025-10-10 12:53 | No Photo Available | No Photo Available | http://data.mapchannels.com/dualmaps6/map.htm?lat=39.182463&lng=-84.265442
08 | CLERMONT | CLE | RA | 13020 |  | 0.285 |  | SCLERA13020**C | CLE-13020-0.285 | 39.1819 | -84.2656 | 2025-12-31 | Active |  |  |  | State | HL0011883 | 2020-03-16 16:41 |  | State | AC6 | Conventional | [7 empty] | 1 | [6 empty] | No | No | No |  | HPS | 1 | [26 empty] | 2025-10-10 12:53 | NULL | 0 |  | Dsnyder5 | 2018-06-11 13:08 | cburden | 2020-03-16 17:13 | No | No | No | No | No | Standing | None | None | None | No | No | No |  | No | 2025-10-10 12:53 |  | mneeley | 2025-10-10 12:53 | mneeley | 2025-10-10 12:53 | No Photo Available | No Photo Available | http://data.mapchannels.com/dualmaps6/map.htm?lat=39.181916&lng=-84.265635
08 | CLERMONT | CLE | RA | 13020 |  | 0.325 |  | SCLERA13020**C | CLE-13020-0.325 | 39.1814 | -84.2658 | 2025-12-31 | Active |  |  |  | State | HL0024614 | 2020-03-16 17:14 |  | State | ac5 | Conventional | [7 empty] | 1 | [6 empty] | No | No | No |  | HPS | 1 | 400 | [25 empty] | 2025-10-10 12:55 | NULL | 0 |  | Dsnyder5 | 2018-06-11 13:08 | cburden | 2020-03-16 17:23 | No | No | No | No | No | Standing | None | None | None | No | No | No |  | No | 2025-10-10 12:55 |  | mneeley | 2025-10-10 12:55 | mneeley | 2025-10-10 12:55 | No Photo Available | No Photo Available | http://data.mapchannels.com/dualmaps6/map.htm?lat=39.181359&lng=-84.265836
08 | CLERMONT | CLE | RA | 13020 |  | 0.365 |  | SCLERA13020**C | CLE-13020-0.365 | 39.1808 | -84.266 | 2025-12-31 | Active |  |  |  | State | HL0020480 | 2020-03-16 17:25 |  | State | AC4 | Conventional | [7 empty] | 1 | [6 empty] | No | No | No |  | HPS | 1 | 400 | [25 empty] | 2025-10-10 12:55 | NULL | 0 |  | Dsnyder5 | 2018-06-11 13:08 | cburden | 2020-03-16 17:27 | No | No | No | No | No | Standing | None | None | None | No | No | No |  | No | 2025-10-10 12:55 |  | mneeley | 2025-10-10 12:55 | mneeley | 2025-10-10 12:55 | No Photo Available | No Photo Available | http://data.mapchannels.com/dualmaps6/map.htm?lat=39.180799&lng=-84.266037
08 | CLERMONT | CLE | RA | 13020 |  | 0.404 |  | SCLERA13020**C | CLE-13020-0.404 | 39.1802 | -84.2662 | 2025-12-31 | Active |  |  |  | State | HL0009998 | 2020-03-16 17:37 |  | State | AC3 | Conventional | [7 empty] | 1 | [6 empty] | No | No | No |  | HPS | 1 | 200 | [25 empty] | 2025-10-10 12:55 | NULL | 0 |  | Dsnyder5 | 2018-06-11 13:07 | cburden | 2020-03-16 17:45 | No | No | No | No | No | Standing | None | None | None | No | No | No |  | No | 2025-10-10 12:55 |  | mneeley | 2025-10-10 12:56 | mneeley | 2025-10-10 12:56 | No Photo Available | No Photo Available | http://data.mapchannels.com/dualmaps6/map.htm?lat=39.180242&lng=-84.266230
08 | CLERMONT | CLE | RA | 13021 |  | 0.014 |  | SCLERA13021**C | CLE-13021-0.014 | 39.1917 | -84.2629 | 2025-12-31 | Active |  |  |  | State | HL0007390 | 2020-03-12 13:27 |  | State | AA2 | Conventional | [7 empty] | 1 | [6 empty] | No | No | No |  | HPS | 1 | 200 | [25 empty] | 2025-10-13 16:46 | NULL | 0 |  | mhurlow1 | 2018-10-03 18:57 | cburden | 2020-03-12 13:27 | No | No | No | No | No | Standing | None | None | None | No | No | No |  | No | 2025-10-13 16:46 |  | mneeley | 2025-10-13 16:46 | mneeley | 2025-10-13 16:46 | No Photo Available | No Photo Available | http://data.mapchannels.com/dualmaps6/map.htm?lat=39.191674&lng=-84.262889
08 | CLERMONT | CLE | RA | 13021 |  | 0.054 |  | SCLERA13021**C | CLE-13021-0.054 | 39.1911 | -84.2629 | 2025-12-31 | Active |  |  |  | State | HL0008872 | 2020-03-12 13:28 |  | State | AA3 | Conventional | [7 empty] | 1 | [6 empty] | No | No | No |  | HPS | 1 | 200 | [25 empty] | 2025-10-13 16:46 | NULL | 0 |  | mhurlow1 | 2018-10-03 18:58 | cburden | 2020-03-12 13:28 | No | No | No | No | No | Standing | None | None | None | No | No | No |  | No | 2025-10-13 16:46 |  | mneeley | 2025-10-13 16:46 | mneeley | 2025-10-13 16:46 | No Photo Available | No Photo Available | http://data.mapchannels.com/dualmaps6/map.htm?lat=39.191092&lng=-84.262894
08 | CLERMONT | CLE | RA | 13021 |  | 0.094 |  | SCLERA13021**C | CLE-13021-0.094 | 39.1905 | -84.2629 | 2025-12-31 | Active |  |  |  | State | HL0009042 | 2020-03-12 13:42 |  | State | AA4 | Conventional | [7 empty] | 1 | [6 empty] | No | No | No |  | HPS | 1 | 200 | [25 empty] | 2025-10-13 16:46 | NULL | 0 |  | mhurlow1 | 2018-10-03 18:59 | cburden | 2020-03-12 13:42 | No | No | No | No | No | Standing | None | None | None | No | No | No |  | No | 2025-10-13 16:46 |  | mneeley | 2025-10-13 16:47 | mneeley | 2025-10-13 16:47 | No Photo Available | No Photo Available | http://data.mapchannels.com/dualmaps6/map.htm?lat=39.190523&lng=-84.262902
08 | CLERMONT | CLE | RA | 13021 |  | 0.136 |  | SCLERA13021**C | CLE-13021-0.136 | 39.1899 | -84.263 | 2025-12-31 | Active |  |  |  | State | HL0015960 | 2020-03-12 13:56 |  | State | AA5 | Conventional | [7 empty] | 1 | [6 empty] | No | No | No |  | HPS | 1 | 200 | [25 empty] | 2025-10-13 16:47 | NULL | 0 |  | mhurlow1 | 2018-10-03 19:00 | cburden | 2020-03-12 13:56 | No | No | No | No | No | Standing | None | None | None | No | No | No |  | No | 2025-10-13 16:47 |  | mneeley | 2025-10-13 16:47 | mneeley | 2025-10-13 16:47 | No Photo Available | No Photo Available | http://data.mapchannels.com/dualmaps6/map.htm?lat=39.189924&lng=-84.262993
08 | CLERMONT | CLE | RA | 13021 |  | 0.172 |  | SCLERA13021**C | CLE-13021-0.172 | 39.1894 | -84.263 | 2025-12-31 | Active |  |  |  | State | HL0022536 | 2020-03-18 17:50 |  | State | AB1 | Conventional | [7 empty] | 1 | [6 empty] | No | No | No |  | HPS | 1 | 200 | [25 empty] | 2025-10-13 16:58 | NULL | 0 |  | mhurlow1 | 2018-05-01 13:10 | cburden | 2020-03-18 17:51 | No | No | No | No | No | Standing | None | None | None | No | No | No |  | No | 2025-10-13 16:58 |  | mneeley | 2025-10-13 16:58 | mneeley | 2025-10-13 16:58 | No Photo Available | No Photo Available | http://data.mapchannels.com/dualmaps6/map.htm?lat=39.189394&lng=-84.262974
08 | CLERMONT | CLE | RA | 13021 |  | 0.173 |  | SCLERA13021**C | CLE-13021-0.173 | 39.1894 | -84.2631 | 2025-12-31 | Active |  |  |  | State | HL0012865 | 2020-03-12 14:21 |  | State | AA6 | Conventional | [7 empty] | 1 | [6 empty] | No | No | No |  | HPS | 1 | 400 | [25 empty] | 2025-10-13 16:47 | NULL | 0 |  | mhurlow1 | 2018-10-03 19:02 | cburden | 2020-03-12 14:32 | No | No | No | No | No | Standing | None | None | None | No | No | No |  | No | 2025-10-13 16:47 |  | mneeley | 2025-10-13 16:47 | mneeley | 2025-10-13 16:47 | No Photo Available | No Photo Available | http://data.mapchannels.com/dualmaps6/map.htm?lat=39.189404&lng=-84.263133
08 | CLERMONT | CLE | RA | 13021 |  | 0.215 |  | SCLERA13021**C | CLE-13021-0.215 | 39.1889 | -84.2634 | 2025-12-31 | Active |  |  |  | State | HL0007433 | 2020-03-12 14:33 |  | State | AA7 | Conventional | [7 empty] | 1 | [6 empty] | No | No | No |  | HPS | 1 | 200 | [25 empty] | 2025-10-13 16:47 | NULL | 0 |  | mhurlow1 | 2018-05-01 13:09 | cburden | 2020-03-12 14:33 | No | No | No | No | No | Standing | None | None | None | No | No | No |  | No | 2025-10-13 16:47 |  | mneeley | 2025-10-13 16:47 | mneeley | 2025-10-13 16:47 | No Photo Available | No Photo Available | http://data.mapchannels.com/dualmaps6/map.htm?lat=39.188853&lng=-84.263406
08 | CLERMONT | CLE | RA | 13021 |  | 0.249 |  | SCLERA13021**C | CLE-13021-0.249 | 39.1884 | -84.2638 | 2025-12-31 | Active |  |  |  | State | HL0001057 | 2020-03-12 14:46 |  | State | AA8 | Conventional | [7 empty] | 1 | [6 empty] | No | No | No |  | HPS | 1 | 200 | [25 empty] | 2025-10-13 16:48 | NULL | 0 |  | mhurlow1 | 2018-05-01 13:09 | cburden | 2020-03-12 14:46 | No | No | No | No | No | Standing | None | None | None | No | No | No |  | No | 2025-10-13 16:48 |  | mneeley | 2025-10-13 16:48 | mneeley | 2025-10-13 16:48 | No Photo Available | No Photo Available | http://data.mapchannels.com/dualmaps6/map.htm?lat=39.188441&lng=-84.263756
08 | CLERMONT | CLE | RA | 13021 |  | 0.289 |  | SCLERA13021**C | CLE-13021-0.289 | 39.1881 | -84.2643 | 2025-12-31 | Active |  |  |  | State | HL0024936 | 2020-03-12 15:04 |  | State | AA9 | Conventional | [7 empty] | 1 | [6 empty] | No | No | No |  | HPS | 1 | 200 | [25 empty] | 2025-10-13 16:48 | NULL | 0 |  | mhurlow1 | 2018-05-01 13:08 | cburden | 2020-03-12 17:29 | No | No | No | No | No | Standing | None | None | None | No | No | No |  | No | 2025-10-13 16:48 |  | mneeley | 2025-10-13 16:48 | mneeley | 2025-10-13 16:48 | No Photo Available | No Photo Available | http://data.mapchannels.com/dualmaps6/map.htm?lat=39.188055&lng=-84.264290
08 | CLERMONT | CLE | RA | 13021 |  | 0.318 |  | SCLERA13021**C | CLE-13021-0.318 | 39.1878 | -84.2647 | 2025-12-31 | Active |  |  |  | State | HL0015834 | 2020-03-12 17:09 |  | State | Aa10 | Conventional | [7 empty] | 1 | [6 empty] | No | No | No |  | HPS | 1 | 200 | [25 empty] | 2025-10-13 16:48 | NULL | 0 |  | mhurlow1 | 2018-10-03 19:07 | cburden | 2020-03-12 17:09 | No | No | No | No | No | Standing | None | None | None | No | No | No |  | No | 2025-10-13 16:48 |  | mneeley | 2025-10-13 16:49 | mneeley | 2025-10-13 16:49 | No Photo Available | No Photo Available | http://data.mapchannels.com/dualmaps6/map.htm?lat=39.187805&lng=-84.264707
08 | CLERMONT | CLE | RA | 13021 |  | 0.367 |  | SCLERA13021**C | CLE-13021-0.367 | 39.1873 | -84.2654 | 2025-12-31 | Active |  |  |  | State | HL0022439 | 2020-03-12 17:10 |  | State | AA11 | Conventional | [7 empty] | 1 | [6 empty] | No | No | No |  | HPS | 1 | 400 | [25 empty] | 2025-10-13 16:49 | NULL | 0 |  | mhurlow1 | 2018-05-01 13:01 | cburden | 2020-03-12 17:10 | No | No | No | No | No | Standing | None | None | None | No | No | No |  | No | 2025-10-13 16:49 |  | mneeley | 2025-10-13 16:49 | mneeley | 2025-10-13 16:49 | No Photo Available | No Photo Available | http://data.mapchannels.com/dualmaps6/map.htm?lat=39.187282&lng=-84.265376
08 | CLERMONT | CLE | RA | 13021 |  | 0.405 |  | SCLERA13021**C | CLE-13021-0.405 | 39.1867 | -84.2656 | 2025-12-31 | Active |  |  |  | State | HL0002999 | 2020-03-12 17:18 |  | State | Aa12 | Conventional | [7 empty] | 1 | [6 empty] | No | No | No |  | HPS | 1 | 400 | [25 empty] | 2025-10-13 16:49 | NULL | 0 |  | mhurlow1 | 2018-05-01 13:00 | cburden | 2020-03-12 17:20 | No | No | No | No | No | Standing | None | None | None | No | No | No |  | No | 2025-10-13 16:49 |  | mneeley | 2025-10-13 16:49 | mneeley | 2025-10-13 16:49 | No Photo Available | No Photo Available | http://data.mapchannels.com/dualmaps6/map.htm?lat=39.186715&lng=-84.265577
08 | CLERMONT | CLE | RA | 13021 |  | 0.445 |  | SCLERA13021**C | CLE-13021-0.445 | 39.1861 | -84.2654 | 2025-12-31 | Active |  |  |  | State | HL0003141 | 2020-03-12 17:20 |  | State | Aa13 | Conventional | [7 empty] | 1 | [6 empty] | No | No | No |  | HPS | 1 | 250 | [25 empty] | 2025-10-13 16:49 | NULL | 0 |  | mhurlow1 | 2018-05-01 12:58 | cburden | 2020-03-12 17:26 | No | No | No | No | No | Standing | None | None | None | No | No | No |  | No | 2025-10-13 16:49 |  | mneeley | 2025-10-13 16:49 | mneeley | 2025-10-13 16:49 | No Photo Available | No Photo Available | http://data.mapchannels.com/dualmaps6/map.htm?lat=39.186133&lng=-84.265357
08 | CLERMONT | CLE | RA | 13022 |  | 0.034 |  | SCLERA13022**C | CLE-13022-0.034 | 39.1881 | -84.2605 | 2025-12-31 | Active |  |  |  | State | HL0004871 | 2020-03-13 16:32 |  | State | BA4 | Conventional | No |  | AT | A |  |  |  | 1 |  |  |  |  | No | No | No | No | No |  | LED | 1 |  | 120 | 12,000 - 15,999 | No |  | Philips Lumec |  | 480 L-L | [18 empty] | 2025-10-13 16:55 | NULL |  |  | mhurlow1 | 2018-05-01 12:51 | jritchie2 | 2026-06-09 15:43 | No | No | No | No | No | Standing | None | None | None | No | No | No |  | No | 2025-10-13 16:55 |  | mneeley | 2025-10-13 16:55 | mneeley | 2025-10-13 16:55 | No Photo Available | No Photo Available | http://data.mapchannels.com/dualmaps6/map.htm?lat=39.188109&lng=-84.260491
08 | CLERMONT | CLE | RA | 13022 |  | 0.068 |  | SCLERA13022**C | CLE-13022-0.068 | 39.1877 | -84.261 | 2025-12-31 | Active |  |  |  | State | HL0008816 |  |  | State | BA-3 | Conventional | [14 empty] | No | No | No |  | HPS | 1 | [26 empty] | 2026-01-13 17:19 | NULL |  | 2026-01-13 17:18 | mhurlow1 | 2018-05-01 12:50 | csonner1 | 2026-01-13 17:16 | No | No | No | No | No | Standing | None | None | None | No | No | No | Reset pole | No | 2026-01-13 17:19 | 2026-01-13 17:18 | csonner1 | 2026-01-13 17:19 | csonner1 | 2026-01-13 17:19 | No Photo Available | No Photo Available | http://data.mapchannels.com/dualmaps6/map.htm?lat=39.187747&lng=-84.260976
08 | CLERMONT | CLE | RA | 13022 |  | 0.077 |  | SCLERA13022**C | CLE-13022-0.077 | 39.1878 | -84.2612 | 2025-12-31 | Active |  |  |  | State | HL0007713 | 2020-03-17 17:35 |  | State | BA5 | Conventional | No |  | AT | A |  |  |  | 1 |  |  |  |  | No | No | No | No | No |  | LED | 1 |  | 120 | 12,000 - 15,999 | No |  | Philips Lumec |  | 480 L-L | [18 empty] | 2025-10-13 16:55 | NULL |  |  | mhurlow1 | 2018-05-01 13:37 | jritchie2 | 2026-06-09 15:50 | No | No | No | No | No | Standing | None | None | None | No | No | No |  | No | 2025-10-13 16:55 |  | mneeley | 2025-10-13 16:55 | mneeley | 2025-10-13 16:55 | No Photo Available | No Photo Available | http://data.mapchannels.com/dualmaps6/map.htm?lat=39.187805&lng=-84.261163
08 | CLERMONT | CLE | RA | 13022 |  | 0.121 |  | SCLERA13022**C | CLE-13022-0.121 | 39.1879 | -84.2619 | 2025-12-31 | Active |  |  |  | State | HL0009233 | 2020-03-17 17:36 |  | State | Ba6 | Conventional | No |  | AT | A |  |  |  | 1 |  |  |  |  | No | No | No | No | No |  | LED | 1 |  | 120 | 12,000 - 15,999 | No |  | Philips Lumec |  | 480 L-L | [18 empty] | 2025-10-13 16:55 | NULL |  |  | mhurlow1 | 2018-05-01 13:37 | jritchie2 | 2026-06-09 15:51 | No | No | No | No | No | Standing | None | None | None | No | No | No |  | No | 2025-10-13 16:55 |  | mneeley | 2025-10-13 16:56 | mneeley | 2025-10-13 16:56 | No Photo Available | No Photo Available | http://data.mapchannels.com/dualmaps6/map.htm?lat=39.187919&lng=-84.261876
08 | CLERMONT | CLE | RA | 13022 |  | 0.159 |  | SCLERA13022**C | CLE-13022-0.159 | 39.1884 | -84.2622 | 2025-12-31 | Active |  |  |  | State | HL0015756 | 2020-03-18 17:41 |  | State | BA7 | Conventional | No |  | AT | A |  |  |  | 1 |  |  |  |  | No | No | No | No | No |  | LED | 1 |  | 120 | 12,000 - 15,999 | No |  | Philips Lumec |  | 480 L-L | [18 empty] | 2025-10-13 16:56 | NULL |  |  | mhurlow1 | 2018-05-01 13:38 | jritchie2 | 2026-06-09 15:55 | No | No | No | No | No | Standing | None | None | None | No | No | No |  | No | 2025-10-13 16:56 |  | mneeley | 2025-10-13 16:56 | mneeley | 2025-10-13 16:56 | https://collectorweb.dot.state.oh.us/arcgis/rest/services/HIGHWAY_LIGHTING/HighwayLighting_Reference/FeatureServer/6/15756/attachments/ | No Photo Available | http://data.mapchannels.com/dualmaps6/map.htm?lat=39.188383&lng=-84.262180
08 | CLERMONT | CLE | RA | 13022 |  | 0.2 |  | SCLERA13022**C | CLE-13022-0.200 | 39.189 | -84.2623 | 2025-12-31 | Active |  |  |  | State | HL0000265 | 2020-03-18 17:42 |  | State | Ba8 | Conventional | No |  | AT | A |  |  |  | 1 |  |  |  |  | No | No | No | No | No | Missing LED Head | LED | 1 |  | 120 | 12,000 - 15,999 | No |  | Philips Lumec | [20 empty] | 2026-01-22 14:01 | NULL |  |  | mhurlow1 | 2018-05-01 13:39 | jritchie2 | 2026-06-09 15:59 | No | No | No | No | No | Down | None | None | None | Yes | Yes | No | Pole hit. Pole is good | Yes | 2026-01-22 14:01 |  | odotonline.net\rdixon5 | 2026-01-22 14:02 | odotonline.net\rdixon5 | 2026-01-22 14:02 | No Photo Available | No Photo Available | http://data.mapchannels.com/dualmaps6/map.htm?lat=39.188961&lng=-84.262254
08 | CLERMONT | CLE | RA | 13022 |  | 0.232 |  | SCLERA13022**C | CLE-13022-0.232 | 39.1894 | -84.2623 | 2025-12-31 | Active |  |  |  | State | HL0014912 | 2020-03-18 17:43 |  | State | BA9 | Conventional | No |  | AT | A |  |  |  | 1 |  |  |  |  | No | No | No | No | No |  | LED | 1 |  | 120 | 12,000 - 15,999 | No |  | Philips Lumec |  | 480 L-L | [18 empty] | 2025-10-13 16:56 | NULL |  |  | mhurlow1 | 2018-05-01 13:29 | jritchie2 | 2026-06-09 16:01 | No | No | No | No | No | Standing | None | None | None | No | No | No |  | No | 2025-10-13 16:56 |  | mneeley | 2025-10-13 16:56 | mneeley | 2025-10-13 16:56 | No Photo Available | No Photo Available | http://data.mapchannels.com/dualmaps6/map.htm?lat=39.189435&lng=-84.262269
08 | CLERMONT | CLE | RA | 13022 |  | 0.272 |  | SCLERA13022**C | CLE-13022-0.272 | 39.19 | -84.2622 | 2025-12-31 | Active |  |  |  | State | HL0006137 | 2020-03-18 17:44 |  | State | BA10 | Conventional | No |  | AT | A |  |  |  | 1 |  |  |  |  | No | No | No | No | No |  | LED | 1 |  | 120 | 12,000 - 15,999 | No |  | Philips Lumec |  | 480 L-L | [18 empty] | 2025-10-13 16:56 | NULL |  |  | mhurlow1 | 2018-05-01 13:39 | jritchie2 | 2026-06-09 16:03 | No | No | No | No | No | Standing | None | None | None | No | No | No |  | No | 2025-10-13 16:56 |  | mneeley | 2025-10-13 16:56 | mneeley | 2025-10-13 16:56 | No Photo Available | No Photo Available | http://data.mapchannels.com/dualmaps6/map.htm?lat=39.190002&lng=-84.262246
08 | CLERMONT | CLE | RA | 13022 |  | 0.313 |  | SCLERA13022**C | CLE-13022-0.313 | 39.1906 | -84.2622 | 2025-12-31 | Active |  |  |  | State | HL0008575 | 2020-03-18 17:46 |  | State | BA11 | Conventional | No |  | AT | A |  |  |  | 1 |  |  |  |  | No | No | No | No | No |  | LED | 1 |  | 120 | 12,000 - 15,999 | No |  | Philips Lumec |  | 480 L-L | [18 empty] | 2025-10-13 16:56 | NULL |  |  | mhurlow1 | 2018-05-01 13:40 | jritchie2 | 2026-06-09 16:05 | No | No | No | No | No | Standing | None | None | None | No | No | No |  | No | 2025-10-13 16:56 |  | mneeley | 2025-10-13 16:57 | mneeley | 2025-10-13 16:57 | No Photo Available | No Photo Available | http://data.mapchannels.com/dualmaps6/map.htm?lat=39.190607&lng=-84.262242
08 | CLERMONT | CLE | RA | 13022 |  | 0.353 |  | SCLERA13022**C | CLE-13022-0.353 | 39.1912 | -84.2623 | 2025-12-31 | Active |  |  |  | State | HL0022664 | 2020-03-18 17:46 |  | State | BA12 | Conventional | No |  | AT | A |  |  |  | 1 |  |  |  |  | No | No | No | No | No |  | LED | 1 |  | 120 | 12,000 - 15,999 | No |  | Philips Lumec |  | 480 L-L | [18 empty] | 2025-10-13 16:57 | NULL |  |  | mhurlow1 | 2018-05-01 13:40 | jritchie2 | 2026-06-09 16:06 | No | No | No | No | No | Standing | None | None | None | No | No | No |  | No | 2025-10-13 16:57 |  | mneeley | 2025-10-13 16:57 | mneeley | 2025-10-13 16:57 | No Photo Available | No Photo Available | http://data.mapchannels.com/dualmaps6/map.htm?lat=39.191187&lng=-84.262252
08 | CLERMONT | CLE | RA | 13022 |  | 0.393 |  | SCLERA13022**C | CLE-13022-0.393 | 39.1918 | -84.2623 | 2025-12-31 | Active |  |  |  | State | HL0025001 | 2020-03-18 17:47 |  | State | BA13 | Conventional | No |  | AT | A |  |  |  | 1 |  |  |  |  | No | No | No | No | No |  | LED | 1 |  | 120 | 12,000 - 15,999 | No |  | Philips Lumec |  | 480 L-L | [18 empty] | 2025-10-13 16:57 | NULL |  |  | mhurlow1 | 2018-05-01 13:41 | jritchie2 | 2026-06-09 16:08 | No | No | No | No | No | Standing | None | None | None | No | No | No |  | No | 2025-10-13 16:57 |  | mneeley | 2025-10-13 16:57 | mneeley | 2025-10-13 16:57 | No Photo Available | No Photo Available | http://data.mapchannels.com/dualmaps6/map.htm?lat=39.191760&lng=-84.262282
08 | CLERMONT | CLE | RA | 13022 |  | 0.432 |  | SCLERA13022**C | CLE-13022-0.432 | 39.1923 | -84.2623 | 2025-12-31 | Active |  |  |  | State | HL0008839 | 2020-03-18 17:48 |  | State | BA14 | Conventional | No |  | AT | A |  |  |  | 1 |  |  |  |  | No | No | No | No | No |  | LED | 1 |  | 120 | 12,000 - 15,999 | No |  | Philips Lumec |  | 480 L-L | [18 empty] | 2025-10-13 16:57 | NULL |  |  | mhurlow1 | 2018-05-01 13:42 | jritchie2 | 2026-06-09 16:09 | No | No | No | No | No | Standing | None | None | None | No | No | No |  | No | 2025-10-13 16:57 |  | mneeley | 2025-10-13 16:57 | mneeley | 2025-10-13 16:57 | No Photo Available | No Photo Available | http://data.mapchannels.com/dualmaps6/map.htm?lat=39.192331&lng=-84.262312
08 | CLERMONT | CLE | RA | 13023 |  | 0.032 |  | SCLERA13023**C | CLE-13023-0.032 | 39.2228 | -84.2747 | 2025-12-31 | Active |  |  |  | State | HL0007332 |  |  | State | E1-L5 | Conventional | No |  | AT | A |  |  |  | 1 |  |  |  |  | No | No | No | No | No |  | LED | 1 |  | 120 | 12,000 - 15,999 | No |  | Philips Lumec |  | 480 L-L | [18 empty] | 2025-11-19 08:59 | NULL |  |  | mhurlow1 | 2018-05-02 19:12 | jritchie2 | 2026-06-09 16:16 | No | No | No | No | No | Standing | None | None | None | No | No | No |  | No | 2025-11-19 08:59 |  | ascott3 | 2025-11-19 08:59 | ascott3 | 2025-11-19 08:59 | No Photo Available | No Photo Available | http://data.mapchannels.com/dualmaps6/map.htm?lat=39.222799&lng=-84.274716
08 | CLERMONT | CLE | RA | 13023 |  | 0.152 |  | SCLERA13023**C | CLE-13023-0.152 | 39.2241 | -84.2763 | 2025-12-31 | Active |  |  |  | State | HL0005941 |  |  | State | E1L6 | Conventional | No |  | AT | A |  |  |  | 1 |  |  |  |  | No | No | No | No | No |  | LED | 1 |  | 120 | 12,000 - 15,999 | No |  | Philips Lumec |  | 480 L-L | [18 empty] | 2025-08-25 16:23 | NULL |  |  | mhurlow1 | 2018-05-02 19:11 | jritchie2 | 2026-06-09 16:19 | No | No | No | No | No | Down | None | None | None | No | No | No | Pole is down | Yes | 2025-08-25 16:23 |  | ascott3 | 2025-08-25 16:23 | ascott3 | 2025-08-25 16:23 | No Photo Available | https://collectorweb.dot.state.oh.us/arcgis/rest/services/HIGHWAY_LIGHTING/HighwayLighting_Reference/FeatureServer/7/558914/attachments/ | http://data.mapchannels.com/dualmaps6/map.htm?lat=39.224062&lng=-84.276306
08 | CLERMONT | CLE | RA | 13023 |  | 0.195 |  | SCLERA13023**C | CLE-13023-0.195 | 39.2245 | -84.2768 | 2025-12-31 | Active |  |  |  | State | HL0016850 |  |  | State | E1L2 | Conventional | No |  | AT | A |  |  |  | 1 |  |  |  |  | No | No | No | No | No |  | LED | 1 |  | 120 | 12,000 - 15,999 | No |  | Philips Lumec |  | 480 L-L | [18 empty] | 2025-11-19 08:59 | NULL |  |  | mhurlow1 | 2018-05-02 19:12 | jritchie2 | 2026-06-09 16:21 | No | No | No | No | No | Standing | None | None | None | No | No | No |  | No | 2025-11-19 08:59 |  | ascott3 | 2025-11-19 08:59 | ascott3 | 2025-11-19 08:59 | No Photo Available | No Photo Available | http://data.mapchannels.com/dualmaps6/map.htm?lat=39.224514&lng=-84.276822
08 | CLERMONT | CLE | RA | 13023 |  | 0.365 |  | SCLERA13023**C | CLE-13023-0.365 | 39.2268 | -84.2782 | 2025-12-31 | Active |  |  |  | State | HL0005066 |  |  | State | E2L1 | Conventional | No |  | AT | A |  |  |  | 1 |  |  |  |  | No | No | No | No | No |  | LED | 1 |  | 120 | 12,000 - 15,999 | No |  | Philips Lumec |  | 480 L-L | [18 empty] | 2025-11-19 09:00 | NULL |  |  | mhurlow1 | 2018-05-02 19:16 | jritchie2 | 2026-06-09 16:22 | No | No | No | No | No | Standing | None | None | None | No | No | No |  | No | 2025-11-19 09:00 |  | ascott3 | 2025-11-19 09:00 | ascott3 | 2025-11-19 09:00 | No Photo Available | No Photo Available | http://data.mapchannels.com/dualmaps6/map.htm?lat=39.226778&lng=-84.278244
08 | CLERMONT | CLE | RA | 13024 |  | 0.014 |  | SCLERA13024**C | CLE-13024-0.014 | 39.2283 | -84.2843 | 2025-12-31 | Active |  |  |  | State | HL0024972 |  |  | State | F2L5 | Conventional | No |  | AT | A |  |  |  | 1 | [6 empty] | No | No | No |  | LED | 1 |  | 120 | 12,000 - 15,999 | No |  |  |  | 480 L-L | [18 empty] | 2025-11-19 08:57 | NULL |  |  | mhurlow1 | 2018-05-02 19:02 | jritchie2 | 2026-05-29 16:20 | No | No | No | No | No | Standing | None | None | None | No | No | No |  | No | 2025-11-19 08:57 |  | ascott3 | 2025-11-19 08:57 | ascott3 | 2025-11-19 08:57 | No Photo Available | No Photo Available | http://data.mapchannels.com/dualmaps6/map.htm?lat=39.228297&lng=-84.284261
08 | CLERMONT | CLE | RA | 13024 |  | 0.136 |  | SCLERA13024**C | CLE-13024-0.136 | 39.2271 | -84.2825 | 2025-12-31 | Active |  |  |  | State | HL0026339 |  |  | State | F2L4 | Conventional | No |  | AT | A |  |  |  | 1 |  |  |  |  | No | No | No | No | No |  | LED | 1 |  | 120 |  | No |  |  |  | 480 L-L | [18 empty] | 2025-11-19 08:57 | NULL |  |  | mhurlow1 | 2018-05-02 19:04 | jritchie2 | 2026-05-29 16:25 | No | No | No | No | No | Standing | None | None | None | No | No | No |  | No | 2025-11-19 08:57 |  | ascott3 | 2025-11-19 08:57 | ascott3 | 2025-11-19 08:57 | https://collectorweb.dot.state.oh.us/arcgis/rest/services/HIGHWAY_LIGHTING/HighwayLighting_Reference/FeatureServer/6/26339/attachments/ | No Photo Available | http://data.mapchannels.com/dualmaps6/map.htm?lat=39.227139&lng=-84.282532
08 | CLERMONT | CLE | RA | 13024 |  | 0.176 |  | SCLERA13024**C | CLE-13024-0.176 | 39.2267 | -84.282 | 2025-12-31 | Active |  |  |  | State | HL0007108 |  |  | State | F2L2 | Conventional | No |  | AT | A |  |  |  | 1 |  |  |  |  | No | No | No | No | No |  | LED | 1 |  | 120 | 12,000 - 15,999 | No |  | Philips Lumec |  | 480 L-N | [18 empty] | 2025-11-19 08:58 | NULL |  |  | mhurlow1 | 2018-05-02 19:07 | jritchie2 | 2026-05-29 16:27 | No | No | No | No | No | Standing | None | None | None | No | No | No |  | No | 2025-11-19 08:58 |  | ascott3 | 2025-11-19 08:58 | ascott3 | 2025-11-19 08:58 | No Photo Available | No Photo Available | http://data.mapchannels.com/dualmaps6/map.htm?lat=39.226741&lng=-84.282024
08 | CLERMONT | CLE | RA | 13024 |  | 0.334 |  | SCLERA13024**C | CLE-13024-0.334 | 39.2245 | -84.2809 | 2025-12-31 | Active |  |  |  | State | HL0005303 |  |  | State | F2L1 | Conventional | No |  | AT | A |  |  |  | 1 |  |  |  |  | No | No | No | No | No |  | LED | 1 |  | 120 | 12,000 - 15,999 | No |  | Philips Lumec |  | 480 L-L | [18 empty] | 2025-11-19 08:58 | NULL |  |  | mhurlow1 | 2018-05-02 19:09 | jritchie2 | 2026-06-09 16:30 | No | No | No | No | No | Standing | None | None | None | No | No | No |  | No | 2025-11-19 08:58 |  | ascott3 | 2025-11-19 08:58 | ascott3 | 2025-11-19 08:58 | No Photo Available | No Photo Available | http://data.mapchannels.com/dualmaps6/map.htm?lat=39.224546&lng=-84.280930
08 | CLERMONT | CLE | RA | 13025 |  | 0.196 |  | SCLERA13025**C | CLE-13025-0.196 | 39.2239 | -84.2772 | 2025-12-31 | Active |  |  |  | State | HL0008863 |  |  | State | F2L2 | Conventional | [14 empty] | No | No | No |  | HPS | [27 empty] | 2025-11-19 08:58 | NULL |  |  | mhurlow1 | 2018-05-02 19:11 | jhudson | 2022-06-24 15:22 | No | No | No | No | No | Standing | None | None | None | No | No | No |  | No | 2025-11-19 08:58 |  | ascott3 | 2025-11-19 08:58 | ascott3 | 2025-11-19 08:58 | No Photo Available | No Photo Available | http://data.mapchannels.com/dualmaps6/map.htm?lat=39.223854&lng=-84.277210
08 | CLERMONT | CLE | RA | 13025 |  | 0.265 |  | SCLERA13025**C | CLE-13025-0.265 | 39.2232 | -84.2762 | 2025-12-31 | Active |  |  |  | State | HL0011138 |  |  | State | F2L3 | Conventional | [14 empty] | No | No | No |  | HPS | [27 empty] | 2025-11-19 08:58 | NULL |  |  | mhurlow1 | 2018-05-02 19:13 | jhudson | 2022-06-24 15:22 | No | No | No | No | No | Standing | None | None | None | No | No | No |  | No | 2025-11-19 08:58 |  | ascott3 | 2025-11-19 08:58 | ascott3 | 2025-11-19 08:58 | No Photo Available | No Photo Available | http://data.mapchannels.com/dualmaps6/map.htm?lat=39.223204&lng=-84.276213
08 | CLERMONT | CLE | RA | 13025 |  | 0.334 |  | SCLERA13025**C | CLE-13025-0.334 | 39.2225 | -84.2753 | 2025-12-31 | Active |  |  |  | State | HL0005736 |  |  | State | F2L4 | Conventional | [14 empty] | No | No | No |  | HPS | [27 empty] | 2025-11-19 08:58 | NULL |  |  | mhurlow1 | 2018-05-02 19:13 | jhudson | 2022-06-24 15:23 | No | No | No | No | No | Standing | None | None | None | No | No | No |  | No | 2025-11-19 08:58 |  | ascott3 | 2025-11-19 08:59 | ascott3 | 2025-11-19 08:59 | No Photo Available | No Photo Available | http://data.mapchannels.com/dualmaps6/map.htm?lat=39.222527&lng=-84.275301
08 | CLERMONT | CLE | RA | 13026 |  | 0 |  | SCLERA13026**C | CLE-13026-0.000 | 39.2276 | -84.2778 | 2025-12-31 | Active |  |  |  | State | HL0005251 |  |  | State | E2L2 | Conventional | No |  | AT | A |  |  |  | 1 |  |  |  |  | No | No | No | No | No |  | LED | 1 |  | 120 | 12,000 - 15,999 | No |  | Philips Lumec |  | 480 L-L | [18 empty] | 2025-11-19 09:00 | NULL |  |  | mhurlow1 | 2018-05-02 19:15 | jritchie2 | 2026-06-09 16:24 | No | No | No | No | No | Standing | None | None | None | No | No | No |  | No | 2025-11-19 09:00 |  | ascott3 | 2025-11-19 09:00 | ascott3 | 2025-11-19 09:00 | No Photo Available | No Photo Available | http://data.mapchannels.com/dualmaps6/map.htm?lat=39.227568&lng=-84.277783
08 | CLERMONT | CLE | RA | 13026 |  | 0.022 |  | SCLERA13026**C | CLE-13026-0.022 | 39.2272 | -84.2782 | 2025-12-31 | Active |  |  |  | State | HL0021392 |  |  | State | E2L3 | Conventional | No |  | AT | A |  |  |  | 1 |  |  |  |  | No | No | No | No | No |  | LED | 1 |  | 120 | 12,000 - 15,999 | No |  | Philips Lumec |  | 480 L-L | [18 empty] | 2025-11-19 09:00 | NULL |  |  | Dsnyder5 | 2018-06-11 13:13 | jritchie2 | 2026-06-09 16:25 | No | No | No | No | No | Standing | None | None | None | No | No | No |  | No | 2025-11-19 09:00 |  | ascott3 | 2025-11-19 09:00 | ascott3 | 2025-11-19 09:00 | No Photo Available | No Photo Available | http://data.mapchannels.com/dualmaps6/map.htm?lat=39.227240&lng=-84.278237
08 | CLERMONT | CLE | RA | 13026 |  | 0.075 |  | SCLERA13026**C | CLE-13026-0.075 | 39.227 | -84.2791 | 2025-12-31 | Active |  |  |  | State | HL0016498 |  |  | State | E2L4 | Conventional | No |  | AT | A |  |  |  | 1 |  |  |  |  | No | No | No | No | No |  | LED | 1 |  | 120 | 12,000 - 15,999 | No |  | Philips Lumec |  | 480 L-L | [18 empty] | 2025-11-19 09:00 | NULL |  |  | mhurlow1 | 2018-05-02 19:07 | jritchie2 | 2026-06-09 16:26 | No | No | No | No | No | Standing | None | None | None | No | No | No |  | No | 2025-11-19 09:00 |  | ascott3 | 2025-11-19 09:00 | ascott3 | 2025-11-19 09:00 | No Photo Available | No Photo Available | http://data.mapchannels.com/dualmaps6/map.htm?lat=39.226982&lng=-84.279111
08 | CLERMONT | CLE | RA | 13026 |  | 0.262 |  | SCLERA13026**C | CLE-13026-0.262 | 39.2278 | -84.2823 | 2025-12-31 | Active |  |  |  | State | HL0023793 |  |  | State | E2L5 | Conventional | No |  | AT | A |  |  |  | 1 |  |  |  |  | No | No | No | No | No |  | LED | 1 |  | 120 | 12,000 - 15,999 | No |  | Philips Lumec |  | 480 L-L | [18 empty] | 2025-11-19 08:57 | NULL |  |  | mhurlow1 | 2018-05-02 19:04 | jritchie2 | 2026-06-09 16:27 | No | No | No | No | No | Standing | None | None | None | No | No | No |  | No | 2025-11-19 08:57 |  | ascott3 | 2025-11-19 08:57 | ascott3 | 2025-11-19 08:57 | No Photo Available | No Photo Available | http://data.mapchannels.com/dualmaps6/map.htm?lat=39.227818&lng=-84.282331
08 | CLERMONT | CLE | RA | 13026 |  | 0.331 |  | SCLERA13026**C | CLE-13026-0.331 | 39.2284 | -84.2833 | 2025-12-31 | Active |  |  |  | State | HL0022963 |  |  | State | E2L6 | Conventional | No |  | AT | A |  |  |  | 1 |  |  |  |  | No | No | No | No | No |  | LED | 1 |  | 120 | 12,000 - 15,999 | No |  | Philips Lumec |  | 480 L-L | [18 empty] | 2025-11-19 08:56 | NULL |  |  | mhurlow1 | 2018-05-02 19:02 | jritchie2 | 2026-06-09 16:28 | No | No | No | No | No | Standing | None | None | None | No | No | No |  | No | 2025-11-19 08:56 |  | ascott3 | 2025-11-19 08:57 | ascott3 | 2025-11-19 08:57 | No Photo Available | No Photo Available | http://data.mapchannels.com/dualmaps6/map.htm?lat=39.228413&lng=-84.283336
08 | CLERMONT | CLE | RA | 13026 |  | 0.398 |  | SCLERA13026**C | CLE-13026-0.398 | 39.229 | -84.2843 | 2025-12-31 | Active |  |  |  | State | HL0000803 |  |  | State | E2L7 | Conventional | No |  | AT | A |  |  |  | 1 |  |  |  |  | No | No | No | No | No |  | LED | 1 |  | 120 |  | No |  | Philips Lumec |  | 480 L-L | [18 empty] | 2025-11-19 08:56 | NULL |  |  | mhurlow1 | 2018-05-02 19:03 | jritchie2 | 2026-06-09 16:28 | No | No | No | No | No | Standing | None | None | None | No | No | No |  | No | 2025-11-19 08:56 |  | ascott3 | 2025-11-19 08:56 | ascott3 | 2025-11-19 08:56 | No Photo Available | No Photo Available | http://data.mapchannels.com/dualmaps6/map.htm?lat=39.229019&lng=-84.284343
08 | CLERMONT | CLE | RA | 13026 |  | 0.466 |  | SCLERA13026**C | CLE-13026-0.466 | 39.2296 | -84.2854 | 2025-12-31 | Active |  |  |  | State | HL0001133 |  |  | State | E2L8 | Conventional | No |  | AT | A |  |  |  | 1 |  |  |  |  | No | No | No | No | No |  | LED | 1 |  | 120 | 12,000 - 15,999 | No |  | Philips Lumec |  | 480 L-L | [18 empty] | 2025-11-19 08:56 | NULL |  |  | mhurlow1 | 2018-05-02 19:03 | jritchie2 | 2026-06-09 16:29 | No | No | No | No | No | Standing | None | None | None | No | No | No |  | No | 2025-11-19 08:56 |  | ascott3 | 2025-11-19 08:56 | ascott3 | 2025-11-19 08:56 | No Photo Available | No Photo Available | http://data.mapchannels.com/dualmaps6/map.htm?lat=39.229617&lng=-84.285357
08 | CLERMONT | CLE | RA | 13028 |  | 0.289 |  | SCLERA13028**C | CLE-13028-0.289 | 39.0674 | -84.0648 | 2025-12-31 | Active |  |  |  | State | HL0016807 | 2020-03-19 13:48 |  | State | 1-B5 | Conventional | [7 empty] | 1 | [6 empty] | No | No | No |  | HPS | 1 | 310 | [25 empty] | 2025-09-29 17:57 | NULL | 0 |  | mhurlow1 | 2018-05-01 18:46 | dturner | 2020-03-19 18:03 | No | No | No | No | No | Standing | None | None | None | No | No | No |  | No | 2025-09-29 17:57 |  | rdixon5 | 2025-09-29 17:57 | rdixon5 | 2025-09-29 17:57 | No Photo Available | No Photo Available | http://data.mapchannels.com/dualmaps6/map.htm?lat=39.067389&lng=-84.064832
08 | CLERMONT | CLE | RA | 13028 |  | 0.35 |  | SCLERA13028**C | CLE-13028-0.350 | 39.0674 | -84.066 | 2025-12-31 | Active |  |  |  | State | HL0025326 | 2020-03-19 14:01 |  | State | 1-B6 | Conventional | [7 empty] | 1 | [6 empty] | No | No | No |  | HPS | 1 | 400 | [25 empty] | 2026-08-13 15:58 | NULL | 0 | 2026-08-13 15:58 | mhurlow1 | 2018-05-01 18:45 | dturner | 2020-03-19 18:04 | No | No | No | No | No | Standing | None | None | None | No | No | No | RESET POLE INSTALL INSTALLED LED CONVENTIONAL FIXTURE INSTALLED T BASE INSTALLED FUSED PULL APART CONNECTOR KITS INSTALLED KTK FUSES INSTALL INSTALLED NUMBER 10 BRACKET ARM AND POLE CABLE | No | 2026-08-13 15:58 | 2026-08-13 15:58 | csonner1 | 2026-08-13 16:00 | csonner1 | 2026-08-13 16:00 | No Photo Available | https://collectorweb.dot.state.oh.us/arcgis/rest/services/HIGHWAY_LIGHTING/HighwayLighting_Reference/FeatureServer/7/590168/attachments/ | http://data.mapchannels.com/dualmaps6/map.htm?lat=39.067368&lng=-84.065956
08 | CLERMONT | CLE | RA | 13029 |  | 0.01 |  | SCLERA13029**C | CLE-13029-0.010 | 39.0674 | -84.058 | 2025-12-31 | Active |  |  |  | State | HL0006373 | 2020-03-18 15:44 |  | State | 1-B4 | Conventional | [7 empty] | 1 | [6 empty] | No | No | No |  | HPS | 1 | 400 | [25 empty] | 2025-09-29 17:55 | NULL | 0 |  | mhurlow1 | 2018-05-01 18:53 | dturner | 2020-03-18 18:32 | No | No | No | No | No | Standing | None | None | None | No | No | No |  | No | 2025-09-29 17:55 |  | rdixon5 | 2025-09-29 17:55 | rdixon5 | 2025-09-29 17:55 | No Photo Available | No Photo Available | http://data.mapchannels.com/dualmaps6/map.htm?lat=39.067384&lng=-84.058050
08 | CLERMONT | CLE | RA | 13029 |  | 0.139 |  | SCLERA13029**C | CLE-13029-0.139 | 39.0674 | -84.0604 | 2025-12-31 | Active |  |  |  | State | HL0001102 | 2020-03-18 16:44 |  | State | 1-B2 | Conventional | [7 empty] | 1 | [6 empty] | No | No | No |  | HPS | 1 | 400 | [25 empty] | 2025-09-29 17:55 | NULL | 0 |  | mhurlow1 | 2018-05-01 18:49 | dturner | 2020-03-18 18:33 | No | No | No | No | No | Standing | None | None | None | No | No | No |  | No | 2025-09-29 17:55 |  | rdixon5 | 2025-09-29 17:55 | rdixon5 | 2025-09-29 17:55 | No Photo Available | No Photo Available | http://data.mapchannels.com/dualmaps6/map.htm?lat=39.067442&lng=-84.060440
08 | CLERMONT | CLE | RA | 13029 |  | 0.173 |  | SCLERA13029**C | CLE-13029-0.173 | 39.0675 | -84.061 | 2025-12-31 | Active |  |  |  | State | HL0009594 | 2020-03-18 17:18 |  | State | 1-B1 | Conventional | [7 empty] | 1 | [6 empty] | No | No | No |  | HPS | 1 | 200 | [25 empty] | 2025-09-29 17:54 | NULL | 0 |  | mhurlow1 | 2018-05-01 18:50 | dturner | 2020-03-18 18:35 | No | No | No | No | No | Standing | None | None | None | No | No | No |  | No | 2025-09-29 17:54 |  | rdixon5 | 2025-09-29 17:54 | rdixon5 | 2025-09-29 17:54 | No Photo Available | No Photo Available | http://data.mapchannels.com/dualmaps6/map.htm?lat=39.067530&lng=-84.061036
08 | CLERMONT | CLE | RA | 13030 |  | 0.011 |  | SCLERA13030**C | CLE-13030-0.011 | 39.0669 | -84.0676 | 2025-12-31 | Active |  |  |  | State | HL0014752 | 2020-03-18 13:57 |  | State | 1-A5 | Conventional | [7 empty] | 1 | [6 empty] | No | No | No |  | HPS | 1 | 200 | [25 empty] | 2025-09-29 17:58 | NULL | 0 |  | mhurlow1 | 2018-05-01 18:42 | dturner | 2020-03-18 18:22 | No | No | No | No | No | Standing | None | None | None | No | No | No |  | No | 2025-09-29 17:58 |  | rdixon5 | 2025-09-29 17:58 | rdixon5 | 2025-09-29 17:58 | No Photo Available | No Photo Available | http://data.mapchannels.com/dualmaps6/map.htm?lat=39.066938&lng=-84.067593
08 | CLERMONT | CLE | RA | 13030 |  | 0.141 |  | SCLERA13030**C | CLE-13030-0.141 | 39.0669 | -84.0652 | 2025-12-31 | Active |  |  |  | State | HL0022520 | 2020-03-18 13:58 |  | State | 1-A4 | Conventional | [7 empty] | 1 | [6 empty] | No | No | No |  | HPS | 1 | 200 | [25 empty] | 2025-09-29 17:57 | NULL | 0 |  | mhurlow1 | 2018-05-01 18:45 | dturner | 2020-03-18 18:22 | No | No | No | No | No | Standing | None | None | None | No | No | No |  | No | 2025-09-29 17:57 |  | rdixon5 | 2025-09-29 17:57 | rdixon5 | 2025-09-29 17:57 | No Photo Available | No Photo Available | http://data.mapchannels.com/dualmaps6/map.htm?lat=39.066878&lng=-84.065168
08 | CLERMONT | CLE | RA | 13030 |  | 0.178 |  | SCLERA13030**C | CLE-13030-0.178 | 39.0668 | -84.0645 | 2025-12-31 | Active |  |  |  | State | HL0022188 | 2020-03-18 14:25 |  | State | 1-A3 | Conventional | [7 empty] | 1 | [6 empty] | No | No | No |  | HPS | 1 | 200 | [25 empty] | 2025-09-29 17:56 | NULL | 0 |  | mhurlow1 | 2018-05-01 18:45 | dturner | 2020-03-18 18:25 | No | No | No | No | No | Standing | None | None | None | No | No | No |  | No | 2025-09-29 17:56 |  | rdixon5 | 2025-09-29 17:56 | rdixon5 | 2025-09-29 17:56 | No Photo Available | No Photo Available | http://data.mapchannels.com/dualmaps6/map.htm?lat=39.066790&lng=-84.064495
08 | CLERMONT | CLE | RA | 13031 |  | 0.221 |  | SCLERA13031**C | CLE-13031-0.221 | 39.0669 | -84.0606 | 2025-12-31 | Active |  |  |  | State | HL0008109 | 2020-03-18 15:03 |  | State | 1-A7 | Conventional | [7 empty] | 1 | [6 empty] | No | No | No |  | HPS | 1 | 200 | [25 empty] | 2021-07-13 19:42 | NULL | 0 |  | mhurlow1 | 2018-05-01 18:49 | dturner | 2020-03-18 18:29 | No | No | No | No | No | Standing | None | None | None | No | No | No |  |  | 2021-07-13 19:42 |  | odotonline\rdixon5 | 2021-07-13 19:42 | odotonline\rdixon5 | 2021-07-13 19:42 | No Photo Available | No Photo Available | http://data.mapchannels.com/dualmaps6/map.htm?lat=39.066924&lng=-84.060601
08 | CLERMONT | CLE | RA | 13031 |  | 0.28 |  | SCLERA13031**C | CLE-13031-0.280 | 39.067 | -84.0595 | 2025-12-31 | Active |  |  |  | State | HL0014662 | 2020-03-18 15:22 |  | State | 1-A8 | Conventional | [7 empty] | 1 | [6 empty] | No | No | No |  | HPS | 1 | 200 | [25 empty] | 2025-09-29 17:55 | NULL | 0 |  | mhurlow1 | 2018-05-01 18:51 | dturner | 2020-03-18 18:30 | No | No | No | No | No | Standing | None | None | None | No | No | No |  | No | 2025-09-29 17:55 |  | rdixon5 | 2025-09-29 17:55 | rdixon5 | 2025-09-29 17:55 | No Photo Available | No Photo Available | http://data.mapchannels.com/dualmaps6/map.htm?lat=39.066951&lng=-84.059513
08 | CLERMONT | CLE | RA | 13031 |  | 0.343 |  | SCLERA13031**C | CLE-13031-0.343 | 39.067 | -84.0583 | 2025-12-31 | Active |  |  |  | State | HL0021258 | 2020-03-18 15:34 |  | State | 1-A9 | Conventional | [7 empty] | 1 | [6 empty] | No | No | No |  | HPS | 1 | 200 | [25 empty] | 2025-09-29 17:55 | NULL | 0 |  | mhurlow1 | 2018-05-01 18:52 | dturner | 2020-03-18 18:31 | No | No | No | No | No | Standing | None | None | None | No | No | No |  | No | 2025-09-29 17:55 |  | rdixon5 | 2025-09-29 17:55 | rdixon5 | 2025-09-29 17:55 | No Photo Available | No Photo Available | http://data.mapchannels.com/dualmaps6/map.htm?lat=39.066961&lng=-84.058323
08 | CLERMONT | CLE | RA | 13032 |  | 0.004 |  | SCLERA13032**C | CLE-13032-0.004 | 39.0693 | -84.0875 | 2025-12-31 | Active |  |  |  | State | HL0017369 | 2020-03-17 16:00 |  | State | A-1 | Conventional | [7 empty] | 1 | [6 empty] | No | No | No |  | HPS | 1 | 200 | [25 empty] | 2025-09-29 18:00 | NULL | 0 |  | mhurlow1 | 2018-05-01 18:38 | dturner | 2020-03-17 18:33 | No | No | No | No | No | Standing | None | None | None | No | No | No |  | No | 2025-09-29 18:00 |  | rdixon5 | 2025-09-29 18:00 | rdixon5 | 2025-09-29 18:00 | No Photo Available | No Photo Available | http://data.mapchannels.com/dualmaps6/map.htm?lat=39.069301&lng=-84.087508
08 | CLERMONT | CLE | RA | 13032 |  | 0.134 |  | SCLERA13032**C | CLE-13032-0.134 | 39.0697 | -84.0899 | 2025-12-31 | Active |  |  |  | State | HL0022037 | 2020-03-17 16:02 |  | State | A-2 | Conventional | [7 empty] | 1 | [6 empty] | No | No | No |  | HPS | 1 | 310 | [25 empty] | 2025-09-29 18:00 | NULL | 0 |  | mhurlow1 | 2018-05-01 18:38 | dturner | 2020-03-17 18:34 | No | No | No | No | No | Standing | None | None | None | No | No | No |  | No | 2025-09-29 18:00 |  | rdixon5 | 2025-09-29 18:00 | rdixon5 | 2025-09-29 18:00 | No Photo Available | No Photo Available | http://data.mapchannels.com/dualmaps6/map.htm?lat=39.069719&lng=-84.089877
08 | CLERMONT | CLE | RA | 13032 |  | 0.172 |  | SCLERA13032**C | CLE-13032-0.172 | 39.0699 | -84.0905 | 2025-12-31 | Active |  |  |  | State | HL0000901 | 2020-03-17 16:44 |  | State | A-4 | Conventional | [7 empty] | 1 | [6 empty] | No | No | No |  | HPS | 1 | 200 | [25 empty] | 2025-09-29 18:01 | NULL | 0 |  | mhurlow1 | 2018-05-01 18:37 | dturner | 2020-03-17 18:35 | No | No | No | No | No | Standing | None | None | None | No | No | No |  | No | 2025-09-29 18:01 |  | rdixon5 | 2025-09-29 18:01 | rdixon5 | 2025-09-29 18:01 | No Photo Available | No Photo Available | http://data.mapchannels.com/dualmaps6/map.htm?lat=39.069944&lng=-84.090516
08 | CLERMONT | CLE | RA | 13032 |  | 0.299 |  | SCLERA13032**C | CLE-13032-0.299 | 39.0712 | -84.0923 | 2025-12-31 | Active |  |  |  | State | HL0021218 | 2020-03-17 16:59 |  | State | B-6 | Conventional | [7 empty] | 1 | [6 empty] | No | No | No |  | HPS | 1 | 200 | [25 empty] | 2025-09-29 18:01 | NULL | 0 |  | mhurlow1 | 2018-05-01 18:35 | dturner | 2020-03-17 18:37 | No | No | No | No | No | Standing | None | None | None | No | No | No |  | No | 2025-09-29 18:01 |  | rdixon5 | 2025-09-29 18:01 | rdixon5 | 2025-09-29 18:01 | No Photo Available | No Photo Available | http://data.mapchannels.com/dualmaps6/map.htm?lat=39.071187&lng=-84.092262
08 | CLERMONT | CLE | RA | 13033 |  | 0.007 |  | SCLERA13033**C | CLE-13033-0.007 | 39.0706 | -84.0993 | 2025-12-31 | Active |  |  |  | State | HL0006183 | 2020-03-17 13:29 |  | State | B-1 | Conventional | [7 empty] | 1 | [6 empty] | No | No | No |  | HPS | 1 | 400 | [25 empty] | 2025-09-29 18:04 | NULL | 0 |  | mhurlow1 | 2018-05-01 18:13 | dturner | 2020-03-17 18:23 | No | No | No | No | No | Standing | None | None | None | No | No | No |  | No | 2025-09-29 18:04 |  | rdixon5 | 2025-09-29 18:04 | rdixon5 | 2025-09-29 18:04 | No Photo Available | No Photo Available | http://data.mapchannels.com/dualmaps6/map.htm?lat=39.070648&lng=-84.099284
08 | CLERMONT | CLE | RA | 13033 |  | 0.129 |  | SCLERA13033**C | CLE-13033-0.129 | 39.0703 | -84.0971 | 2025-12-31 | Active |  |  |  | State | HL0023332 | 2020-03-17 13:40 |  | State | B-2 | Conventional | [7 empty] | 1 | [6 empty] | No | No | No |  | HPS | 1 | 200 | [25 empty] | 2025-09-29 18:03 | NULL | 0 |  | mhurlow1 | 2018-05-01 18:32 | dturner | 2020-03-17 18:23 | No | No | No | No | No | Standing | None | None | None | No | No | No |  | No | 2025-09-29 18:03 |  | rdixon5 | 2025-09-29 18:03 | rdixon5 | 2025-09-29 18:03 | No Photo Available | No Photo Available | http://data.mapchannels.com/dualmaps6/map.htm?lat=39.070266&lng=-84.097064
08 | CLERMONT | CLE | RA | 13033 |  | 0.174 |  | SCLERA13033**C | CLE-13033-0.174 | 39.07 | -84.0963 | 2025-12-31 | Active |  |  |  | State | HL0000121 | 2020-03-17 14:11 |  | State | B-4 | Conventional | [7 empty] | 1 | [6 empty] | No | No | No |  | HPS | 1 | 200 | [25 empty] | 2025-09-29 18:02 | NULL | 0 |  | mhurlow1 | 2018-05-01 18:33 | dturner | 2020-03-17 18:26 | No | No | No | No | No | Standing | None | None | None | No | No | No |  | No | 2025-09-29 18:02 |  | rdixon5 | 2025-09-29 18:02 | rdixon5 | 2025-09-29 18:02 | No Photo Available | No Photo Available | http://data.mapchannels.com/dualmaps6/map.htm?lat=39.070031&lng=-84.096308
08 | CLERMONT | CLE | RA | 13033 |  | 0.299 |  | SCLERA13033**C | CLE-13033-0.299 | 39.0688 | -84.0946 | 2025-12-31 | Active |  |  |  | State | HL0006517 | 2020-03-17 14:20 |  | State | B-5 | Conventional | [7 empty] | 1 | [6 empty] | No | No | No |  | HPS | 1 | 200 | [25 empty] | 2025-09-29 18:02 | NULL | 0 |  | mhurlow1 | 2018-05-01 18:36 | dturner | 2020-03-17 18:27 | No | No | No | No | No | Standing | None | None | None | No | No | No |  | No | 2025-09-29 18:02 |  | rdixon5 | 2025-09-29 18:02 | rdixon5 | 2025-09-29 18:02 | No Photo Available | No Photo Available | http://data.mapchannels.com/dualmaps6/map.htm?lat=39.068767&lng=-84.094615
08 | CLERMONT | CLE | RA | 13034 |  | 0.011 |  | SCLERA13034**C | CLE-13034-0.011 | 39.071 | -84.0927 | 2025-12-31 | Active |  |  |  | State | HL0004606 | 2020-03-17 17:09 |  | State | B-7 | Conventional | [7 empty] | 1 | [6 empty] | No | No | No |  | HPS | 1 | 200 | [25 empty] | 2025-09-29 18:01 | NULL | 0 |  | mhurlow1 | 2018-05-01 18:36 | dturner | 2020-03-17 18:37 | No | No | No | No | No | Standing | None | None | None | No | No | No |  | No | 2025-09-29 18:01 |  | rdixon5 | 2025-09-29 18:01 | rdixon5 | 2025-09-29 18:01 | No Photo Available | No Photo Available | http://data.mapchannels.com/dualmaps6/map.htm?lat=39.071029&lng=-84.092748
08 | CLERMONT | CLE | RA | 13034 |  | 0.252 |  | SCLERA13034**C | CLE-13034-0.252 | 39.0708 | -84.097 | 2025-12-31 | Active |  |  |  | State | HL0017742 | 2020-03-17 17:33 |  | State | B-8 | Conventional | [7 empty] | 1 | [6 empty] | No | No | No |  | HPS | 1 | 200 | [25 empty] | 2025-09-29 18:03 | NULL | 0 |  | mhurlow1 | 2018-05-01 18:32 | dturner | 2020-03-17 18:38 | No | No | No | No | No | Standing | None | None | None | No | No | No |  | No | 2025-09-29 18:03 |  | rdixon5 | 2025-09-29 18:03 | rdixon5 | 2025-09-29 18:03 | No Photo Available | No Photo Available | http://data.mapchannels.com/dualmaps6/map.htm?lat=39.070764&lng=-84.097024
08 | CLERMONT | CLE | RA | 13034 |  | 0.321 |  | SCLERA13034**C | CLE-13034-0.321 | 39.0709 | -84.0983 | 2025-12-31 | Active |  |  |  | State | HL0014625 | 2020-03-17 17:43 |  | State | B-9 | Conventional | [7 empty] | 1 | [6 empty] | No | No | No |  | HPS | 1 | 200 | [25 empty] | 2025-09-29 18:04 | NULL | 0 |  | mhurlow1 | 2018-05-01 18:32 | dturner | 2020-03-17 18:39 | No | No | No | No | No | Standing | None | None | None | No | No | No |  | No | 2025-09-29 18:04 |  | rdixon5 | 2025-09-29 18:04 | rdixon5 | 2025-09-29 18:04 | No Photo Available | No Photo Available | http://data.mapchannels.com/dualmaps6/map.htm?lat=39.070927&lng=-84.098289
08 | CLERMONT | CLE | RA | 13035 |  | 0.012 |  | SCLERA13035**C | CLE-13035-0.012 | 39.069 | -84.0941 | 2025-12-31 | Active |  |  |  | State | HL0026444 | 2020-03-17 14:30 |  | State | A-5 | Conventional | [7 empty] | 1 | [6 empty] | No | No | No |  | HPS | 1 | 200 | [25 empty] | 2025-09-29 18:02 | NULL | 0 |  | mhurlow1 | 2018-05-01 18:36 | dturner | 2020-03-17 18:28 | No | No | No | No | No | Standing | None | None | None | No | No | No |  | No | 2025-09-29 18:02 |  | rdixon5 | 2025-09-29 18:02 | rdixon5 | 2025-09-29 18:02 | No Photo Available | No Photo Available | http://data.mapchannels.com/dualmaps6/map.htm?lat=39.068969&lng=-84.094113
08 | CLERMONT | CLE | RA | 13035 |  | 0.254 |  | SCLERA13035**C | CLE-13035-0.254 | 39.0692 | -84.0898 | 2025-12-31 | Active |  |  |  | State | HL0017212 | 2020-03-17 14:46 |  | State | A-6 | Conventional | [7 empty] | 1 | [6 empty] | No | No | No |  | HPS | 1 | 200 | [25 empty] | 2025-09-29 17:59 | NULL | 0 |  | mhurlow1 | 2018-05-01 18:37 | dturner | 2020-03-17 18:31 | No | No | No | No | No | Standing | None | None | None | No | No | No |  | No | 2025-09-29 17:59 |  | rdixon5 | 2025-09-29 17:59 | rdixon5 | 2025-09-29 17:59 | No Photo Available | No Photo Available | http://data.mapchannels.com/dualmaps6/map.htm?lat=39.069209&lng=-84.089803
08 | CLERMONT | CLE | RA | 13035 |  | 0.323 |  | SCLERA13035**C | CLE-13035-0.323 | 39.069 | -84.0885 | 2025-12-31 | Active |  |  |  | State | HL0013186 | 2020-03-17 15:07 |  | State | A-7 | Conventional | [7 empty] | 1 | [6 empty] | No | No | No |  | HPS | 1 | 200 | [25 empty] | 2025-09-29 17:59 | NULL | 0 |  | mhurlow1 | 2018-05-01 18:38 | dturner | 2020-03-17 18:31 | No | No | No | No | No | Standing | None | None | None | No | No | No |  | No | 2025-09-29 17:59 |  | rdixon5 | 2025-09-29 17:59 | rdixon5 | 2025-09-29 17:59 | No Photo Available | No Photo Available | http://data.mapchannels.com/dualmaps6/map.htm?lat=39.069046&lng=-84.088550
08 | CLERMONT | CLE | RA | 13036 |  | 0.17 |  | SCLERA13036**C | CLE-13036-0.170 | 39.0753 | -84.117 | 2025-12-31 | Active |  |  |  | State | HL0028870 |  |  | State | 4 | Tower |  | 4 | [12 empty] | No | No | No |  | HPS | 2 | [26 empty] | 2026-08-13 16:50 | 8 - Needs Inspected in 8 CY |  | 2026-08-13 16:50 | phillip.monnier | 2014-12-15 11:47 | csonner1 | 2026-08-13 16:52 | No | No | No | No | No | Standing | None | None | None | No | No | No | Inspections | No | 2026-08-13 16:50 | 2026-08-13 16:50 | csonner1 | 2026-08-13 16:50 | csonner1 | 2026-08-13 16:50 | No Photo Available | https://collectorweb.dot.state.oh.us/arcgis/rest/services/HIGHWAY_LIGHTING/HighwayLighting_Reference/FeatureServer/7/588564/attachments/ | http://data.mapchannels.com/dualmaps6/map.htm?lat=39.075263&lng=-84.116963
08 | CLERMONT | CLE | RA | 13037 |  | 0 |  | SCLERA13037**C | CLE-13037-0.000 | 39.075 | -84.1221 | 2025-12-31 | Active |  |  |  | State | HL0028823 | 2020-06-26 13:44 |  | State | 1 | Tower |  | 6 | [12 empty] | No | No | No |  | HPS | 3 | 400 | [25 empty] | 2022-05-09 14:29 | 4 - Needs Inspected in 4 CY | 0 |  | teri.scanlon | 2014-12-15 11:12 | csonner1 | 2026-08-13 16:54 | No | No | No | No | No | Standing | None | None | None | No | No | No |  |  | 2022-05-09 14:29 |  | csonner1 | 2022-05-09 14:29 | csonner1 | 2022-05-09 14:29 | No Photo Available | No Photo Available | http://data.mapchannels.com/dualmaps6/map.htm?lat=39.074956&lng=-84.122107
08 | CLERMONT | CLE | RA | 13037 |  | 0.079 |  | SCLERA13037**C | CLE-13037-0.079 | 39.0761 | -84.1206 | 2025-12-31 | Active |  |  |  | State | HL0028853 |  |  | State | 7 | Tower |  | 4 | [12 empty] | No | No | No |  | HPS | 3 | [26 empty] | 2022-05-10 12:09 | 4 - Needs Inspected in 4 CY |  |  | phillip.monnier | 2014-12-15 11:30 | csonner1 | 2026-08-13 17:11 | No | No | No | No | No | Standing | None | None | None | No | No | No | Extensive grubbing |  | 2022-05-10 12:09 |  | csonner1 | 2022-05-10 12:09 | csonner1 | 2022-05-10 12:09 | No Photo Available | No Photo Available | http://data.mapchannels.com/dualmaps6/map.htm?lat=39.076119&lng=-84.120620
08 | CLERMONT | CLE | RA | 13037 |  | 0.102 |  | SCLERA13037**C | CLE-13037-0.102 | 39.0767 | -84.1207 | 2025-12-31 | Active |  |  |  | State | HL0028833 |  |  | State | 8 | Tower |  | 6 | [12 empty] | No | No | No |  | HPS | 6 | [26 empty] | 2026-08-13 17:13 | 8 - Needs Inspected in 8 CY |  | 2026-08-13 17:13 | phillip.monnier | 2014-12-15 11:20 | csonner1 | 2026-08-13 17:12 | No | No | No | No | No | Standing | None | None | None | No | No | No | Inspections | No | 2026-08-13 17:13 | 2026-08-13 17:13 | csonner1 | 2026-08-13 17:14 | csonner1 | 2026-08-13 17:14 | No Photo Available | https://collectorweb.dot.state.oh.us/arcgis/rest/services/HIGHWAY_LIGHTING/HighwayLighting_Reference/FeatureServer/7/595374/attachments/ | http://data.mapchannels.com/dualmaps6/map.htm?lat=39.076723&lng=-84.120712
08 | CLERMONT | CLE | RA | 13037 |  | 0.179 |  | SCLERA13037**C | CLE-13037-0.179 | 39.0768 | -84.1192 | 2025-12-31 | Active |  |  |  | State | HL0028838 | 2020-06-26 14:27 |  | State | 6 | Tower |  | 4 | [12 empty] | No | No | No |  | HPS | 3 | 400 | [25 empty] | 2026-08-13 17:38 | 8 - Needs Inspected in 8 CY | 0 | 2026-08-13 17:38 | phillip.monnier | 2014-12-15 11:23 | csonner1 | 2026-08-13 17:11 | No | No | No | No | No | Standing | None | None | None | No | No | No | INSPECTIONS/TROUBLESHOOT OUTAGE BREAKER TRIPPED BY UNKNOWN CAUSE / | No | 2026-08-13 17:38 | 2026-08-13 17:38 | csonner1 | 2026-08-13 17:40 | csonner1 | 2026-08-13 17:40 | No Photo Available | https://collectorweb.dot.state.oh.us/arcgis/rest/services/HIGHWAY_LIGHTING/HighwayLighting_Reference/FeatureServer/7/595375/attachments/ | http://data.mapchannels.com/dualmaps6/map.htm?lat=39.076753&lng=-84.119220
08 | CLERMONT | CLE | RA | 13037 |  | 0.28 |  | SCLERA13037**C | CLE-13037-0.280 | 39.0757 | -84.1187 | 2025-12-31 | Active |  |  |  | State | HL0028845 | 2020-06-26 14:27 |  | State | 5 | Tower |  | 4 | [12 empty] | No | No | No |  | HPS | 3 | 400 | [25 empty] | 2022-05-10 12:08 | 4 - Needs Inspected in 4 CY | 0 |  | phillip.monnier | 2014-12-15 11:26 | csonner1 | 2026-08-13 17:10 | No | No | No | No | No | Standing | None | None | None | No | No | No |  |  | 2022-05-10 12:08 |  | csonner1 | 2022-05-10 12:08 | csonner1 | 2022-05-10 12:08 | No Photo Available | No Photo Available | http://data.mapchannels.com/dualmaps6/map.htm?lat=39.075652&lng=-84.118687
08 | CLERMONT | CLE | RA | 13039 |  | 0.176 |  | SCLERA13039**C | CLE-13039-0.176 | 39.0754 | -84.1216 | 2025-12-31 | Active |  |  |  | State | HL0028812 | 2020-06-26 12:43 |  | State | 2 | Tower |  | 4 | [12 empty] | No | No | No |  | HPS | 3 | 400 | [25 empty] | 2022-05-09 14:05 | 4 - Needs Inspected in 4 CY | 0 |  | teri.scanlon | 2014-12-15 11:09 | csonner1 | 2026-08-13 16:54 | No | No | No | No | No | Standing | None | None | None | No | No | No |  |  | 2022-05-09 14:05 |  | csonner1 | 2022-05-09 14:04 | csonner1 | 2022-05-09 14:04 | No Photo Available | No Photo Available | http://data.mapchannels.com/dualmaps6/map.htm?lat=39.075444&lng=-84.121555
08 | CLERMONT | CLE | RA | 13040 |  | 0.187 |  | SCLERA13040**C | CLE-13040-0.187 | 39.0747 | -84.118 | 2025-12-31 | Active |  |  |  | State | HL0028861 |  |  | State | 3 | Tower |  | 4 | [12 empty] | No | No | No |  | HPS | 3 | [26 empty] | 2022-05-09 17:07 | 4 - Needs Inspected in 4 CY |  |  | phillip.monnier | 2014-12-15 11:39 | csonner1 | 2026-08-13 16:55 | No | No | No | No | No | Standing | None | None | None | No | No | No |  |  | 2022-05-09 17:07 |  | csonner1 | 2022-05-09 17:06 | csonner1 | 2022-05-09 17:06 | No Photo Available | No Photo Available | http://data.mapchannels.com/dualmaps6/map.htm?lat=39.074671&lng=-84.117999
08 | CLERMONT | CLE | RA | 13051 |  | 0.195 |  | SCLERA13051**C | CLE-13051-0.195 | 39.0978 | -84.271 | 2025-12-31 | Active |  |  |  | State | HL0030297 | 2020-06-16 17:37 |  | State | N/A | Tower |  | 6 | [12 empty] | No | No | No |  | HPS | 4 | 400 | [25 empty] | 2026-01-19 13:13 | 8 - Needs Inspected in 8 CY | 0 | 2026-01-19 13:13 | phillip.monnier | 2014-12-18 12:28 | csonner | 2020-06-16 17:37 | No | No | No | No | No | Standing | None | None | None | No | No | No | Breaker tripped | No | 2026-01-19 13:13 | 2026-01-19 13:13 | csonner1 | 2026-01-19 13:13 | csonner1 | 2026-01-19 13:13 | No Photo Available | No Photo Available | http://data.mapchannels.com/dualmaps6/map.htm?lat=39.097805&lng=-84.270989
08 | CLERMONT | CLE | RA | 13053 |  | 0.027 |  | SCLERA13053**C | CLE-13053-0.027 | 39.0988 | -84.2735 | 2025-12-31 | Active |  |  |  | State | HL0030311 | 2020-06-17 17:33 |  | State | 4A-2 | Tower |  | 6 | [12 empty] | No | No | No |  | HPS | 6 | 400 | [24 empty] | BREAKER WIRE/REPAIR | 2022-05-16 18:00 | 4 - Needs Inspected in 4 CY | 0 |  | phillip.monnier | 2014-12-18 12:37 | csonner1 | 2022-05-16 18:02 | No | No | No | No | No | Standing | None | None | None | No | No | No |  |  | 2022-05-16 18:00 |  | csonner1 | 2022-05-16 17:59 | csonner1 | 2022-05-16 17:59 | No Photo Available | No Photo Available | http://data.mapchannels.com/dualmaps6/map.htm?lat=39.098841&lng=-84.273541
08 | CLERMONT | CLE | RA | 13053 |  | 0.095 |  | SCLERA13053**C | CLE-13053-0.095 | 39.0995 | -84.2728 | 2025-12-31 | Active |  |  |  | State | HL0030313 | 2020-06-16 19:20 |  | State | N/A | Tower |  | 6 | [12 empty] | No | No | No |  | HPS | 4 | 400 | [24 empty] | BREAKER WIRE/REPAIR | 2022-05-16 15:48 | 4 - Needs Inspected in 4 CY | 0 |  | phillip.monnier | 2014-12-18 12:40 | csonner1 | 2022-05-16 18:01 | No | No | No | No | No | Standing | None | None | None | No | No | No |  |  | 2022-05-16 15:48 |  | csonner1 | 2022-05-16 15:47 | csonner1 | 2022-05-16 15:47 | No Photo Available | No Photo Available | http://data.mapchannels.com/dualmaps6/map.htm?lat=39.099460&lng=-84.272780
08 | CLERMONT | CLE | RA | 13055 |  | 0.159 |  | SCLERA13055**C | CLE-13055-0.159 | 39.1588 | -84.2704 | 2025-12-31 | Active |  |  |  | State | HL0030683 |  |  | State | A25 | Tower |  | 6 | [12 empty] | No | No | No |  | HPS | 6 | 400 | [25 empty] | 2025-06-19 14:23 | 7 - Needs Inspected in 7 CY |  | 2025-06-19 14:23 | phillip.monnier | 2014-12-19 10:49 | dturner | 2020-06-15 16:36 | No | No | No | No | No | Standing | None | None | None | No | No | No | Needs sticker | No | 2025-06-19 14:23 | 2025-06-19 14:23 | ascott3 | 2025-06-19 14:23 | ascott3 | 2025-06-19 14:23 | No Photo Available | https://collectorweb.dot.state.oh.us/arcgis/rest/services/HIGHWAY_LIGHTING/HighwayLighting_Reference/FeatureServer/7/553264/attachments/ | http://data.mapchannels.com/dualmaps6/map.htm?lat=39.158846&lng=-84.270410
08 | CLERMONT | CLE | RA | 13055 |  | 0.34 |  | SCLERA13055**C | CLE-13055-0.340 | 39.157 | -84.2679 | 2025-12-31 | Active |  |  |  | State | HL0030766 |  |  | State | A21 | Tower |  | 6 | [12 empty] | No | No | No |  | HPS | [27 empty] | 2025-06-19 15:10 | 7 - Needs Inspected in 7 CY |  | 2025-06-19 15:10 | phillip.monnier | 2014-12-19 12:08 | phillip.monnier | 2014-12-19 12:08 | No | No | No | No | No | Standing | None | None | None | No | No | No |  | No | 2025-06-19 15:10 | 2025-06-19 15:10 | ascott3 | 2025-06-19 15:10 | ascott3 | 2025-06-19 15:10 | No Photo Available | https://collectorweb.dot.state.oh.us/arcgis/rest/services/HIGHWAY_LIGHTING/HighwayLighting_Reference/FeatureServer/7/551264/attachments/ | http://data.mapchannels.com/dualmaps6/map.htm?lat=39.157045&lng=-84.267929
08 | CLERMONT | CLE | RA | 13056 |  | 0.079 |  | SCLERA13056**C | CLE-13056-0.079 | 39.1588 | -84.2666 | 2025-12-31 | Active |  |  |  | State | HL0030703 | 2020-06-15 16:48 |  | State | A32 | Tower |  | 6 | [12 empty] | No | No | No |  | HPS | 4 | 400 | [25 empty] | 2025-06-19 16:02 | 7 - Needs Inspected in 7 CY | 0 | 2025-06-19 16:02 | phillip.monnier | 2014-12-19 11:00 | dturner | 2020-06-15 16:48 | No | No | No | No | No | Standing | None | None | None | No | No | No |  | No | 2025-06-19 16:02 | 2025-06-19 16:02 | ascott3 | 2025-06-19 16:03 | ascott3 | 2025-06-19 16:03 | No Photo Available | https://collectorweb.dot.state.oh.us/arcgis/rest/services/HIGHWAY_LIGHTING/HighwayLighting_Reference/FeatureServer/7/550863/attachments/ | http://data.mapchannels.com/dualmaps6/map.htm?lat=39.158826&lng=-84.266582
08 | CLERMONT | CLE | RA | 13056 |  | 0.161 |  | SCLERA13056**C | CLE-13056-0.161 | 39.16 | -84.2669 | 2025-12-31 | Active |  |  |  | State | HL0030609 | 2020-06-15 14:44 |  | State | B13 | Tower |  | 6 | [12 empty] | No | No | No |  | HPS | 6 | 400 | [25 empty] | 2022-05-20 16:34 | 4 - Needs Inspected in 4 CY | 0 |  | phillip.monnier | 2014-12-19 10:12 | csonner | 2020-06-15 14:44 | No | No | No | No | No | Standing | None | None | None | No | No | No |  |  | 2022-05-20 16:34 |  | csonner1 | 2022-05-20 17:24 | csonner1 | 2022-05-20 17:24 | No Photo Available | No Photo Available | http://data.mapchannels.com/dualmaps6/map.htm?lat=39.159973&lng=-84.266854
08 | CLERMONT | CLE | RA | 13056 |  | 0.357 |  | SCLERA13056**C | CLE-13056-0.357 | 39.1595 | -84.2651 | 2025-12-31 | Active |  |  |  | State | HL0030600 | 2020-06-15 14:15 |  | State | B16 | Tower |  | 6 | [12 empty] | No | No | No |  | HPS | 7 | 400 | [25 empty] | 2025-09-19 17:29 | 7 - Needs Inspected in 7 CY | 0 | 2025-09-19 17:29 | phillip.monnier | 2014-12-19 10:06 | dturner | 2020-06-15 14:15 | No | No | No | No | No | Standing | None | None | None | No | No | No | Tower ring plug does not match tower plugs Nor does the tower plugs match the new tower ring plug Replaced all with proper plugs | No | 2025-09-19 17:29 | 2025-09-19 17:29 | csonner1 | 2025-09-19 17:31 | csonner1 | 2025-09-19 17:31 | No Photo Available | https://collectorweb.dot.state.oh.us/arcgis/rest/services/HIGHWAY_LIGHTING/HighwayLighting_Reference/FeatureServer/7/558943/attachments/ | http://data.mapchannels.com/dualmaps6/map.htm?lat=39.159511&lng=-84.265126
08 | CLERMONT | CLE | RA | 13058 |  | 0.285 |  | SCLERA13058**C | CLE-13058-0.285 | 39.1628 | -84.2679 | 2025-12-31 | Active |  |  |  | State | HL0030753 | 2020-06-15 15:51 |  | State | B31 | Tower |  | 6 | [12 empty] | No | No | No |  | HPS | 6 | 400 | [25 empty] | 2025-06-19 11:40 | 7 - Needs Inspected in 7 CY | 0 | 2025-06-19 11:40 | phillip.monnier | 2014-12-19 11:44 | csonner | 2020-06-15 15:51 | No | No | No | No | No | Standing | None | None | None | No | No | No |  | No | 2025-06-19 11:40 | 2025-06-19 11:40 | ascott3 | 2025-06-19 11:41 | ascott3 | 2025-06-19 11:41 | No Photo Available | https://collectorweb.dot.state.oh.us/arcgis/rest/services/HIGHWAY_LIGHTING/HighwayLighting_Reference/FeatureServer/7/554463/attachments/ | http://data.mapchannels.com/dualmaps6/map.htm?lat=39.162780&lng=-84.267926
08 | CLERMONT | CLE | RA | 13058 |  | 0.387 |  | SCLERA13058**C | CLE-13058-0.387 | 39.1613 | -84.2681 | 2025-12-31 | Active |  |  |  | State | HL0030757 | 2020-06-15 16:10 |  | State | B22 | Tower |  | 6 | [12 empty] | No | No | No |  | HPS | 6 | 400 | [25 empty] | 2025-06-19 12:03 | 7 - Needs Inspected in 7 CY | 0 | 2025-06-19 12:03 | phillip.monnier | 2014-12-19 11:51 | csonner | 2020-06-15 16:10 | No | No | No | No | No | Standing | None | None | None | No | No | No |  | No | 2025-06-19 12:03 | 2025-06-19 12:03 | ascott3 | 2025-06-19 12:03 | ascott3 | 2025-06-19 12:03 | No Photo Available | https://collectorweb.dot.state.oh.us/arcgis/rest/services/HIGHWAY_LIGHTING/HighwayLighting_Reference/FeatureServer/7/553663/attachments/ | http://data.mapchannels.com/dualmaps6/map.htm?lat=39.161288&lng=-84.268120
08 | CLERMONT | CLE | RA | 13059 |  | 0.201 |  | SCLERA13059**C | CLE-13059-0.201 | 39.1605 | -84.2699 | 2025-12-31 | Active |  |  |  | State | HL0030619 | 2020-06-16 13:06 |  | State | B24 | Tower |  | 4 | [12 empty] | No | No | No |  | HPS | 3 | 400 | [25 empty] | 2025-06-19 12:28 | 7 - Needs Inspected in 7 CY | 0 | 2025-06-19 12:28 | phillip.monnier | 2014-12-19 10:20 | acode1@Admin | 2026-07-17 17:22 | No | No | No | No | No | Standing | None | None | None | No | No | No |  | No | 2025-06-19 12:28 | 2025-06-19 12:28 | ascott3 | 2025-06-19 12:29 | ascott3 | 2025-06-19 12:29 | No Photo Available | https://collectorweb.dot.state.oh.us/arcgis/rest/services/HIGHWAY_LIGHTING/HighwayLighting_Reference/FeatureServer/7/553263/attachments/ | http://data.mapchannels.com/dualmaps6/map.htm?lat=39.160489&lng=-84.269905
08 | CLERMONT | CLE | RA | 13060 |  | 0.01 |  | SCLERA13060**C | CLE-13060-0.010 | 39.0885 | -84.2272 | 2025-12-31 | Active |  |  |  | State | HL0024926 | 2020-03-19 16:54 |  | State | AC-8 | Conventional | [7 empty] | 1 | [6 empty] | No | No | No |  | LED | 1 | [26 empty] | 2025-09-29 18:11 | NULL |  |  | mhurlow1 | 2018-05-01 16:49 | odotonline\rdixon5 | 2024-06-28 16:53 | No | No | No | No | No | Standing | None | None | None | No | No | No |  | No | 2025-09-29 18:11 |  | rdixon5 | 2025-09-29 18:11 | rdixon5 | 2025-09-29 18:11 | No Photo Available | No Photo Available | http://data.mapchannels.com/dualmaps6/map.htm?lat=39.088484&lng=-84.227173
08 | CLERMONT | CLE | RA | 13060 |  | 0.085 |  | SCLERA13060**C | CLE-13060-0.085 | 39.0885 | -84.2258 | 2025-12-31 | Active |  |  |  | State | HL0015278 | 2020-03-19 16:55 |  | State | AC-9 | Conventional | [7 empty] | 1 | [6 empty] | No | No | No |  | LED | 1 | [26 empty] | 2025-09-29 18:11 | NULL |  |  | mhurlow1 | 2018-05-01 16:51 | odotonline\rdixon5 | 2024-06-28 16:51 | No | No | No | No | No | Standing | None | None | None | No | No | No |  | No | 2025-09-29 18:11 |  | rdixon5 | 2025-09-29 18:11 | rdixon5 | 2025-09-29 18:11 | No Photo Available | No Photo Available | http://data.mapchannels.com/dualmaps6/map.htm?lat=39.088455&lng=-84.225751
08 | CLERMONT | CLE | RA | 13060 |  | 0.161 |  | SCLERA13060**C | CLE-13060-0.161 | 39.0884 | -84.2244 | 2025-12-31 | Active |  |  |  | State | HL0009603 | 2020-03-19 17:05 |  | State | AC-10 | Conventional | [7 empty] | 1 | [6 empty] | No | No | No |  | LED | 1 | [26 empty] | 2025-09-29 18:10 | NULL |  |  | mhurlow1 | 2018-05-01 16:51 | odotonline\rdixon5 | 2024-06-28 16:50 | No | No | No | No | No | Standing | None | None | None | No | No | No |  | No | 2025-09-29 18:10 |  | rdixon5 | 2025-09-29 18:10 | rdixon5 | 2025-09-29 18:10 | No Photo Available | No Photo Available | http://data.mapchannels.com/dualmaps6/map.htm?lat=39.088387&lng=-84.224364
08 | CLERMONT | CLE | RA | 13060 |  | 0.18 |  | SCLERA13060**C | CLE-13060-0.180 | 39.0884 | -84.224 | 2025-12-31 | Active |  |  |  | State | HL0024618 | 2020-03-19 17:26 |  | State | AC-11 | Conventional | [7 empty] | 1 | [6 empty] | No | No | No |  | LED | 1 | [26 empty] | 2025-09-29 18:10 | NULL |  |  | mhurlow1 | 2018-05-01 16:53 | odotonline\rdixon5 | 2024-06-28 16:50 | No | No | No | No | No | Standing | None | None | None | No | No | No |  | No | 2025-09-29 18:10 |  | rdixon5 | 2025-09-29 18:10 | rdixon5 | 2025-09-29 18:10 | No Photo Available | No Photo Available | http://data.mapchannels.com/dualmaps6/map.htm?lat=39.088449&lng=-84.223995
08 | CLERMONT | CLE | RA | 13060 |  | 0.266 |  | SCLERA13060**C | CLE-13060-0.266 | 39.0881 | -84.2224 | 2025-12-31 | Active |  |  |  | State | HL0000070 | 2020-03-19 17:42 |  | State | AC-15 | Conventional | [7 empty] | 1 | [6 empty] | No | No | No |  | LED | 1 | [26 empty] | 2025-09-29 18:09 | NULL |  |  | mhurlow1 | 2018-05-01 16:54 | odotonline\rdixon5 | 2024-06-28 16:48 | No | No | No | No | No | Standing | None | None | None | No | No | No |  | No | 2025-09-29 18:09 |  | rdixon5 | 2025-09-29 18:09 | rdixon5 | 2025-09-29 18:09 | No Photo Available | No Photo Available | http://data.mapchannels.com/dualmaps6/map.htm?lat=39.088126&lng=-84.222430
08 | CLERMONT | CLE | RA | 13061 |  | 0.006 |  | SCLERA13061**C | CLE-13061-0.006 | 39.0879 | -84.2224 | 2025-12-31 | Active |  |  |  | State | HL0005387 | 2020-03-19 17:29 |  | State | AD-16 | Conventional | [7 empty] | 1 | [6 empty] | No | No | No |  | LED | 1 | [26 empty] | 2025-09-29 18:09 | NULL |  |  | mhurlow1 | 2018-05-01 16:54 | odotonline\rdixon5 | 2024-06-28 16:48 | No | No | No | No | No | Standing | None | None | None | No | No | No |  | No | 2025-09-29 18:09 |  | rdixon5 | 2025-09-29 18:09 | rdixon5 | 2025-09-29 18:09 | No Photo Available | No Photo Available | http://data.mapchannels.com/dualmaps6/map.htm?lat=39.087896&lng=-84.222390
08 | CLERMONT | CLE | RA | 13061 |  | 0.208 |  | SCLERA13061**C | CLE-13061-0.208 | 39.0883 | -84.2187 | 2025-12-31 | Active |  |  |  | State | HL0013659 | 2020-03-23 13:41 |  | State | AD-12 | Conventional | [7 empty] | 1 | [6 empty] | No | No | No |  | LED | 1 | [26 empty] | 2025-09-29 18:07 | NULL |  |  | mhurlow1 | 2018-05-01 16:55 | odotonline\rdixon5 | 2024-06-28 16:46 | No | No | No | No | No | Standing | None | None | None | No | No | No |  | No | 2025-09-29 18:07 |  | rdixon5 | 2025-09-29 18:07 | rdixon5 | 2025-09-29 18:07 | No Photo Available | No Photo Available | http://data.mapchannels.com/dualmaps6/map.htm?lat=39.088292&lng=-84.218722
08 | CLERMONT | CLE | RA | 13061 |  | 0.284 |  | SCLERA13061**C | CLE-13061-0.284 | 39.0883 | -84.2173 | 2025-12-31 | Active |  |  |  | State | HL0016700 | 2020-03-23 13:42 |  | State | AD-13 | Conventional | [7 empty] | 1 | [6 empty] | No | No | No |  | LED | 1 | [26 empty] | 2025-09-29 18:06 | NULL |  |  | mhurlow1 | 2018-05-01 16:56 | odotonline\rdixon5 | 2024-06-28 16:46 | No | No | No | No | No | Standing | None | None | None | No | No | No |  | No | 2025-09-29 18:06 |  | rdixon5 | 2025-09-29 18:06 | rdixon5 | 2025-09-29 18:06 | No Photo Available | No Photo Available | http://data.mapchannels.com/dualmaps6/map.htm?lat=39.088309&lng=-84.217318
08 | CLERMONT | CLE | RA | 13061 |  | 0.36 |  | SCLERA13061**C | CLE-13061-0.360 | 39.0883 | -84.2159 | 2025-12-31 | Active |  |  |  | State | HL0024246 | 2020-03-23 13:52 |  | State | AD-14 | Conventional | No |  | AT | A |  |  |  | 1 | [6 empty] | No | No | No |  | LED | 1 |  | 120 | 12,000 - 15,999 | No |  | Philips Lumec | [20 empty] | 2025-09-29 18:05 | NULL |  |  | mhurlow1 | 2018-05-01 17:03 | jritchie2 | 2026-05-22 15:54 | No | No | No | No | No | Standing | None | None | None | No | No | No |  | No | 2025-09-29 18:05 |  | rdixon5 | 2025-09-29 18:05 | rdixon5 | 2025-09-29 18:05 | No Photo Available | No Photo Available | http://data.mapchannels.com/dualmaps6/map.htm?lat=39.088312&lng=-84.215897
08 | CLERMONT | CLE | RA | 13062 |  | 0.014 |  | SCLERA13062**C | CLE-13062-0.014 | 39.0887 | -84.2162 | 2025-12-31 | Active |  |  |  | State | HL0022978 | 2020-03-19 14:51 |  | State | AB-7 | Conventional | [7 empty] | 1 | [6 empty] | No | No | No |  | LED | 1 | [26 empty] | 2025-09-29 18:06 | NULL |  |  | mhurlow1 | 2018-05-01 17:01 | odotonline\rdixon5 | 2024-06-28 16:44 | No | No | No | No | No | Standing | None | None | None | No | No | No |  | No | 2025-09-29 18:06 |  | rdixon5 | 2025-09-29 18:06 | rdixon5 | 2025-09-29 18:06 | No Photo Available | No Photo Available | http://data.mapchannels.com/dualmaps6/map.htm?lat=39.088694&lng=-84.216188
08 | CLERMONT | CLE | RA | 13062 |  | 0.087 |  | SCLERA13062**C | CLE-13062-0.087 | 39.0887 | -84.2176 | 2025-12-31 | Active |  |  |  | State | HL0007652 | 2020-03-19 15:11 |  | State | AB-6 | Conventional | [7 empty] | 1 | [6 empty] | No | No | No |  | LED | 1 | [26 empty] | 2025-09-29 18:06 | NULL |  |  | mhurlow1 | 2018-05-01 16:56 | odotonline\rdixon5 | 2024-06-28 16:44 | No | No | No | No | No | Standing | None | None | None | No | No | No |  | No | 2025-09-29 18:06 |  | rdixon5 | 2025-09-29 18:06 | rdixon5 | 2025-09-29 18:06 | No Photo Available | No Photo Available | http://data.mapchannels.com/dualmaps6/map.htm?lat=39.088729&lng=-84.217584
08 | CLERMONT | CLE | RA | 13062 |  | 0.164 |  | SCLERA13062**C | CLE-13062-0.164 | 39.0888 | -84.219 | 2025-12-31 | Active |  |  |  | State | HL0005632 | 2020-03-19 15:19 |  | State | AB-5 | Conventional | [7 empty] | 1 | [6 empty] | No | No | No |  | LED | 1 | [26 empty] | 2025-09-29 18:07 | NULL |  |  | mhurlow1 | 2018-05-01 16:57 | odotonline\rdixon5 | 2024-06-28 16:47 | No | No | No | No | No | Standing | None | None | None | No | No | No |  | No | 2025-09-29 18:07 |  | rdixon5 | 2025-09-29 18:07 | rdixon5 | 2025-09-29 18:07 | No Photo Available | No Photo Available | http://data.mapchannels.com/dualmaps6/map.htm?lat=39.088800&lng=-84.219005
08 | CLERMONT | CLE | RA | 13062 |  | 0.179 |  | SCLERA13062**C | CLE-13062-0.179 | 39.0887 | -84.2193 | 2025-12-31 | Active |  |  |  | State | HL0003846 | 2020-03-19 15:32 |  | State | AB-4 | Conventional | [7 empty] | 1 | [6 empty] | No | No | No |  | LED | 1 | [26 empty] | 2025-09-29 18:08 | NULL |  |  | mhurlow1 | 2018-05-01 16:58 | odotonline\rdixon5 | 2024-06-28 16:47 | No | No | No | No | No | Standing | None | None | None | No | No | No |  | No | 2025-09-29 18:08 |  | rdixon5 | 2025-09-29 18:08 | rdixon5 | 2025-09-29 18:08 | No Photo Available | No Photo Available | http://data.mapchannels.com/dualmaps6/map.htm?lat=39.088734&lng=-84.219293
08 | CLERMONT | CLE | RA | 13062 |  | 0.191 |  | SCLERA13062**C | CLE-13062-0.191 | 39.0888 | -84.2195 | 2025-12-31 | Active |  |  |  | State | HL0035244 |  |  | State | AB4 | Conventional |  |  | A |  |  |  |  | 1 | [6 empty] | No | No | No |  | LED | 1 | [7 empty] | 240 L-L | [19 empty] | NULL |  |  | rdixon5 | 2022-07-26 01:04 | odotonline\rdixon5 | 2024-06-28 16:47 | [20 empty] | No Photo Available | No Photo Available | http://data.mapchannels.com/dualmaps6/map.htm?lat=39.088779&lng=-84.219515
08 | CLERMONT | CLE | RA | 13062 |  | 0.287 |  | SCLERA13062**C | CLE-13062-0.287 | 39.0894 | -84.2211 | 2025-12-31 | Active |  |  |  | State | HL0014251 | 2020-03-19 15:44 |  | State | AB-18 | Conventional | [7 empty] | 1 | [6 empty] | No | No | No |  | LED | 1 | [26 empty] | 2025-09-29 18:08 | NULL |  |  | mhurlow1 | 2018-05-01 16:59 | odotonline\rdixon5 | 2024-06-28 16:49 | No | No | No | No | No | Standing | None | None | None | No | No | No |  | No | 2025-09-29 18:08 |  | rdixon5 | 2025-09-29 18:08 | rdixon5 | 2025-09-29 18:08 | No Photo Available | No Photo Available | http://data.mapchannels.com/dualmaps6/map.htm?lat=39.089419&lng=-84.221080
08 | CLERMONT | CLE | RA | 13063 |  | 0.008 |  | SCLERA13063**C | CLE-13063-0.008 | 39.0892 | -84.2215 | 2025-12-31 | Active |  |  |  | State | HL0007493 | 2020-03-19 15:56 |  | State | AA-17 | Conventional | [7 empty] | 1 | [6 empty] | No | No | No |  | LED | 1 | [26 empty] | 2025-09-29 18:09 | NULL |  |  | mhurlow1 | 2018-05-01 16:59 | odotonline\rdixon5 | 2024-06-28 16:49 | No | No | No | No | No | Standing | None | None | None | No | No | No |  | No | 2025-09-29 18:09 |  | rdixon5 | 2025-09-29 18:09 | rdixon5 | 2025-09-29 18:09 | No Photo Available | No Photo Available | http://data.mapchannels.com/dualmaps6/map.htm?lat=39.089213&lng=-84.221503
08 | CLERMONT | CLE | RA | 13063 |  | 0.239 |  | SCLERA13063**C | CLE-13063-0.239 | 39.0889 | -84.2256 | 2025-12-31 | Active |  |  |  | State | HL0006853 | 2020-03-19 16:06 |  | State | AA-3 | Conventional | [7 empty] | 1 | [6 empty] | No | No | No |  | LED | 1 | [26 empty] | 2025-09-29 18:10 | NULL |  |  | mhurlow1 | 2018-05-01 16:51 | odotonline\rdixon5 | 2024-06-28 16:52 | No | No | No | No | No | Standing | None | None | None | No | No | No |  | No | 2025-09-29 18:10 |  | rdixon5 | 2025-09-29 18:10 | rdixon5 | 2025-09-29 18:10 | No Photo Available | No Photo Available | http://data.mapchannels.com/dualmaps6/map.htm?lat=39.088901&lng=-84.225569
08 | CLERMONT | CLE | RA | 13063 |  | 0.315 |  | SCLERA13063**C | CLE-13063-0.315 | 39.0889 | -84.227 | 2025-12-31 | Active |  |  |  | State | HL0012582 | 2020-03-19 16:14 |  | State | AA-2 | Conventional | [7 empty] | 1 | [6 empty] | No | No | No |  | LED | 1 | [26 empty] | 2025-09-29 18:11 | NULL |  |  | mhurlow1 | 2018-05-01 16:49 | odotonline\rdixon5 | 2024-06-28 16:52 | No | No | No | No | No | Standing | None | None | None | No | No | No |  | No | 2025-09-29 18:11 |  | rdixon5 | 2025-09-29 18:11 | rdixon5 | 2025-09-29 18:11 | No Photo Available | No Photo Available | http://data.mapchannels.com/dualmaps6/map.htm?lat=39.088901&lng=-84.226991
08 | CLERMONT | CLE | RA | 13063 |  | 0.39 |  | SCLERA13063**C | CLE-13063-0.390 | 39.0889 | -84.2284 | 2025-12-31 | Active |  |  |  | State | HL0019999 | 2020-03-19 16:24 |  | State | AA-1 | Conventional | [7 empty] | 1 | [6 empty] | No | No | No |  | LED | 1 | [26 empty] | 2025-09-29 18:12 | NULL |  |  | mhurlow1 | 2018-05-01 16:49 | odotonline\rdixon5 | 2024-06-28 16:53 | No | No | No | No | No | Standing | None | None | None | No | No | No |  | No | 2025-09-29 18:12 |  | rdixon5 | 2025-09-29 18:12 | rdixon5 | 2025-09-29 18:12 | No Photo Available | No Photo Available | http://data.mapchannels.com/dualmaps6/map.htm?lat=39.088913&lng=-84.228385
08 | CLERMONT | CLE | RA | 13065 |  | 0.221 |  | SCLERA13065**C | CLE-13065-0.221 | 39.191 | -84.2396 | 2025-12-31 | Active |  |  |  | State | HL0010269 |  |  | State |  | Conventional | [14 empty] | No | No | No |  | HPS | [28 empty] | NULL |  |  | mhurlow1 | 2018-05-01 14:20 | Dsnyder5 | 2018-07-24 16:14 | [20 empty] | No Photo Available | No Photo Available | http://data.mapchannels.com/dualmaps6/map.htm?lat=39.191004&lng=-84.239582
08 | CLERMONT | CLE | RA | 13067 |  | 0.024 |  | SCLERA13067**C | CLE-13067-0.024 | 39.1862 | -84.2646 | 2025-12-31 | Active |  |  |  | State | HL0003282 | 2020-03-13 17:56 |  | State | Ab15 | Conventional | [7 empty] | 1 | [6 empty] | No | No | No |  | HPS | 1 | 250 | [25 empty] | 2025-10-10 12:20 | NULL | 0 |  | mhurlow1 | 2018-05-01 12:43 | cburden | 2020-03-13 17:57 | No | No | No | No | No | Standing | None | None | None | No | No | No |  | No | 2025-10-10 12:20 |  | mneeley | 2025-10-10 12:20 | mneeley | 2025-10-10 12:20 | No Photo Available | No Photo Available | http://data.mapchannels.com/dualmaps6/map.htm?lat=39.186187&lng=-84.264633
08 | CLERMONT | CLE | RA | 13067 |  | 0.058 |  | SCLERA13067**C | CLE-13067-0.058 | 39.1862 | -84.2651 | 2025-12-31 | Active |  |  |  | State | HL0020731 | 2020-03-13 17:57 |  | State | AB12 | Conventional | [7 empty] | 1 | [6 empty] | No | No | No |  | HPS | 1 | 250 | [25 empty] | 2025-10-10 12:21 | NULL | 0 |  | mhurlow1 | 2018-05-01 12:57 | cburden | 2020-03-13 17:58 | No | No | No | No | No | Standing | None | None | None | No | No | No |  | No | 2025-10-10 12:21 |  | mneeley | 2025-10-10 12:22 | mneeley | 2025-10-10 12:22 | No Photo Available | No Photo Available | http://data.mapchannels.com/dualmaps6/map.htm?lat=39.186249&lng=-84.265086
08 | CLERMONT | CLE | RA | 13067 |  | 0.084 |  | SCLERA13067**C | CLE-13067-0.084 | 39.1866 | -84.2652 | 2025-12-31 | Active |  |  |  | State | HL0003071 | 2020-03-13 18:00 |  | State | Ab11 | Conventional | [7 empty] | 1 | [6 empty] | No | No | No |  | HPS | 1 | 250 | [25 empty] | 2025-10-10 12:22 | NULL | 0 |  | mhurlow1 | 2018-05-01 12:59 | cburden | 2020-03-13 18:15 | No | No | No | No | No | Standing | None | None | None | No | No | No |  | No | 2025-10-10 12:22 |  | mneeley | 2025-10-10 12:22 | mneeley | 2025-10-10 12:22 | No Photo Available | No Photo Available | http://data.mapchannels.com/dualmaps6/map.htm?lat=39.186594&lng=-84.265213
08 | CLERMONT | CLE | RA | 13067 |  | 0.12 |  | SCLERA13067**C | CLE-13067-0.120 | 39.1871 | -84.2651 | 2025-12-31 | Active |  |  |  | State | HL0013101 | 2020-03-16 13:40 |  | State | Ab10 | Conventional | [7 empty] | 1 | [6 empty] | No | No | No |  | HPS | 1 | 250 | [25 empty] | 2025-10-10 12:23 | NULL | 0 |  | mhurlow1 | 2018-05-01 13:00 | cburden | 2020-03-16 13:41 | No | No | No | No | No | Standing | None | None | None | No | No | No |  | No | 2025-10-10 12:23 |  | mneeley | 2025-10-10 12:23 | mneeley | 2025-10-10 12:23 | No Photo Available | No Photo Available | http://data.mapchannels.com/dualmaps6/map.htm?lat=39.187066&lng=-84.265095
08 | CLERMONT | CLE | RA | 13067 |  | 0.158 |  | SCLERA13067**C | CLE-13067-0.158 | 39.1874 | -84.2646 | 2025-12-31 | Active |  |  |  | State | HL0003022 | 2020-03-16 13:41 |  | State | AB9 | Conventional | [7 empty] | 1 | [6 empty] | No | No | No |  | HPS | 1 | 250 | [25 empty] | 2025-10-10 12:24 | NULL | 0 |  | mhurlow1 | 2018-05-01 13:01 | cburden | 2020-03-16 13:42 | No | No | No | No | No | Standing | None | None | None | No | No | No |  | No | 2025-10-10 12:24 |  | mneeley | 2025-10-10 12:24 | mneeley | 2025-10-10 12:24 | No Photo Available | No Photo Available | http://data.mapchannels.com/dualmaps6/map.htm?lat=39.187398&lng=-84.264619
08 | CLERMONT | CLE | RA | 13067 |  | 0.186 |  | SCLERA13067**C | CLE-13067-0.186 | 39.1874 | -84.2642 | 2025-12-31 | Active |  |  |  | State | HL0025753 | 2020-03-16 13:50 |  | State | AB8 | Conventional | [7 empty] | 1 | [6 empty] | No | No | No |  | HPS | 1 | 250 | [25 empty] | 2025-10-10 12:24 | NULL | 0 |  | mhurlow1 | 2018-05-01 13:02 | cburden | 2020-03-16 13:50 | No | No | No | No | No | Standing | None | None | None | No | No | No |  | No | 2025-10-10 12:24 |  | mneeley | 2025-10-10 12:24 | mneeley | 2025-10-10 12:24 | No Photo Available | No Photo Available | http://data.mapchannels.com/dualmaps6/map.htm?lat=39.187385&lng=-84.264160
08 | CLERMONT | CLE | RA | 13067 |  | 0.219 |  | SCLERA13067**C | CLE-13067-0.219 | 39.1871 | -84.2638 | 2025-12-31 | Active |  |  |  | State | HL0020670 | 2020-03-16 13:59 |  | State | AB7 | Conventional | [7 empty] | 1 | [6 empty] | No | No | No |  | HPS | 1 | 250 | [25 empty] | 2025-10-10 12:41 | NULL | 0 |  | mhurlow1 | 2018-05-01 13:02 | cburden | 2020-03-16 14:00 | No | No | No | No | No | Standing | None | None | None | No | No | No |  | No | 2025-10-10 12:41 |  | mneeley | 2025-10-10 12:41 | mneeley | 2025-10-10 12:41 | No Photo Available | No Photo Available | http://data.mapchannels.com/dualmaps6/map.htm?lat=39.187086&lng=-84.263793
08 | CLERMONT | CLE | RA | 13067 |  | 0.253 |  | SCLERA13067**C | CLE-13067-0.253 | 39.1867 | -84.2638 | 2025-12-31 | Active |  |  |  | State | HL0012419 | 2020-03-16 14:11 |  | State | ab6 | Conventional | [7 empty] | 1 | [6 empty] | No | No | No |  | HPS | 1 | 310 | [25 empty] | 2025-10-10 12:42 | NULL | 0 |  | mhurlow1 | 2018-05-01 13:03 | cburden | 2020-03-16 14:12 | No | No | No | No | No | Standing | None | None | None | No | No | No |  | No | 2025-10-10 12:42 |  | mneeley | 2025-10-10 12:42 | mneeley | 2025-10-10 12:42 | No Photo Available | No Photo Available | http://data.mapchannels.com/dualmaps6/map.htm?lat=39.186660&lng=-84.263779
08 | CLERMONT | CLE | RA | 13067 |  | 0.305 |  | SCLERA13067**C | CLE-13067-0.305 | 39.1859 | -84.2641 | 2025-12-31 | Active |  |  |  | State | HL0025661 | 2020-03-16 14:32 |  | State | Ac19 | Conventional | [7 empty] | 1 | [6 empty] | No | No | No |  | HPS | 1 | 400 | [25 empty] | 2025-10-10 12:44 | NULL | 0 |  | mhurlow1 | 2018-05-01 13:03 | cburden | 2020-03-16 14:39 | No | No | No | No | No | Standing | None | None | None | No | No | No |  | No | 2025-10-10 12:44 |  | mneeley | 2025-10-10 12:44 | mneeley | 2025-10-10 12:44 | No Photo Available | No Photo Available | http://data.mapchannels.com/dualmaps6/map.htm?lat=39.185935&lng=-84.264051
08 | CLERMONT | CLE | RA | 13067 |  | 0.334 |  | SCLERA13067**C | CLE-13067-0.334 | 39.1855 | -84.2642 | 2025-12-31 | Active |  |  |  | State | HL0002843 | 2020-03-16 14:40 |  | State | Ac18 | Conventional | [7 empty] | 1 | [6 empty] | No | No | No |  | HPS | 1 | 400 | [25 empty] | 2025-10-10 12:47 | NULL | 0 |  | mhurlow1 | 2018-05-01 13:05 | cburden | 2020-03-16 14:40 | No | No | No | No | No | Standing | Punctured | Bent | None | No | No | No |  | Yes | 2025-10-10 12:47 |  | mneeley | 2025-10-10 12:47 | mneeley | 2025-10-10 12:47 | No Photo Available | No Photo Available | http://data.mapchannels.com/dualmaps6/map.htm?lat=39.185523&lng=-84.264198
08 | CLERMONT | CLE | RA | 13067 |  | 0.373 |  | SCLERA13067**C | CLE-13067-0.373 | 39.185 | -84.2644 | 2025-12-31 | Active |  |  |  | State | HL0026527 | 2020-03-16 15:02 |  | State | Ac17 | Conventional | [7 empty] | 1 | [6 empty] | No | No | No |  | HPS | 1 | 200 | [25 empty] | 2025-10-10 12:47 | NULL | 0 |  | mhurlow1 | 2018-05-01 13:06 | cburden | 2020-03-16 15:14 | No | No | No | No | No | Standing | None | None | None | No | No | No |  | No | 2025-10-10 12:47 |  | mneeley | 2025-10-10 12:47 | mneeley | 2025-10-10 12:47 | No Photo Available | No Photo Available | http://data.mapchannels.com/dualmaps6/map.htm?lat=39.184981&lng=-84.264373
08 | CLERMONT | CLE | RA | 13067 |  | 0.419 |  | SCLERA13067**C | CLE-13067-0.419 | 39.1843 | -84.2646 | 2025-12-31 | Active |  |  |  | State | HL0025047 | 2020-03-16 15:14 |  | State | Ac16 | Conventional | [7 empty] | 1 | [6 empty] | No | No | No |  | HPS | 1 | 200 | [25 empty] | 2025-10-10 12:49 | NULL | 0 |  | mhurlow1 | 2018-05-01 13:06 | cburden | 2020-03-16 15:15 | No | No | No | No | No | Standing | None | None | None | No | No | No |  | No | 2025-10-10 12:49 |  | mneeley | 2025-10-10 12:49 | mneeley | 2025-10-10 12:49 | No Photo Available | No Photo Available | http://data.mapchannels.com/dualmaps6/map.htm?lat=39.184348&lng=-84.264644
08 | CLERMONT | CLE | RA | 13068 |  | 0.051 |  | SCLERA13068**C | CLE-13068-0.051 | 39.0988 | -84.272 | 2025-12-31 | Active |  |  |  | State | HL0030273 | 2020-06-16 17:04 |  | State | N/A | Tower |  | 6 | [12 empty] | No | No | No |  | HPS | 6 | 400 | [25 empty] | 2022-05-16 15:25 | 4 - Needs Inspected in 4 CY | 0 |  | phillip.monnier | 2014-12-18 12:01 | csonner | 2020-06-16 17:04 | No | No | No | No | No | Standing | None | None | None | No | No | No |  |  | 2022-05-16 15:25 |  | csonner1 | 2022-05-16 15:24 | csonner1 | 2022-05-16 15:24 | No Photo Available | No Photo Available | http://data.mapchannels.com/dualmaps6/map.htm?lat=39.098805&lng=-84.271998
08 | CLERMONT | CLE | RA | 13071 |  | 0.252 |  | SCLERA13071**C | CLE-13071-0.252 | 39.099 | -84.2769 | 2025-12-31 | Active |  |  |  | State | HL0030285 | 2020-06-17 15:33 |  | State | 4C-10 | Tower |  | 6 | [12 empty] | No | No | No |  | HPS | 4 | 400 | [25 empty] | 2022-05-13 16:40 | 4 - Needs Inspected in 4 CY | 0 |  | phillip.monnier | 2014-12-18 12:15 | dturner | 2020-06-17 15:34 | No | No | No | No | No | Standing | None | None | None | No | No | No |  |  | 2022-05-13 16:40 |  | csonner1 | 2022-05-13 16:39 | csonner1 | 2022-05-13 16:39 | No Photo Available | No Photo Available | http://data.mapchannels.com/dualmaps6/map.htm?lat=39.098953&lng=-84.276933
08 | CLERMONT | CLE | RA | 13071 |  | 0.344 |  | SCLERA13071**C | CLE-13071-0.344 | 39.098 | -84.2757 | 2025-12-31 | Active |  |  |  | State | HL0032611 | 2020-06-17 16:21 |  | State | 4C-9 | Tower | [14 empty] | No | No | No |  | HPS | 4 | 400 | [25 empty] | 2022-05-16 14:18 | 4 - Needs Inspected in 4 CY | 0 |  | COLLECTOR@D31_AG | 2019-01-01 05:00 | dturner | 2020-06-17 16:21 | No | No | No | No | No | Standing | None | None | None | No | No | No |  |  | 2022-05-16 14:18 |  | csonner1 | 2022-05-16 14:17 | csonner1 | 2022-05-16 14:17 | No Photo Available | No Photo Available | http://data.mapchannels.com/dualmaps6/map.htm?lat=39.097984&lng=-84.275719
08 | CLERMONT | CLE | RA | 13072 |  | 0.126 |  | SCLERA13072**C | CLE-13072-0.126 | 39.0971 | -84.2729 | 2025-12-31 | Active |  |  |  | State | HL0030270 | 2020-06-16 17:01 |  | State | N/A | Tower |  | 6 | [12 empty] | No | No | No |  | HPS | 4 | 400 | [25 empty] | 2022-05-16 14:59 | 4 - Needs Inspected in 4 CY | 0 |  | phillip.monnier | 2014-12-18 11:54 | csonner | 2020-06-16 17:02 | No | No | No | No | No | Standing | None | None | None | No | No | No |  |  | 2022-05-16 14:59 |  | csonner1 | 2022-05-16 14:58 | csonner1 | 2022-05-16 14:58 | No Photo Available | No Photo Available | http://data.mapchannels.com/dualmaps6/map.htm?lat=39.097111&lng=-84.272893
08 | CLERMONT | CLE | RA | 13073 |  | 0.113 |  | SCLERA13073**C | CLE-13073-0.113 | 39.1031 | -84.2863 | 2025-12-31 | Active |  |  |  | State | HL0040396 |  |  | State | 2a9 | Tower | [14 empty] | No | No | No |  | HPS | 2 | [26 empty] | 2025-06-25 16:51 | 7 - Needs Inspected in 7 CY |  | 2025-06-25 16:51 | ascott3 | 2025-06-25 16:51 | ascott3 | 2025-06-25 16:51 | No | No | No | No | No | Standing | None | None | None | No | No | No |  | No | 2025-06-25 16:51 | 2025-06-25 16:51 | ascott3 | 2025-06-25 16:51 | ascott3 | 2025-06-25 16:51 | No Photo Available | https://collectorweb.dot.state.oh.us/arcgis/rest/services/HIGHWAY_LIGHTING/HighwayLighting_Reference/FeatureServer/7/552868/attachments/ | http://data.mapchannels.com/dualmaps6/map.htm?lat=39.103071&lng=-84.286284
08 | CLERMONT | CLE | RA | 13073 |  | 0.223 |  | SCLERA13073**C | CLE-13073-0.223 | 39.1015 | -84.2861 | 2025-12-31 | Retired |  |  |  | State | HL0030116 |  |  | State | N/A | Tower |  | 6 | [12 empty] | No | No | No |  | HPS | [28 empty] | NULL |  |  | phillip.monnier | 2014-12-18 10:30 | phillip.monnier | 2014-12-18 10:30 | No | No | No | No | No | Standing | None | None | None | No | No | No | None ¦ None |  | 2014-12-18 10:30 |  | phillip.monnier | 2014-12-18 10:30 | phillip.monnier | 2014-12-18 10:30 | No Photo Available | No Photo Available | http://data.mapchannels.com/dualmaps6/map.htm?lat=39.101507&lng=-84.286075
08 | CLERMONT | CLE | RA | 13073 |  | 0.223 |  | SCLERA13073**C | CLE-13073-0.223 | 39.1015 | -84.286 | 2025-12-31 | Active |  |  |  | State | HL0030120 | 2020-06-17 12:45 |  | State | 2a8 | Tower |  | 6 | [12 empty] | No | No | No |  | HPS | 6 | 400 | [25 empty] | 2022-05-17 18:25 | 4 - Needs Inspected in 4 CY | 0 |  | phillip.monnier | 2014-12-18 10:32 | csonner | 2020-06-17 12:45 | No | No | No | No | No | Standing | None | None | None | No | No | No |  |  | 2022-05-17 18:25 |  | csonner1 | 2022-05-17 18:25 | csonner1 | 2022-05-17 18:25 | No Photo Available | No Photo Available | http://data.mapchannels.com/dualmaps6/map.htm?lat=39.101518&lng=-84.286024
08 | CLERMONT | CLE | RA | 13073 |  | 0.269 |  | SCLERA13073**C | CLE-13073-0.269 | 39.1008 | -84.2865 | 2025-12-31 | Active |  |  |  | State | HL0030106 | 2020-06-17 11:44 |  | State | N/A | Tower |  | 6 | [12 empty] | No | No | No |  | HPS | 6 | 400 | [25 empty] | 2025-06-25 17:54 | 7 - Needs Inspected in 7 CY | 0 | 2025-06-25 17:54 | phillip.monnier | 2014-12-18 10:26 | csonner | 2020-06-17 11:45 | No | No | No | No | No | Standing | None | None | None | No | No | No |  | No | 2025-06-25 17:54 | 2025-06-25 17:54 | ascott3 | 2025-06-25 17:55 | ascott3 | 2025-06-25 17:55 | No Photo Available | https://collectorweb.dot.state.oh.us/arcgis/rest/services/HIGHWAY_LIGHTING/HighwayLighting_Reference/FeatureServer/7/551269/attachments/ | http://data.mapchannels.com/dualmaps6/map.htm?lat=39.100753&lng=-84.286547
08 | CLERMONT | CLE | RA | 13073 |  | 0.546 |  | SCLERA13073**C | CLE-13073-0.546 | 39.0997 | -84.2819 | 2025-12-31 | Active |  |  |  | State | HL0030229 | 2020-06-17 13:26 |  | State | 4C-13 | Tower |  | 6 | [12 empty] | No | No | No |  | HPS | 5 | 400 | [25 empty] | 2022-05-13 14:18 | 4 - Needs Inspected in 4 CY | 0 |  | phillip.monnier | 2014-12-18 11:22 | dturner | 2020-06-17 13:27 | No | No | No | No | No | Standing | None | None | None | No | No | No |  |  | 2022-05-13 14:18 |  | csonner1 | 2022-05-13 14:18 | csonner1 | 2022-05-13 14:18 | No Photo Available | No Photo Available | http://data.mapchannels.com/dualmaps6/map.htm?lat=39.099711&lng=-84.281908
08 | CLERMONT | CLE | RA | 13073 |  | 0.629 |  | SCLERA13073**C | CLE-13073-0.629 | 39.0998 | -84.2803 | 2025-12-31 | Active |  |  |  | State | HL0030234 | 2020-06-17 13:29 |  | State | 4C-12 | Tower |  | 6 | [12 empty] | No | No | No |  | HPS | 5 | 400 | [25 empty] | 2022-05-13 14:49 | 4 - Needs Inspected in 4 CY | 0 |  | phillip.monnier | 2014-12-18 11:25 | dturner | 2020-06-17 13:40 | No | No | No | No | No | Standing | None | None | None | No | No | No |  |  | 2022-05-13 14:49 |  | csonner1 | 2022-05-13 14:48 | csonner1 | 2022-05-13 14:48 | No Photo Available | No Photo Available | http://data.mapchannels.com/dualmaps6/map.htm?lat=39.099756&lng=-84.280348
08 | CLERMONT | CLE | RA | 13073 |  | 0.721 |  | SCLERA13073**C | CLE-13073-0.721 | 39.0991 | -84.2788 | 2025-12-31 | Active |  |  |  | State | HL0030239 | 2020-06-17 14:11 |  | State | 4C-11 | Tower |  | 6 | [12 empty] | No | No | No |  | HPS | 4 | 400 | [25 empty] | 2021-07-12 18:26 | 3 - Needs Inspected in 3 CY | 0 |  | phillip.monnier | 2014-12-18 11:28 | dturner | 2020-06-17 14:12 | No | No | No | No | No | Standing | None | None | None | No | No | No |  |  | 2021-07-12 18:26 |  | odotonline\rdixon5 | 2021-07-12 18:26 | odotonline\rdixon5 | 2021-07-12 18:26 | No Photo Available | No Photo Available | http://data.mapchannels.com/dualmaps6/map.htm?lat=39.099141&lng=-84.278791
08 | CLERMONT | CLE | RA | 13073 |  | 0.975 |  | SCLERA13073**C | CLE-13073-0.975 | 39.0979 | -84.2744 | 2025-12-31 | Active |  |  |  | State | HL0030290 | 2020-06-17 15:37 |  | State | 4A-1 | Tower |  | 6 | [12 empty] | No | No | No |  | HPS | 6 | 400 | [25 empty] | 2022-05-16 14:34 | 4 - Needs Inspected in 4 CY | 0 |  | phillip.monnier | 2014-12-18 12:20 | dturner | 2020-06-17 15:37 | No | No | No | No | No | Standing | None | None | None | No | No | No |  |  | 2022-05-16 14:34 |  | csonner1 | 2022-05-16 14:34 | csonner1 | 2022-05-16 14:34 | No Photo Available | No Photo Available | http://data.mapchannels.com/dualmaps6/map.htm?lat=39.097873&lng=-84.274383
08 | CLERMONT | CLE | SR | 00028 |  | 1.308 |  | SCLESR00028**C | CLE-28-1.308 | 39.1856 | -84.266 | 2025-12-31 | Active |  |  |  | State | HL0008343 | 2020-03-12 17:47 |  | State | AA15 | Conventional | [7 empty] | 1 | [6 empty] | No | No | No |  | HPS | 1 | 200 | [25 empty] | 2025-10-13 16:49 | NULL | 0 |  | mhurlow1 | 2018-05-01 12:38 | cburden | 2020-03-12 17:58 | No | No | No | No | No | Standing | None | None | None | No | No | No |  | No | 2025-10-13 16:49 |  | mneeley | 2025-10-13 16:50 | mneeley | 2025-10-13 16:50 | No Photo Available | No Photo Available | http://data.mapchannels.com/dualmaps6/map.htm?lat=39.185572&lng=-84.265990
08 | CLERMONT | CLE | SR | 00028 |  | 1.33 |  | SCLESR00028**C | CLE-28-1.330 | 39.1855 | -84.2654 | 2025-12-31 | Active |  |  |  | State | HL0023411 | 2020-03-12 18:24 |  | State | AA16 | Conventional | [7 empty] | 1 | [6 empty] | No | No | No |  | HPS | 1 | 250 | [25 empty] | 2025-10-13 16:50 | NULL | 0 |  | mhurlow1 | 2018-05-01 12:39 | cburden | 2020-03-12 18:25 | No | No | No | No | No | Standing | None | None | None | No | No | No |  | No | 2025-10-13 16:50 |  | mneeley | 2025-10-13 16:50 | mneeley | 2025-10-13 16:50 | No Photo Available | No Photo Available | http://data.mapchannels.com/dualmaps6/map.htm?lat=39.185471&lng=-84.265435
08 | CLERMONT | CLE | SR | 00028 |  | 1.347 |  | SCLESR00028**C | CLE-28-1.347 | 39.1859 | -84.2653 | 2025-12-31 | Active |  |  |  | State | HL0026669 | 2020-03-12 17:29 |  | State | AA14 | Conventional | [7 empty] | 1 | [6 empty] | No | No | No |  | HPS | 1 | 200 | [25 empty] | 2025-10-13 16:49 | NULL | 0 |  | mhurlow1 | 2018-05-01 12:40 | cburden | 2020-03-12 17:46 | No | No | No | No | No | Standing | None | None | None | No | No | No |  | No | 2025-10-13 16:49 |  | mneeley | 2025-10-13 16:50 | mneeley | 2025-10-13 16:50 | No Photo Available | No Photo Available | http://data.mapchannels.com/dualmaps6/map.htm?lat=39.185853&lng=-84.265342
08 | CLERMONT | CLE | SR | 00028 |  | 1.387 |  | SCLESR00028**C | CLE-28-1.387 | 39.1859 | -84.2645 | 2025-12-31 | Active |  |  |  | State | HL0015282 | 2020-03-13 12:37 |  | State | Ac20 | Conventional | [7 empty] | 1 | [6 empty] | No | No | No |  | HPS | 1 | 200 | [25 empty] | 2025-10-13 16:50 | NULL | 0 |  | mhurlow1 | 2018-05-01 12:42 | cburden | 2020-03-13 12:56 | No | No | No | No | No | Standing | None | None | None | No | No | No |  | No | 2025-10-13 16:50 |  | mneeley | 2025-10-13 16:50 | mneeley | 2025-10-13 16:50 | No Photo Available | No Photo Available | http://data.mapchannels.com/dualmaps6/map.htm?lat=39.185867&lng=-84.264501
08 | CLERMONT | CLE | SR | 00028 |  | 1.428 |  | SCLESR00028**C | CLE-28-1.428 | 39.1864 | -84.264 | 2025-12-31 | Active |  |  |  | State | HL0008008 | 2020-03-13 17:25 |  | State | Ab14 | Conventional | [7 empty] | 1 | [6 empty] | No | No | No |  | HPS | 1 | 400 | [25 empty] | 2025-10-10 12:20 | NULL | 0 |  | mhurlow1 | 2018-05-01 12:44 | cburden | 2020-03-13 17:49 | No | No | No | No | No | Standing | None | None | None | No | No | No |  | No | 2025-10-10 12:20 |  | mneeley | 2025-10-10 12:20 | mneeley | 2025-10-10 12:20 | No Photo Available | No Photo Available | http://data.mapchannels.com/dualmaps6/map.htm?lat=39.186393&lng=-84.264007
08 | CLERMONT | CLE | SR | 00028 |  | 1.546 |  | SCLESR00028**C | CLE-28-1.546 | 39.1872 | -84.2621 | 2025-12-31 | Active |  |  |  | State | HL0000672 | 2020-03-13 17:08 |  | State | Ba1 | Conventional | [7 empty] | 1 | [6 empty] | No | No | No |  | HPS | 1 | 200 | [25 empty] | 2025-10-10 12:19 | NULL | 0 |  | mhurlow1 | 2018-05-01 12:47 | cburden | 2020-03-13 17:24 | No | No | No | No | No | Standing | None | None | None | No | No | No |  | No | 2025-10-10 12:19 |  | mneeley | 2025-10-10 12:19 | mneeley | 2025-10-10 12:19 | No Photo Available | No Photo Available | http://data.mapchannels.com/dualmaps6/map.htm?lat=39.187195&lng=-84.262108
08 | CLERMONT | CLE | SR | 00028 |  | 1.584 |  | SCLESR00028**C | CLE-28-1.584 | 39.1875 | -84.2615 | 2025-12-31 | Active |  |  |  | State | HL0023496 | 2020-03-13 16:45 |  | State | BA2 | Conventional | [7 empty] | 1 | [6 empty] | No | No | No |  | HPS | 1 | 250 | [25 empty] | 2025-10-10 12:18 | NULL | 0 |  | mhurlow1 | 2018-05-01 12:49 | cburden | 2020-03-13 17:07 | No | No | No | No | No | Standing | None | None | None | No | No | No |  | No | 2025-10-10 12:18 |  | mneeley | 2025-10-10 12:19 | mneeley | 2025-10-10 12:19 | No Photo Available | No Photo Available | http://data.mapchannels.com/dualmaps6/map.htm?lat=39.187480&lng=-84.261507
08 | CLERMONT | CLE | SR | 00028 |  | 1.602 |  | SCLESR00028**C | CLE-28-1.602 | 39.1874 | -84.261 | 2025-12-31 | Active |  |  |  | State | HL0020443 | 2020-03-13 13:27 |  | State | BB-1 | Conventional | [7 empty] | 1 | [6 empty] | No | No | No |  | HPS | 1 | 400 | [25 empty] | 2025-10-10 13:56 | NULL | 0 |  | mhurlow1 | 2018-05-01 12:49 | ascott3 | 2025-02-19 18:39 | No | No | No | No | No | Standing | None | None | None | No | No | No |  | No | 2025-10-10 13:56 |  | mneeley | 2025-10-10 13:57 | mneeley | 2025-10-10 13:57 | No Photo Available | No Photo Available | http://data.mapchannels.com/dualmaps6/map.htm?lat=39.187404&lng=-84.261028
08 | CLERMONT | CLE | SR | 00028 |  | 1.637 |  | SCLESR00028**C | CLE-28-1.637 | 39.1877 | -84.2605 | 2025-12-31 | Active |  |  |  | State | HL0007211 | 2020-03-13 13:28 |  | State | 1 | Conventional | [7 empty] | 1 | [6 empty] | No | No | No |  | HPS | 1 | 310 | [25 empty] | 2024-06-26 14:31 | NULL | 0 |  | mhurlow1 | 2018-05-01 12:50 | cburden | 2020-03-13 13:53 | No | No | No | No | No | Standing | None | None | None | No | No | No |  |  | 2024-06-26 14:31 |  | ascott3 | 2024-06-26 14:31 | ascott3 | 2024-06-26 14:31 | No Photo Available | No Photo Available | http://data.mapchannels.com/dualmaps6/map.htm?lat=39.187720&lng=-84.260494
08 | CLERMONT | CLE | SR | 00028 |  | 1.672 |  | SCLESR00028**C | CLE-28-1.672 | 39.188 | -84.26 | 2025-12-31 | Active |  |  |  | State | HL0004400 | 2020-03-13 13:53 |  | State | 2 | Conventional | [7 empty] | 1 | [6 empty] | No | No | No |  | HPS | 1 | 200 | [25 empty] | 2024-06-26 14:31 | NULL | 0 |  | mhurlow1 | 2018-05-01 12:51 | cburden | 2020-03-13 14:08 | No | No | No | No | No | Standing | None | None | None | No | No | No |  |  | 2024-06-26 14:31 |  | ascott3 | 2024-06-26 14:31 | ascott3 | 2024-06-26 14:31 | No Photo Available | No Photo Available | http://data.mapchannels.com/dualmaps6/map.htm?lat=39.187986&lng=-84.259962
08 | CLERMONT | CLE | SR | 00028 |  | 1.687 |  | SCLESR00028**C | CLE-28-1.687 | 39.1884 | -84.26 | 2025-12-31 | Active |  |  |  | State | HL0023008 | 2020-03-13 16:25 |  | State | 9 | Conventional | No |  | AT | A |  |  |  | 1 |  |  |  |  | No | No | No | No | No |  | LED | 1 |  | 120 | 12,000 - 15,999 | No |  | Philips Lumec |  | 480 L-L | [18 empty] | 2025-10-13 16:55 | NULL |  |  | mhurlow1 | 2018-05-01 12:52 | jritchie2 | 2026-06-09 15:45 | No | No | No | No | No | Standing | None | None | None | No | No | No |  | No | 2025-10-13 16:55 |  | mneeley | 2025-10-13 16:55 | mneeley | 2025-10-13 16:55 | No Photo Available | No Photo Available | http://data.mapchannels.com/dualmaps6/map.htm?lat=39.188412&lng=-84.259964
08 | CLERMONT | CLE | SR | 00028 |  | 1.705 |  | SCLESR00028**C | CLE-28-1.705 | 39.1882 | -84.2595 | 2025-12-31 | Active |  |  |  | State | HL0001466 | 2020-03-13 14:08 |  | State | 3 | Conventional | [7 empty] | 1 | [6 empty] | No | No | No |  | HPS | 1 | 200 | [25 empty] | 2024-06-26 14:30 | NULL | 0 |  | mhurlow1 | 2018-05-01 12:53 | cburden | 2020-03-13 14:20 | No | No | No | No | No | Standing | None | None | None | No | No | No |  |  | 2024-06-26 14:30 |  | ascott3 | 2024-06-26 14:30 | ascott3 | 2024-06-26 14:30 | No Photo Available | No Photo Available | http://data.mapchannels.com/dualmaps6/map.htm?lat=39.188214&lng=-84.259465
08 | CLERMONT | CLE | SR | 00028 |  | 1.722 |  | SCLESR00028**C | CLE-28-1.722 | 39.1886 | -84.2593 | 2025-12-31 | Active |  |  |  | State | HL0023059 | 2020-03-13 16:17 |  | State | 8 | Conventional | [7 empty] | 1 | [6 empty] | No | No | No |  | LED | 1 | [26 empty] | 2025-10-13 16:54 | NULL |  |  | mhurlow1 | 2018-05-01 12:54 | ascott3 | 2025-09-16 16:30 | No | No | No | No | No | Standing | None | None | None | No | No | No |  | No | 2025-10-13 16:54 |  | mneeley | 2025-10-13 16:55 | mneeley | 2025-10-13 16:55 | No Photo Available | No Photo Available | http://data.mapchannels.com/dualmaps6/map.htm?lat=39.188628&lng=-84.259339
08 | CLERMONT | CLE | SR | 00028 |  | 1.738 |  | SCLESR00028**C | CLE-28-1.738 | 39.1884 | -84.2589 | 2025-12-31 | Active |  |  |  | State | HL0022938 | 2020-03-13 14:21 |  | State | 4 | Conventional | [7 empty] | 1 | [6 empty] | No | No | No |  | HPS | 1 | 250 | [25 empty] | 2024-06-26 14:30 | NULL | 0 |  | mhurlow1 | 2018-05-01 12:53 | cburden | 2020-03-13 16:16 | No | No | No | No | No | Standing | None | None | None | No | No | No |  |  | 2024-06-26 14:30 |  | ascott3 | 2024-06-26 14:30 | ascott3 | 2024-06-26 14:30 | No Photo Available | No Photo Available | http://data.mapchannels.com/dualmaps6/map.htm?lat=39.188358&lng=-84.258930
08 | CLERMONT | CLE | SR | 00028 |  | 1.787 |  | SCLESR00028**C | CLE-28-1.787 | 39.1884 | -84.2581 | 2025-12-31 | Active |  |  |  | State | HL0012017 | 2020-03-13 16:16 |  | State | 5 | Conventional | [7 empty] | 1 | [6 empty] | No | No | No |  | HPS | 1 | 310 | [25 empty] | 2022-07-07 18:01 | NULL | 0 |  | mhurlow1 | 2018-05-01 12:55 | cburden | 2020-03-13 16:16 | No | No | No | No | No | Standing | None | None | None | No | No | No |  |  | 2022-07-07 18:01 |  | rdixon5 | 2022-07-07 18:00 | rdixon5 | 2022-07-07 18:00 | No Photo Available | No Photo Available | http://data.mapchannels.com/dualmaps6/map.htm?lat=39.188421&lng=-84.258128
08 | CLERMONT | CLE | SR | 00028 |  | 3.052 |  | SCLESR00028**C | CLE-28-3.052 | 39.1939 | -84.2378 | 2025-12-31 | Active |  |  |  | State | HL0012043 | 2020-06-02 17:35 |  | State | B3 | Conventional | [7 empty] | 1 | [6 empty] | No | No | No |  | HPS | 1 | 200 | [25 empty] | 2025-10-10 14:37 | NULL | 0 |  | mhurlow1 | 2018-05-01 14:24 | dturner | 2020-06-02 17:36 | No | No | No | No | No | Standing | None | None | None | No | No | No |  | No | 2025-10-10 14:37 |  | mneeley | 2025-10-10 14:37 | mneeley | 2025-10-10 14:37 | No Photo Available | No Photo Available | http://data.mapchannels.com/dualmaps6/map.htm?lat=39.193862&lng=-84.237756
08 | CLERMONT | CLE | SR | 00028 |  | 3.066 |  | SCLESR00028**C | CLE-28-3.066 | 39.1942 | -84.238 | 2025-12-31 | Active |  |  |  | State | HL0007188 | 2020-06-02 17:31 |  | State | B4 | Conventional | [7 empty] | 1 | [6 empty] | No | No | No |  | HPS | 1 | 200 | [25 empty] | 2025-10-10 14:37 | NULL | 0 |  | mhurlow1 | 2018-05-01 14:25 | dturner | 2020-06-02 17:31 | No | No | No | No | No | Standing | None | None | None | No | No | No |  | No | 2025-10-10 14:37 |  | mneeley | 2025-10-10 14:37 | mneeley | 2025-10-10 14:37 | No Photo Available | No Photo Available | http://data.mapchannels.com/dualmaps6/map.htm?lat=39.194198&lng=-84.237975
08 | CLERMONT | CLE | SR | 00028 |  | 3.092 |  | SCLESR00028**C | CLE-28-3.092 | 39.1942 | -84.2371 | 2025-12-31 | Active |  |  |  | State | HL0015064 | 2020-06-02 17:42 |  | State | B2 | Conventional | [7 empty] | 1 | [6 empty] | No | No | No |  | HPS | 1 | 200 | [25 empty] | 2025-10-10 14:36 | NULL | 0 |  | mhurlow1 | 2018-05-01 14:26 | dturner | 2020-06-02 17:42 | No | No | No | No | No | Standing | None | None | None | No | No | No |  | No | 2025-10-10 14:36 |  | mneeley | 2025-10-10 14:37 | mneeley | 2025-10-10 14:37 | No Photo Available | No Photo Available | http://data.mapchannels.com/dualmaps6/map.htm?lat=39.194230&lng=-84.237063
08 | CLERMONT | CLE | SR | 00028 |  | 3.158 |  | SCLESR00028**C | CLE-28-3.158 | 39.1951 | -84.2364 | 2025-12-31 | Active |  |  |  | State | HL0004555 | 2020-06-02 17:48 |  | State | B1 | Conventional | [7 empty] | 1 | [6 empty] | No | No | No |  | HPS | 1 | 200 | [25 empty] | 2025-10-10 14:37 | NULL | 0 |  | mhurlow1 | 2018-05-01 14:29 | dturner | 2020-06-02 17:48 | No | No | No | No | No | Standing | None | None | None | No | No | No |  | No | 2025-10-10 14:37 |  | mneeley | 2025-10-10 14:37 | mneeley | 2025-10-10 14:37 | No Photo Available | No Photo Available | http://data.mapchannels.com/dualmaps6/map.htm?lat=39.195091&lng=-84.236432
08 | CLERMONT | CLE | SR | 00028 |  | 6.216 |  | SCLESR00028**C | CLE-28-6.216 | 39.221 | -84.1904 | 2025-12-31 | Active |  |  |  | State | HL0040373 |  |  | State | y-1 | Conventional | [14 empty] | No | No | No |  | LED | 1 | [26 empty] | 2025-10-10 15:37 | NULL |  | 2025-10-10 15:37 | ascott3 | 2025-06-04 15:29 | ascott3 | 2025-06-04 15:29 | No | No | No | No | No | Standing | None | None | None | No | No | No |  | No | 2025-10-10 15:37 | 2025-10-10 15:37 | mneeley | 2025-10-10 15:37 | mneeley | 2025-10-10 15:37 | No Photo Available | No Photo Available | http://data.mapchannels.com/dualmaps6/map.htm?lat=39.221034&lng=-84.190386
08 | CLERMONT | CLE | SR | 00028 |  | 6.222 |  | SCLESR00028**C | CLE-28-6.222 | 39.2209 | -84.1901 | 2025-12-31 | Active |  |  |  | State | HL0040377 |  |  | State | Y-2 | Conventional | [14 empty] | No | No | No |  | LED | 1 | [26 empty] | 2025-10-10 15:36 | NULL |  |  | ascott3 | 2025-06-04 15:29 | ascott3 | 2025-06-04 15:29 | No | No | No | No | No | Standing | None | None | None | No | No | No |  | No | 2025-10-10 15:36 |  | mneeley | 2025-10-10 15:36 | mneeley | 2025-10-10 15:36 | No Photo Available | No Photo Available | http://data.mapchannels.com/dualmaps6/map.htm?lat=39.220909&lng=-84.190113
08 | CLERMONT | CLE | SR | 00028 |  | 6.247 |  | SCLESR00028**C | CLE-28-6.247 | 39.2211 | -84.1898 | 2025-12-31 | Active |  |  |  | State | HL0040382 |  |  | State | y-3 | Conventional | [14 empty] | No | No | No |  | LED | 1 | [26 empty] | 2025-10-10 15:36 | NULL |  |  | ascott3 | 2025-06-04 15:30 | ascott3 | 2025-06-04 15:30 | No | No | No | No | No | Standing | None | None | None | No | No | No |  | No | 2025-10-10 15:36 |  | mneeley | 2025-10-10 15:36 | mneeley | 2025-10-10 15:36 | No Photo Available | No Photo Available | http://data.mapchannels.com/dualmaps6/map.htm?lat=39.221137&lng=-84.189773
08 | CLERMONT | CLE | SR | 00032 |  | 0.088 |  | SCLESR00032**N | CLE-32-0.088 | 39.112 | -84.3059 | 2025-12-31 | Active |  |  |  | State | HL0008044 |  |  | State | 2C-4 | Conventional | No |  | AT | [11 empty] | No | No | No |  | LED | 1 | [26 empty] | 2025-06-05 14:11 | NULL |  | 2025-06-05 14:11 | mhurlow1 | 2018-05-01 14:43 | jritchie2 | 2026-05-22 16:25 | No | No | No | No | No | Standing | None | None | None | No | No | No |  | No | 2025-06-05 14:11 | 2025-06-05 14:11 | ascott3 | 2025-06-05 14:11 | ascott3 | 2025-06-05 14:11 | No Photo Available | https://collectorweb.dot.state.oh.us/arcgis/rest/services/HIGHWAY_LIGHTING/HighwayLighting_Reference/FeatureServer/7/546047/attachments/ | http://data.mapchannels.com/dualmaps6/map.htm?lat=39.112036&lng=-84.305856
08 | CLERMONT | CLE | SR | 00032 |  | 0.091 |  | SCLESR00032**C | CLE-32-0.091 | 39.1118 | -84.3062 | 2025-12-31 | Active |  |  |  | State | HL0018136 |  |  | State | 2C-1 | Conventional | [14 empty] | No | No | No |  | HPS | 1 |  | 120 | [24 empty] | 2025-06-05 14:09 | NULL |  | 2025-06-05 14:09 | mhurlow1 | 2018-05-01 14:41 | jritchie2 | 2026-05-22 16:23 | No | No | No | No | No | Standing | None | None | None | No | No | No |  | No | 2025-06-05 14:09 | 2025-06-05 14:09 | ascott3 | 2025-06-05 14:09 | ascott3 | 2025-06-05 14:09 | No Photo Available | https://collectorweb.dot.state.oh.us/arcgis/rest/services/HIGHWAY_LIGHTING/HighwayLighting_Reference/FeatureServer/7/547649/attachments/ | http://data.mapchannels.com/dualmaps6/map.htm?lat=39.111765&lng=-84.306167
08 | CLERMONT | CLE | SR | 00032 |  | 0.105 |  | SCLESR00032**N | CLE-32-0.105 | 39.1119 | -84.3056 | 2025-12-31 | Active |  |  |  | State | HL0014287 |  |  | State | 2C-3 | Conventional | No |  | ST | A |  |  |  | 1 |  |  |  |  | No | No | No | No | No |  | LED | 1 |  |  | 12,000 - 15,999 | No |  | Philips Lumec |  | 480 L-L | [18 empty] | 2025-06-05 14:11 | NULL |  | 2025-06-05 14:11 | mhurlow1 | 2018-05-01 14:42 | jritchie2 | 2026-05-22 16:24 | No | No | No | No | No | Standing | None | None | None | No | No | No |  | No | 2025-06-05 14:11 | 2025-06-05 14:11 | ascott3 | 2025-06-05 14:12 | ascott3 | 2025-06-05 14:12 | No Photo Available | https://collectorweb.dot.state.oh.us/arcgis/rest/services/HIGHWAY_LIGHTING/HighwayLighting_Reference/FeatureServer/7/548853/attachments/ | http://data.mapchannels.com/dualmaps6/map.htm?lat=39.111856&lng=-84.305621
08 | CLERMONT | CLE | SR | 00032 |  | 0.109 |  | SCLESR00032**C | CLE-32-0.109 | 39.1116 | -84.3059 | 2025-12-31 | Active |  |  |  | State | HL0006733 |  |  | State | 2C-2 | Conventional | [14 empty] | No | No | No |  | LED | 1 |  | 120 | [24 empty] | 2025-06-05 14:08 | NULL |  | 2025-06-05 14:08 | mhurlow1 | 2018-05-01 14:41 | jritchie2 | 2026-05-22 16:23 | No | No | No | No | No | Standing | None | None | None | No | No | No |  | No | 2025-06-05 14:08 | 2025-06-05 14:08 | ascott3 | 2025-06-05 14:08 | ascott3 | 2025-06-05 14:08 | No Photo Available | https://collectorweb.dot.state.oh.us/arcgis/rest/services/HIGHWAY_LIGHTING/HighwayLighting_Reference/FeatureServer/7/548852/attachments/ | http://data.mapchannels.com/dualmaps6/map.htm?lat=39.111580&lng=-84.305945
08 | CLERMONT | CLE | SR | 00032 |  | 0.622 |  | SCLESR00032**N | CLE-32-0.622 | 39.1065 | -84.2989 | 2025-12-31 | Active |  |  |  | State | HL0033688 |  |  | State | B1 | Conventional | [7 empty] | 1 | [6 empty] | No | No | No |  | LED | 1 |  | 250 | [24 empty] | 2025-06-04 16:50 | NULL |  | 2025-06-04 16:50 | dturner | 2020-03-23 17:07 | ascott3 | 2024-07-01 14:14 | No | No | No | No | No | Standing | None | None | None | No | No | No |  | No | 2025-06-04 16:50 | 2025-06-04 16:50 | ascott3 | 2025-06-04 16:50 | ascott3 | 2025-06-04 16:50 | No Photo Available | https://collectorweb.dot.state.oh.us/arcgis/rest/services/HIGHWAY_LIGHTING/HighwayLighting_Reference/FeatureServer/7/552847/attachments/ | http://data.mapchannels.com/dualmaps6/map.htm?lat=39.106509&lng=-84.298944
08 | CLERMONT | CLE | SR | 00032 |  | 0.64 |  | SCLESR00032**C | CLE-32-0.640 | 39.1061 | -84.299 | 2025-12-31 | Active |  |  |  | State | HL0033689 |  |  | State | A1 | Conventional | [7 empty] | 1 | [6 empty] | No | No | No |  | LED | 1 |  | 250 | [7 empty] | Yes | [16 empty] | 2025-06-04 17:02 | NULL |  | 2025-06-04 17:02 | dturner | 2020-03-23 17:08 | ascott3 | 2024-07-01 14:15 | No | No | No | No | No | Standing | None | None | None | No | No | No |  | No | 2025-06-04 17:02 | 2025-06-04 17:02 | ascott3 | 2025-06-04 17:02 | ascott3 | 2025-06-04 17:02 | No Photo Available | https://collectorweb.dot.state.oh.us/arcgis/rest/services/HIGHWAY_LIGHTING/HighwayLighting_Reference/FeatureServer/7/554441/attachments/ | http://data.mapchannels.com/dualmaps6/map.htm?lat=39.106077&lng=-84.299000
08 | CLERMONT | CLE | SR | 00032 |  | 0.646 |  | SCLESR00032**N | CLE-32-0.646 | 39.1064 | -84.2985 | 2025-12-31 | Active |  |  |  | State | HL0033687 |  |  | State | B-2 | Conventional | No |  | AT | A |  |  |  | 1 | [6 empty] | No | No | No |  | LED | 1 |  | 250 | [7 empty] | Yes | [16 empty] | 2025-06-04 16:42 | NULL |  | 2025-06-04 16:42 | dturner | 2020-03-23 17:05 | jritchie2 | 2026-05-22 15:52 | No | No | No | No | No | Standing | None | None | None | No | No | No |  | No | 2025-06-04 16:42 | 2025-06-04 16:42 | ascott3 | 2025-06-04 16:42 | ascott3 | 2025-06-04 16:49 | No Photo Available | https://collectorweb.dot.state.oh.us/arcgis/rest/services/HIGHWAY_LIGHTING/HighwayLighting_Reference/FeatureServer/7/548452/attachments/ | http://data.mapchannels.com/dualmaps6/map.htm?lat=39.106357&lng=-84.298543
08 | CLERMONT | CLE | SR | 00032 |  | 0.661 |  | SCLESR00032**C | CLE-32-0.661 | 39.1059 | -84.2986 | 2025-12-31 | Active |  |  |  | State | HL0033686 |  |  | State | A-2 | Conventional | [7 empty] | 1 | [6 empty] | No | No | No |  | LED | 1 |  | 250 | [7 empty] | Yes | [16 empty] | 2025-06-04 17:05 | NULL |  | 2025-06-04 17:05 | dturner | 2020-03-23 17:04 | ascott3 | 2024-07-01 14:16 | No | No | No | No | No | Standing | None | None | None | No | No | No |  | No | 2025-06-04 17:05 | 2025-06-04 17:05 | ascott3 | 2025-06-04 17:05 | ascott3 | 2025-06-04 17:05 | No Photo Available | https://collectorweb.dot.state.oh.us/arcgis/rest/services/HIGHWAY_LIGHTING/HighwayLighting_Reference/FeatureServer/7/554064/attachments/ | http://data.mapchannels.com/dualmaps6/map.htm?lat=39.105925&lng=-84.298644
08 | CLERMONT | CLE | SR | 00032 |  | 1.014 |  | SCLESR00032**N | CLE-32-1.014 | 39.1044 | -84.2922 | 2025-12-31 | Active |  |  |  | State | HL0017043 | 2020-03-23 16:13 |  | State | A-1 | Conventional | [7 empty] | 1 | [6 empty] | No | No | No |  | LED | 1 |  | 250 | [7 empty] | Yes | [16 empty] | 2025-06-04 16:37 | NULL |  | 2025-06-04 16:37 | mhurlow1 | 2018-05-01 14:53 | ascott3 | 2024-07-01 14:04 | No | No | No | No | No | Standing | None | None | None | No | No | No |  | No | 2025-06-04 16:37 | 2025-06-04 16:37 | ascott3 | 2025-06-04 16:37 | ascott3 | 2025-06-04 16:37 | No Photo Available | https://collectorweb.dot.state.oh.us/arcgis/rest/services/HIGHWAY_LIGHTING/HighwayLighting_Reference/FeatureServer/7/549253/attachments/ | http://data.mapchannels.com/dualmaps6/map.htm?lat=39.104409&lng=-84.292203
08 | CLERMONT | CLE | SR | 00032 |  | 1.035 |  | SCLESR00032**C | CLE-32-1.035 | 39.104 | -84.2921 | 2025-12-31 | Active |  |  |  | State | HL0011564 | 2020-03-23 16:12 |  | State | A-2 | Conventional | [7 empty] | 1 | [6 empty] | No | No | No |  | LED | 1 |  | 250 | [7 empty] | Yes | [16 empty] | 2025-06-04 17:20 | NULL |  | 2025-06-04 17:20 | mhurlow1 | 2018-05-01 14:54 | ascott3 | 2024-07-01 14:04 | No | No | No | No | No | Standing | None | None | None | No | No | No |  | No | 2025-06-04 17:20 | 2025-06-04 17:20 | ascott3 | 2025-06-04 17:20 | ascott3 | 2025-06-04 17:20 | No Photo Available | https://collectorweb.dot.state.oh.us/arcgis/rest/services/HIGHWAY_LIGHTING/HighwayLighting_Reference/FeatureServer/7/550054/attachments/ | http://data.mapchannels.com/dualmaps6/map.htm?lat=39.103975&lng=-84.292142
08 | CLERMONT | CLE | SR | 00032 |  | 1.091 |  | SCLESR00032**N | CLE-32-1.091 | 39.1038 | -84.291 | 2025-12-31 | Active |  |  |  | State | HL0023123 |  |  | State | A1 | Low Mast | [14 empty] | No | No | No |  | HPS | 1 | [26 empty] | 2025-11-19 05:43 | NULL |  |  | mhurlow1 | 2018-05-01 14:56 | mneeley | 2025-11-19 01:56 | No | No | No | No | No | Standing | None | None | None | No | No | No |  | No | 2025-11-19 05:43 |  | mneeley | 2025-11-19 05:43 | mneeley | 2025-11-19 05:43 | No Photo Available | No Photo Available | http://data.mapchannels.com/dualmaps6/map.htm?lat=39.103841&lng=-84.290960
08 | CLERMONT | CLE | SR | 00032 |  | 1.091 |  | SCLESR00032**N | CLE-32-1.091 | 39.1038 | -84.291 | 2025-12-31 | Active |  |  |  | State | HL0042896 |  |  | State | 2A-7 | Conventional | [14 empty] | No | No | No |  | LED | 2 |  |  |  | No |  |  |  | 480 L-L | [19 empty] | NULL |  |  | jritchie2 | 2026-05-18 16:50 | jritchie2 | 2026-05-18 16:50 | [20 empty] | https://collectorweb.dot.state.oh.us/arcgis/rest/services/HIGHWAY_LIGHTING/HighwayLighting_Reference/FeatureServer/6/465834/attachments/ | No Photo Available | http://data.mapchannels.com/dualmaps6/map.htm?lat=39.103841&lng=-84.290960
08 | CLERMONT | CLE | SR | 00032 |  | 1.144 |  | SCLESR00032**N | CLE-32-1.144 | 39.1036 | -84.29 | 2025-12-31 | Active |  |  |  | State | HL0012408 |  |  | State | A2 | Low Mast | [14 empty] | No | No | No |  | HPS | 1 | [26 empty] | 2025-11-19 05:43 | NULL |  |  | mhurlow1 | 2018-05-01 14:56 | mneeley | 2025-11-19 01:57 | No | No | No | No | No | Standing | None | None | None | No | No | No |  | No | 2025-11-19 05:43 |  | mneeley | 2025-11-19 05:44 | mneeley | 2025-11-19 05:44 | No Photo Available | No Photo Available | http://data.mapchannels.com/dualmaps6/map.htm?lat=39.103563&lng=-84.290041
08 | CLERMONT | CLE | SR | 00032 |  | 1.144 |  | SCLESR00032**N | CLE-32-1.144 | 39.1036 | -84.29 | 2025-12-31 | Active |  |  |  | State | HL0042904 |  |  | State | 2A-6 | Conventional | No |  | AT |  |  |  |  | 1 | [6 empty] | No | No | No |  | LED | 2 |  | 120 | 12,000 - 15,999 | No | [23 empty] | NULL |  |  | jritchie2 | 2026-05-18 16:54 | jritchie2 | 2026-05-18 16:54 | [20 empty] | https://collectorweb.dot.state.oh.us/arcgis/rest/services/HIGHWAY_LIGHTING/HighwayLighting_Reference/FeatureServer/6/482328/attachments/ | No Photo Available | http://data.mapchannels.com/dualmaps6/map.htm?lat=39.103563&lng=-84.290041
08 | CLERMONT | CLE | SR | 00032 |  | 1.191 |  | SCLESR00032**N | CLE-32-1.191 | 39.1033 | -84.2892 | 2025-12-31 | Active |  |  |  | State | HL0005991 |  |  | State | A3 | Low Mast | [14 empty] | No | No | No |  | HPS | 1 | [26 empty] | 2025-11-19 05:44 | NULL |  |  | mhurlow1 | 2018-05-01 14:57 | mneeley | 2025-11-19 01:57 | No | No | No | No | No | Standing | None | None | None | No | No | No |  | No | 2025-11-19 05:44 |  | mneeley | 2025-11-19 05:44 | mneeley | 2025-11-19 05:44 | No Photo Available | No Photo Available | http://data.mapchannels.com/dualmaps6/map.htm?lat=39.103310&lng=-84.289230
08 | CLERMONT | CLE | SR | 00032 |  | 1.191 |  | SCLESR00032**N | CLE-32-1.191 | 39.1033 | -84.2892 | 2025-12-31 | Active |  |  |  | State | HL0042903 |  |  | State | 2A-5 | Conventional | No |  | AT | A |  |  |  | 1 | [6 empty] | No | No | No |  | LED | 2 |  | 120 | 12,000 - 15,999 | No | [23 empty] | NULL |  |  | jritchie2 | 2026-05-18 16:56 | jritchie2 | 2026-05-18 16:56 | [20 empty] | https://collectorweb.dot.state.oh.us/arcgis/rest/services/HIGHWAY_LIGHTING/HighwayLighting_Reference/FeatureServer/6/481110/attachments/ | No Photo Available | http://data.mapchannels.com/dualmaps6/map.htm?lat=39.103310&lng=-84.289230
08 | CLERMONT | CLE | SR | 00032 |  | 1.239 |  | SCLESR00032**N | CLE-32-1.239 | 39.103 | -84.2884 | 2025-12-31 | Active |  |  |  | State | HL0002376 |  |  | State | A4 | Low Mast | [14 empty] | No | No | No |  | HPS | 1 | [26 empty] | 2025-11-19 05:44 | NULL |  |  | mhurlow1 | 2018-05-01 14:58 | mneeley | 2025-11-19 01:58 | No | No | No | No | No | Standing | None | None | None | No | No | No |  | No | 2025-11-19 05:44 |  | mneeley | 2025-11-19 05:44 | mneeley | 2025-11-19 05:44 | No Photo Available | No Photo Available | http://data.mapchannels.com/dualmaps6/map.htm?lat=39.103041&lng=-84.288409
08 | CLERMONT | CLE | SR | 00032 |  | 1.239 |  | SCLESR00032**N | CLE-32-1.239 | 39.103 | -84.2884 | 2025-12-31 | Active |  |  |  | State | HL0042902 |  |  | State | 2A-4 | Conventional | No |  | AT | A |  |  |  | 1 | [6 empty] | No | No | No |  | LED | 2 |  |  | 12,000 - 15,999 | No |  |  |  | 480 L-L | [19 empty] | NULL |  |  | jritchie2 | 2026-05-18 16:59 | jritchie2 | 2026-05-18 16:59 | [20 empty] | https://collectorweb.dot.state.oh.us/arcgis/rest/services/HIGHWAY_LIGHTING/HighwayLighting_Reference/FeatureServer/6/479477/attachments/ | No Photo Available | http://data.mapchannels.com/dualmaps6/map.htm?lat=39.103041&lng=-84.288409
08 | CLERMONT | CLE | SR | 00032 |  | 1.255 |  | SCLESR00032**N | CLE-32-1.255 | 39.1032 | -84.288 | 2025-12-31 | Active |  |  |  | State | HL0028992 |  |  | State | 1B6 | Tower |  | 4 | [12 empty] | No | No | No |  | HPS | [27 empty] | 2022-05-17 14:55 | 4 - Needs Inspected in 4 CY |  |  | phillip.monnier | 2014-12-15 13:38 | phillip.monnier | 2014-12-15 13:38 | No | No | No | No | No | Standing | None | None | None | No | No | No |  |  | 2022-05-17 14:55 |  | csonner1 | 2022-05-17 14:55 | csonner1 | 2022-05-17 14:55 | No Photo Available | No Photo Available | http://data.mapchannels.com/dualmaps6/map.htm?lat=39.103225&lng=-84.287990
08 | CLERMONT | CLE | SR | 00032 |  | 1.287 |  | SCLESR00032**N | CLE-32-1.287 | 39.1028 | -84.2876 | 2025-12-31 | Active |  |  |  | State | HL0020135 |  |  | State | A5 | Low Mast | [14 empty] | No | No | No |  | HPS | 1 | [26 empty] | 2025-11-19 05:44 | NULL |  |  | mhurlow1 | 2018-05-01 14:58 | mneeley | 2025-11-19 01:58 | No | No | No | No | No | Standing | None | None | None | No | No | No |  | No | 2025-11-19 05:44 |  | mneeley | 2025-11-19 05:44 | mneeley | 2025-11-19 05:44 | No Photo Available | No Photo Available | http://data.mapchannels.com/dualmaps6/map.htm?lat=39.102769&lng=-84.287591
08 | CLERMONT | CLE | SR | 00032 |  | 1.287 |  | SCLESR00032**N | CLE-32-1.287 | 39.1028 | -84.2876 | 2025-12-31 | Active |  |  |  | State | HL0042905 |  |  | State | 2A-3 | Conventional | No |  | AT | A |  |  |  | 1 | [5 empty] | No | No | No | No |  | LED | 1 |  | 120 | 12,000 - 15,999 | No |  |  |  | 480 L-L | [19 empty] | NULL |  |  | jritchie2 | 2026-05-18 17:02 | jritchie2 | 2026-05-18 17:02 | [20 empty] | https://collectorweb.dot.state.oh.us/arcgis/rest/services/HIGHWAY_LIGHTING/HighwayLighting_Reference/FeatureServer/6/482329/attachments/ | No Photo Available | http://data.mapchannels.com/dualmaps6/map.htm?lat=39.102769&lng=-84.287591
08 | CLERMONT | CLE | SR | 00032 |  | 1.332 |  | SCLESR00032**N | CLE-32-1.332 | 39.1025 | -84.2868 | 2025-12-31 | Active |  |  |  | State | HL0041372 |  |  | State | 2A2 | Low Mast | [14 empty] | No | No | No |  | HPS | 2 | [26 empty] | 2025-11-19 05:46 | NULL |  |  | mneeley | 2025-11-19 05:45 | mneeley | 2025-11-19 05:45 | No | No | No | No | No | Standing | None | None | None | No | No | No |  | No | 2025-11-19 05:46 |  | mneeley | 2025-11-19 05:46 | mneeley | 2025-11-19 05:46 | No Photo Available | No Photo Available | http://data.mapchannels.com/dualmaps6/map.htm?lat=39.102524&lng=-84.286808
08 | CLERMONT | CLE | SR | 00032 |  | 1.332 |  | SCLESR00032**N | CLE-32-1.332 | 39.1025 | -84.2868 | 2025-12-31 | Active |  |  |  | State | HL0042900 |  |  | State | 2A-2 | Conventional | No |  | ST | X | [9 empty] | No | No | No | No |  | HPS | 2 | 250 |  | 16,000 - 19,999 | [24 empty] | NULL |  |  | jritchie2 | 2026-05-18 17:15 | jritchie2 | 2026-05-18 17:15 | [20 empty] | https://collectorweb.dot.state.oh.us/arcgis/rest/services/HIGHWAY_LIGHTING/HighwayLighting_Reference/FeatureServer/6/479077/attachments/ | No Photo Available | http://data.mapchannels.com/dualmaps6/map.htm?lat=39.102524&lng=-84.286808
08 | CLERMONT | CLE | SR | 00032 |  | 1.332 |  | SCLESR00032**N | CLE-32-1.332 | 39.1025 | -84.2868 | 2025-12-31 | Active |  |  |  | State | HL0042912 |  |  | State | 2A-2 | Conventional | No |  | A | X |  |  |  | 2 | [6 empty] | No | No | No |  | HPS | 2 | 250 |  |  | No | [23 empty] | NULL |  |  | jritchie2 | 2026-05-19 16:30 | jritchie2 | 2026-05-19 16:30 | [20 empty] | https://collectorweb.dot.state.oh.us/arcgis/rest/services/HIGHWAY_LIGHTING/HighwayLighting_Reference/FeatureServer/6/475611/attachments/ | No Photo Available | http://data.mapchannels.com/dualmaps6/map.htm?lat=39.102524&lng=-84.286808
08 | CLERMONT | CLE | SR | 00032 |  | 1.392 |  | SCLESR00032**N | CLE-32-1.392 | 39.1025 | -84.2856 | 2025-12-31 | Active |  |  |  | State | HL0029038 | 2020-06-17 13:45 |  | State | N/A | Tower |  | 6 | [12 empty] | No | No | No |  | HPS | 5 | 400 | [25 empty] | 2022-05-18 16:24 | 4 - Needs Inspected in 4 CY | 0 |  | phillip.monnier | 2014-12-15 14:14 | csonner | 2020-06-17 13:45 | No | No | No | No | No | Standing | None | None | None | No | No | No |  |  | 2022-05-18 16:24 |  | csonner1 | 2022-05-18 16:24 | csonner1 | 2022-05-18 16:24 | No Photo Available | No Photo Available | http://data.mapchannels.com/dualmaps6/map.htm?lat=39.102465&lng=-84.285632
08 | CLERMONT | CLE | SR | 00032 |  | 1.709 |  | SCLESR00032**C | CLE-32-1.709 | 39.1004 | -84.2805 | 2025-12-31 | Active |  |  |  | State | HL0007881 | 2020-05-14 04:16 |  | State | 4C-8 | Low Mast | [7 empty] | 2 | [6 empty] | Yes | No | No |  | HPS | 2 | 400 | [25 empty] | 2025-11-19 05:48 | 7 - Needs Inspected in 7 CY | 0 |  | mhurlow1 | 2018-05-01 15:26 | cburden | 2020-05-14 04:17 | No | No | No | No | No | Standing | None | None | None | No | No | No |  | No | 2025-11-19 05:48 |  | mneeley | 2025-11-19 05:48 | mneeley | 2025-11-19 05:48 | No Photo Available | No Photo Available | http://data.mapchannels.com/dualmaps6/map.htm?lat=39.100420&lng=-84.280458
08 | CLERMONT | CLE | SR | 00032 |  | 1.709 |  | SCLESR00032**C | CLE-32-1.709 | 39.1004 | -84.2805 | 2025-12-31 | Active |  |  |  | State | HL0042899 |  |  | State | 4C-8 | Low Mast | No |  | A | X | [10 empty] | No | No | No |  | LED | 2 |  | 120 | 12,000 - 15,999 | No |  | Philips Lumec | [21 empty] | NULL |  |  | jritchie2 | 2026-05-18 17:19 | acode1 | 2026-05-22 14:29 | [20 empty] | https://collectorweb.dot.state.oh.us/arcgis/rest/services/HIGHWAY_LIGHTING/HighwayLighting_Reference/FeatureServer/6/478677/attachments/ | No Photo Available | http://data.mapchannels.com/dualmaps6/map.htm?lat=39.100420&lng=-84.280458
08 | CLERMONT | CLE | SR | 00032 |  | 1.751 |  | SCLESR00032**C | CLE-32-1.751 | 39.1002 | -84.2797 | 2025-12-31 | Active |  |  |  | State | HL0022659 | 2020-05-14 04:18 |  | State | 4C-7 | Low Mast | [7 empty] | 2 | [6 empty] | Yes | No | No |  | HPS | 2 | 400 | [25 empty] | 2025-11-19 05:49 | 7 - Needs Inspected in 7 CY | 0 |  | mhurlow1 | 2018-08-20 12:45 | cburden | 2020-05-14 04:26 | No | No | No | No | No | Standing | None | None | None | No | No | No |  | No | 2025-11-19 05:49 |  | mneeley | 2025-11-19 05:49 | mneeley | 2025-11-19 05:49 | No Photo Available | No Photo Available | http://data.mapchannels.com/dualmaps6/map.htm?lat=39.100182&lng=-84.279731
08 | CLERMONT | CLE | SR | 00032 |  | 1.751 |  | SCLESR00032**C | CLE-32-1.751 | 39.1002 | -84.2797 | 2025-12-31 | Active |  |  |  | State | HL0042898 |  |  | State | 4C-7 | Low Mast | No |  | A | X |  |  |  | 2 | [6 empty] | No | No | No |  | HPS | 2 |  | 120 | 12,000 - 15,999 | No |  | Philips Lumec |  | 480 L-L | [19 empty] | NULL |  |  | jritchie2 | 2026-05-18 17:21 | acode1 | 2026-05-22 14:29 | [20 empty] | https://collectorweb.dot.state.oh.us/arcgis/rest/services/HIGHWAY_LIGHTING/HighwayLighting_Reference/FeatureServer/6/478270/attachments/ | No Photo Available | http://data.mapchannels.com/dualmaps6/map.htm?lat=39.100182&lng=-84.279731
08 | CLERMONT | CLE | SR | 00032 |  | 1.751 |  | SCLESR00032**C | CLE-32-1.751 | 39.1002 | -84.2797 | 2025-12-31 | Active |  |  |  | State | HL0042910 |  |  | State | 4C-7 | Low Mast | No |  | A | X |  |  |  | 2 | [6 empty] | No | No | No |  | HPS | 2 | 250 |  | 16,000 - 19,999 | No | [23 empty] | NULL |  |  | jritchie2 | 2026-05-19 16:36 | acode1 | 2026-05-22 14:29 | [20 empty] | https://collectorweb.dot.state.oh.us/arcgis/rest/services/HIGHWAY_LIGHTING/HighwayLighting_Reference/FeatureServer/6/473582/attachments/ | No Photo Available | http://data.mapchannels.com/dualmaps6/map.htm?lat=39.100182&lng=-84.279731
08 | CLERMONT | CLE | SR | 00032 |  | 1.795 |  | SCLESR00032**C | CLE-32-1.795 | 39.0999 | -84.279 | 2025-12-31 | Active |  |  |  | State | HL0005962 | 2020-05-14 04:27 |  | State | 4C-6 | Low Mast | [7 empty] | 2 | [6 empty] | Yes | No | No |  | HPS | 2 | 400 | [25 empty] | 2025-11-19 05:51 | 7 - Needs Inspected in 7 CY | 0 |  | mhurlow1 | 2018-05-01 16:15 | cburden | 2020-05-14 04:27 | No | No | No | No | No | Standing | None | None | None | No | No | No |  | No | 2025-11-19 05:51 |  | mneeley | 2025-11-19 05:51 | mneeley | 2025-11-19 05:51 | No Photo Available | No Photo Available | http://data.mapchannels.com/dualmaps6/map.htm?lat=39.099937&lng=-84.278988
08 | CLERMONT | CLE | SR | 00032 |  | 1.795 |  | SCLESR00032**C | CLE-32-1.795 | 39.0999 | -84.279 | 2025-12-31 | Active |  |  |  | State | HL0042901 |  |  | State | 4C-6 | Low Mast | No |  | A | X |  |  |  | 2 | [6 empty] | No | No | No |  | LED | 2 |  | 120 | 12,000 - 15,999 | No |  | Philips Lumec | [21 empty] | NULL |  |  | jritchie2 | 2026-05-18 17:23 | acode1 | 2026-05-22 14:29 | [20 empty] | https://collectorweb.dot.state.oh.us/arcgis/rest/services/HIGHWAY_LIGHTING/HighwayLighting_Reference/FeatureServer/6/479078/attachments/ | No Photo Available | http://data.mapchannels.com/dualmaps6/map.htm?lat=39.099937&lng=-84.278988
08 | CLERMONT | CLE | SR | 00032 |  | 1.795 |  | SCLESR00032**C | CLE-32-1.795 | 39.0999 | -84.279 | 2025-12-31 | Active |  |  |  | State | HL0042909 |  |  | State | 4C-6 | Low Mast | No |  | A | X |  |  |  | 2 | [6 empty] | No | No | No |  | LED | 2 |  |  | 16,000 - 19,999 | No |  |  |  | 480 L-L | [19 empty] | NULL |  |  | jritchie2 | 2026-05-19 16:38 | acode1 | 2026-05-22 14:29 | [20 empty] | https://collectorweb.dot.state.oh.us/arcgis/rest/services/HIGHWAY_LIGHTING/HighwayLighting_Reference/FeatureServer/6/470369/attachments/ | No Photo Available | http://data.mapchannels.com/dualmaps6/map.htm?lat=39.099937&lng=-84.278988
08 | CLERMONT | CLE | SR | 00032 |  | 1.836 |  | SCLESR00032**N | CLE-32-1.836 | 39.0997 | -84.2782 | 2025-12-31 | Active |  |  |  | State | HL0015873 | 2020-05-14 04:28 |  | State | 4C-5 | Low Mast | [7 empty] | 2 | [6 empty] | Yes | No | No |  | HPS | 2 | 400 | [25 empty] | 2025-11-19 05:51 | 7 - Needs Inspected in 7 CY | 0 |  | mhurlow1 | 2018-05-01 16:20 | cburden | 2020-05-14 04:28 | No | No | No | No | No | Standing | None | None | None | No | No | No |  | No | 2025-11-19 05:51 |  | mneeley | 2025-11-19 05:52 | mneeley | 2025-11-19 05:52 | No Photo Available | No Photo Available | http://data.mapchannels.com/dualmaps6/map.htm?lat=39.099692&lng=-84.278178
08 | CLERMONT | CLE | SR | 00032 |  | 1.836 |  | SCLESR00032**N | CLE-32-1.836 | 39.0997 | -84.2782 | 2025-12-31 | Active |  |  |  | State | HL0042907 |  |  | State | 4C-5 | Low Mast | No |  | A | X |  |  |  | 2 |  |  |  |  | No | No | No | No | No |  | LED | 2 |  | 120 | 12,000 - 15,999 | No | [23 empty] | NULL |  |  | jritchie2 | 2026-05-19 16:40 | acode1 | 2026-05-22 14:29 | [20 empty] | https://collectorweb.dot.state.oh.us/arcgis/rest/services/HIGHWAY_LIGHTING/HighwayLighting_Reference/FeatureServer/6/467067/attachments/ | No Photo Available | http://data.mapchannels.com/dualmaps6/map.htm?lat=39.099692&lng=-84.278178
08 | CLERMONT | CLE | SR | 00032 |  | 1.889 |  | SCLESR00032**C | CLE-32-1.889 | 39.0994 | -84.2774 | 2025-12-31 | Active |  |  |  | State | HL0006649 | 2020-05-14 04:28 |  | State | 4C-4 | Low Mast | [7 empty] | 2 | [6 empty] | Yes | No | No |  | HPS | 2 | 400 | [25 empty] | 2025-11-19 05:52 | 7 - Needs Inspected in 7 CY | 0 |  | mhurlow1 | 2018-05-01 16:20 | cburden | 2020-05-14 04:29 | No | No | No | No | No | Standing | None | None | None | No | No | No |  | No | 2025-11-19 05:52 |  | mneeley | 2025-11-19 05:52 | mneeley | 2025-11-19 05:52 | No Photo Available | No Photo Available | http://data.mapchannels.com/dualmaps6/map.htm?lat=39.099413&lng=-84.277357
08 | CLERMONT | CLE | SR | 00032 |  | 1.889 |  | SCLESR00032**C | CLE-32-1.889 | 39.0994 | -84.2774 | 2025-12-31 | Active |  |  |  | State | HL0042906 |  |  | State | 4C-4 | Low Mast | No |  | A | X |  |  |  | 2 |  |  |  |  | No | No | No | No | No |  | LED | 2 |  | 120 | 12,000 - 15,999 | No |  | Philips Lumec |  | 480 L-L | [19 empty] | NULL |  |  | jritchie2 | 2026-05-19 16:42 | acode1 | 2026-05-22 14:29 | [20 empty] | https://collectorweb.dot.state.oh.us/arcgis/rest/services/HIGHWAY_LIGHTING/HighwayLighting_Reference/FeatureServer/6/465837/attachments/ | No Photo Available | http://data.mapchannels.com/dualmaps6/map.htm?lat=39.099413&lng=-84.277357
08 | CLERMONT | CLE | SR | 00032 |  | 1.936 |  | SCLESR00032**C | CLE-32-1.936 | 39.0992 | -84.2766 | 2025-12-31 | Active |  |  |  | State | HL0014415 | 2020-05-14 04:38 |  | State | 4C-3 | Low Mast | [7 empty] | 2 | [6 empty] | Yes | No | No |  | HPS | 2 | 400 | [25 empty] | 2025-11-19 05:52 | 7 - Needs Inspected in 7 CY | 0 |  | mhurlow1 | 2018-05-01 16:21 | cburden | 2020-05-14 04:39 | No | No | No | No | No | Standing | None | None | None | No | No | No |  | No | 2025-11-19 05:52 |  | mneeley | 2025-11-19 05:52 | mneeley | 2025-11-19 05:52 | No Photo Available | No Photo Available | http://data.mapchannels.com/dualmaps6/map.htm?lat=39.099151&lng=-84.276563
08 | CLERMONT | CLE | SR | 00032 |  | 1.936 |  | SCLESR00032**C | CLE-32-1.936 | 39.0992 | -84.2766 | 2025-12-31 | Active |  |  |  | State | HL0042915 |  |  | State | 4C-3 | Low Mast | No |  | A | X |  |  |  | 2 |  |  |  |  | No | No | No | No | No |  | HPS | 2 |  | 120 | 12,000 - 15,999 | No |  | Philips Lumec |  | 480 L-L | [19 empty] | NULL |  |  | jritchie2 | 2026-05-19 16:44 | acode1 | 2026-05-22 14:29 | [20 empty] | https://collectorweb.dot.state.oh.us/arcgis/rest/services/HIGHWAY_LIGHTING/HighwayLighting_Reference/FeatureServer/6/482331/attachments/ | No Photo Available | http://data.mapchannels.com/dualmaps6/map.htm?lat=39.099151&lng=-84.276563
08 | CLERMONT | CLE | SR | 00032 |  | 1.983 |  | SCLESR00032**N | CLE-32-1.983 | 39.0989 | -84.2757 | 2025-12-31 | Active |  |  |  | State | HL0024897 | 2020-05-14 04:40 |  | State | 4C-2 | Low Mast | [7 empty] | 2 | [6 empty] | Yes | No | No |  | HPS | 2 | 400 | [25 empty] | 2025-11-19 05:52 | 7 - Needs Inspected in 7 CY | 0 |  | mhurlow1 | 2018-05-01 16:22 | cburden | 2020-05-14 04:40 | No | No | No | No | No | Standing | None | None | None | No | No | No |  | No | 2025-11-19 05:52 |  | mneeley | 2025-11-19 05:52 | mneeley | 2025-11-19 05:52 | No Photo Available | No Photo Available | http://data.mapchannels.com/dualmaps6/map.htm?lat=39.098859&lng=-84.275657
08 | CLERMONT | CLE | SR | 00032 |  | 1.983 |  | SCLESR00032**N | CLE-32-1.983 | 39.0989 | -84.2757 | 2025-12-31 | Active |  |  |  | State | HL0042914 |  |  | State | 4C-2 | Low Mast | No |  | A | X |  |  |  | 2 |  |  |  |  | No | No | No | No | No |  | LED | 2 |  | 120 | 12,000 - 15,999 | No |  |  |  | 480 L-L | [19 empty] | NULL |  |  | jritchie2 | 2026-05-19 16:46 | acode1 | 2026-05-22 14:29 | [20 empty] | https://collectorweb.dot.state.oh.us/arcgis/rest/services/HIGHWAY_LIGHTING/HighwayLighting_Reference/FeatureServer/6/481113/attachments/ | No Photo Available | http://data.mapchannels.com/dualmaps6/map.htm?lat=39.098859&lng=-84.275657
08 | CLERMONT | CLE | SR | 00032 |  | 2.031 |  | SCLESR00032**C | CLE-32-2.031 | 39.0986 | -84.2749 | 2025-12-31 | Active |  |  |  | State | HL0022080 | 2020-05-14 04:48 |  | State | 4C-1 | Low Mast | No |  | A | X |  |  |  | 2 | [5 empty] | No | Yes | No | No |  | LED | 2 |  | 120 |  | No |  | Philips Lumec |  | 480 L-L | [18 empty] | 2025-11-19 05:52 | 7 - Needs Inspected in 7 CY |  |  | mhurlow1 | 2018-05-01 16:23 | acode1@Admin | 2026-08-13 14:37 | No | No | No | No | No | Standing | None | None | None | No | No | No |  | No | 2025-11-19 05:52 |  | mneeley | 2025-11-19 05:52 | mneeley | 2025-11-19 05:52 | https://collectorweb.dot.state.oh.us/arcgis/rest/services/HIGHWAY_LIGHTING/HighwayLighting_Reference/FeatureServer/6/22080/attachments/ | No Photo Available | http://data.mapchannels.com/dualmaps6/map.htm?lat=39.098605&lng=-84.274932
08 | CLERMONT | CLE | SR | 00032 |  | 2.097 |  | SCLESR00032**C | CLE-32-2.097 | 39.0982 | -84.2738 | 2025-12-31 | Active |  |  |  | State | HL0023245 | 2020-05-14 04:58 |  | State | 4B-1 | Low Mast | No |  | A | X |  |  |  | 2 | [6 empty] | Yes | No | No |  | LED | 2 |  | 120 | 12,000 - 15,999 | No |  | Philips Lumec | [20 empty] | 2025-11-19 05:53 | 7 - Needs Inspected in 7 CY |  |  | mhurlow1 | 2018-05-01 16:24 | acode1@Admin | 2026-08-13 14:25 | No | No | No | No | No | Standing | None | None | None | No | No | No |  | No | 2025-11-19 05:53 |  | mneeley | 2025-11-19 05:53 | mneeley | 2025-11-19 05:53 | https://collectorweb.dot.state.oh.us/arcgis/rest/services/HIGHWAY_LIGHTING/HighwayLighting_Reference/FeatureServer/6/23245/attachments/ | No Photo Available | http://data.mapchannels.com/dualmaps6/map.htm?lat=39.098233&lng=-84.273787
08 | CLERMONT | CLE | SR | 00032 |  | 2.145 |  | SCLESR00032**C | CLE-32-2.145 | 39.098 | -84.273 | 2025-12-31 | Active |  |  |  | State | HL0012269 | 2020-05-14 04:59 |  | State | 4B-2 | Low Mast | No |  | A | X |  |  |  | 2 |  |  |  |  | No | No | Yes | No | No |  | LED | 2 |  | 120 | 12,000 - 15,999 | No |  | Philips Lumec |  | 480 L-L | [18 empty] | 2025-11-19 05:53 | 7 - Needs Inspected in 7 CY |  |  | mhurlow1 | 2018-05-01 16:24 | acode1@Admin | 2026-08-13 14:33 | No | No | No | No | No | Standing | None | None | None | No | No | No |  | No | 2025-11-19 05:53 |  | mneeley | 2025-11-19 05:53 | mneeley | 2025-11-19 05:53 | https://collectorweb.dot.state.oh.us/arcgis/rest/services/HIGHWAY_LIGHTING/HighwayLighting_Reference/FeatureServer/6/12269/attachments/ | No Photo Available | http://data.mapchannels.com/dualmaps6/map.htm?lat=39.097963&lng=-84.272984
08 | CLERMONT | CLE | SR | 00032 |  | 2.187 |  | SCLESR00032**N | CLE-32-2.187 | 39.0977 | -84.2722 | 2025-12-31 | Active |  |  |  | State | HL0000466 | 2020-05-14 05:00 |  | State | 4B-3 | Low Mast | [7 empty] | 2 | [6 empty] | Yes | No | No |  | HPS | 2 | 400 | [25 empty] | 2025-11-19 05:53 | 7 - Needs Inspected in 7 CY | 0 |  | mhurlow1 | 2018-05-01 16:26 | cburden | 2020-05-14 05:01 | No | No | No | No | No | Standing | None | None | None | No | No | No |  | No | 2025-11-19 05:53 |  | mneeley | 2025-11-19 05:53 | mneeley | 2025-11-19 05:53 | No Photo Available | No Photo Available | http://data.mapchannels.com/dualmaps6/map.htm?lat=39.097702&lng=-84.272164
08 | CLERMONT | CLE | SR | 00032 |  | 2.239 |  | SCLESR00032**C | CLE-32-2.239 | 39.0974 | -84.2714 | 2025-12-31 | Active |  |  |  | State | HL0020596 | 2020-05-14 05:01 |  | State | 4B-4 | Low Mast | [7 empty] | 2 | [6 empty] | Yes | No | No |  | HPS | 2 | 400 | [25 empty] | 2025-11-19 05:53 | 7 - Needs Inspected in 7 CY | 0 |  | mhurlow1 | 2018-05-01 16:26 | cburden | 2020-05-14 05:02 | No | No | No | No | No | Standing | None | None | None | No | No | No |  | No | 2025-11-19 05:53 |  | mneeley | 2025-11-19 05:53 | mneeley | 2025-11-19 05:53 | No Photo Available | No Photo Available | http://data.mapchannels.com/dualmaps6/map.htm?lat=39.097432&lng=-84.271359
08 | CLERMONT | CLE | SR | 00032 |  | 2.239 |  | SCLESR00032**C | CLE-32-2.239 | 39.0974 | -84.2714 | 2025-12-31 | Active |  |  |  | State | HL0042917 |  |  | State | 4B-4 | Low Mast | No |  | A | X |  |  |  | 2 |  |  |  |  | No | No | No | No | No |  | LED | 2 |  | 120 | 12,000 - 15,999 | No |  | Philips Lumec | [21 empty] | NULL |  |  | jritchie2 | 2026-05-21 16:39 | acode1 | 2026-05-22 14:29 | [20 empty] | https://collectorweb.dot.state.oh.us/arcgis/rest/services/HIGHWAY_LIGHTING/HighwayLighting_Reference/FeatureServer/6/482368/attachments/ | No Photo Available | http://data.mapchannels.com/dualmaps6/map.htm?lat=39.097432&lng=-84.271359
08 | CLERMONT | CLE | SR | 00032 |  | 2.287 |  | SCLESR00032**C | CLE-32-2.287 | 39.0972 | -84.2705 | 2025-12-31 | Active |  |  |  | State | HL0008921 | 2020-05-14 05:02 |  | State | 4B-5 | Low Mast | [7 empty] | 2 | [6 empty] | Yes | No | No |  | HPS | 2 | 400 | [25 empty] | 2025-11-19 05:53 | 7 - Needs Inspected in 7 CY | 0 |  | mhurlow1 | 2018-05-01 16:40 | cburden | 2020-05-14 05:03 | No | No | No | No | No | Standing | None | None | None | No | No | No |  | No | 2025-11-19 05:53 |  | mneeley | 2025-11-19 05:54 | mneeley | 2025-11-19 05:54 | No Photo Available | No Photo Available | http://data.mapchannels.com/dualmaps6/map.htm?lat=39.097158&lng=-84.270547
08 | CLERMONT | CLE | SR | 00032 |  | 2.287 |  | SCLESR00032**C | CLE-32-2.287 | 39.0972 | -84.2705 | 2025-12-31 | Active |  |  |  | State | HL0042918 |  |  | State | 4B-5 | Low Mast | No |  | A | X |  |  |  | 2 |  |  |  |  | No | No | No | No | No |  | HPS | 2 |  | 120 | 12,000 - 15,999 |  |  | Philips Lumec |  | 480 L-L | [19 empty] | NULL |  |  | jritchie2 | 2026-05-21 16:40 | acode1 | 2026-05-22 14:29 | [20 empty] | https://collectorweb.dot.state.oh.us/arcgis/rest/services/HIGHWAY_LIGHTING/HighwayLighting_Reference/FeatureServer/6/482767/attachments/ | No Photo Available | http://data.mapchannels.com/dualmaps6/map.htm?lat=39.097158&lng=-84.270547
08 | CLERMONT | CLE | SR | 00032 |  | 2.334 |  | SCLESR00032**N | CLE-32-2.334 | 39.0969 | -84.2697 | 2025-12-31 | Retired |  |  |  | State | HL0022768 | 2020-05-14 05:03 |  | State | 4B-6 | Low Mast | [7 empty] | 2 | [6 empty] | Yes | No | No |  | HPS | 2 | 400 | [26 empty] | NULL |  |  | mhurlow1 | 2018-05-01 16:27 | acode1 | 2026-05-22 14:36 | No | No | No | No | No | Standing | None | None | None | No | No | No |  | No | 2025-11-19 05:55 |  | mneeley | 2025-11-19 05:55 | mneeley | 2025-11-19 05:55 | No Photo Available | No Photo Available | http://data.mapchannels.com/dualmaps6/map.htm?lat=39.096872&lng=-84.269659
08 | CLERMONT | CLE | SR | 00032 |  | 2.335 |  | SCLESR00032**N | CLE-32-2.335 | 39.0969 | -84.2696 | 2025-12-31 | Active |  |  |  | State | HL0042919 |  |  | State | 4B-6 | Low Mast | No |  | A | X |  |  |  | 2 |  |  |  |  | No | No | No | No | No |  | HPS | 2 |  | 120 | 12,000 - 15,999 | No |  | Philips Lumec |  | 480 L-L | [19 empty] | NULL |  |  | jritchie2 | 2026-05-21 16:42 | acode1 | 2026-05-22 14:29 | [20 empty] | https://collectorweb.dot.state.oh.us/arcgis/rest/services/HIGHWAY_LIGHTING/HighwayLighting_Reference/FeatureServer/6/483167/attachments/ | No Photo Available | http://data.mapchannels.com/dualmaps6/map.htm?lat=39.096860&lng=-84.269637
08 | CLERMONT | CLE | SR | 00032 |  | 2.377 |  | SCLESR00032**N | CLE-32-2.377 | 39.0966 | -84.2689 | 2025-12-31 | Active |  |  |  | State | HL0010536 | 2020-05-14 05:04 |  | State | 4B-7 | Low Mast | [7 empty] | 2 | [6 empty] | Yes | No | No |  | HPS | 2 | 400 | [25 empty] | 2025-11-19 05:55 | 7 - Needs Inspected in 7 CY | 0 |  | mhurlow1 | 2018-05-01 16:28 | cburden | 2020-05-14 05:04 | No | No | No | No | No | Standing | None | None | None | No | No | No |  | No | 2025-11-19 05:55 |  | mneeley | 2025-11-19 05:56 | mneeley | 2025-11-19 05:56 | No Photo Available | No Photo Available | http://data.mapchannels.com/dualmaps6/map.htm?lat=39.096636&lng=-84.268922
08 | CLERMONT | CLE | SR | 00032 |  | 2.377 |  | SCLESR00032**N | CLE-32-2.377 | 39.0966 | -84.2689 | 2025-12-31 | Active |  |  |  | State | HL0042921 |  |  | State | 4B-7 | Low Mast | No |  | A | X |  |  |  | 2 |  |  |  |  | No | No | No | No | No |  | LED | 2 |  | 120 | 12,000 - 15,999 | No |  |  |  | 480 L-L | [19 empty] | NULL |  |  | jritchie2 | 2026-05-21 16:44 | acode1 | 2026-05-22 14:29 | [20 empty] | https://collectorweb.dot.state.oh.us/arcgis/rest/services/HIGHWAY_LIGHTING/HighwayLighting_Reference/FeatureServer/6/483567/attachments/ | No Photo Available | http://data.mapchannels.com/dualmaps6/map.htm?lat=39.096636&lng=-84.268922
08 | CLERMONT | CLE | SR | 00032 |  | 2.424 |  | SCLESR00032**N | CLE-32-2.424 | 39.0964 | -84.2681 | 2025-12-31 | Active |  |  |  | State | HL0025138 | 2020-05-14 05:05 |  | State | 4B-8 | Low Mast | [7 empty] | 2 | [6 empty] | Yes | No | No |  | HPS | 2 | 400 | [25 empty] | 2025-11-19 05:56 | 7 - Needs Inspected in 7 CY | 0 |  | mhurlow1 | 2018-05-01 16:28 | cburden | 2020-05-14 05:05 | No | No | No | No | No | Standing | None | None | None | No | No | No |  | No | 2025-11-19 05:56 |  | mneeley | 2025-11-19 05:56 | mneeley | 2025-11-19 05:56 | No Photo Available | No Photo Available | http://data.mapchannels.com/dualmaps6/map.htm?lat=39.096365&lng=-84.268113
08 | CLERMONT | CLE | SR | 00032 |  | 2.424 |  | SCLESR00032**N | CLE-32-2.424 | 39.0964 | -84.2681 | 2025-12-31 | Active |  |  |  | State | HL0042922 |  |  | State | 4B-8 | Low Mast | No |  | A | X |  |  |  | 2 |  |  |  |  | No | No | No | No | No |  | LED | 2 |  | 120 | 12,000 - 15,999 | No |  | Philips Lumec |  | 480 L-L | [19 empty] | NULL |  |  | jritchie2 | 2026-05-21 16:46 | acode1 | 2026-05-22 14:29 | [20 empty] | https://collectorweb.dot.state.oh.us/arcgis/rest/services/HIGHWAY_LIGHTING/HighwayLighting_Reference/FeatureServer/6/483967/attachments/ | No Photo Available | http://data.mapchannels.com/dualmaps6/map.htm?lat=39.096365&lng=-84.268113
08 | CLERMONT | CLE | SR | 00032 |  | 2.471 |  | SCLESR00032**N | CLE-32-2.471 | 39.0961 | -84.2673 | 2025-12-31 | Active |  |  |  | State | HL0019548 | 2020-05-14 04:05 |  | State | 4B-9 | Low Mast | [7 empty] | 2 | [6 empty] | Yes | No | No |  | HPS | 2 | 400 | [25 empty] | 2025-11-19 05:56 | 7 - Needs Inspected in 7 CY | 0 |  | mhurlow1 | 2018-05-01 16:29 | cburden | 2020-05-14 04:13 | No | No | No | No | No | Standing | None | None | None | No | No | No |  | No | 2025-11-19 05:56 |  | mneeley | 2025-11-19 05:56 | mneeley | 2025-11-19 05:56 | No Photo Available | No Photo Available | http://data.mapchannels.com/dualmaps6/map.htm?lat=39.096092&lng=-84.267308
08 | CLERMONT | CLE | SR | 00032 |  | 2.471 |  | SCLESR00032**N | CLE-32-2.471 | 39.0961 | -84.2673 | 2025-12-31 | Active |  |  |  | State | HL0042923 |  |  | State | 4B-9 | Low Mast | No |  | A | X |  |  |  | 2 |  |  |  |  | No | No | No | No | No |  | LED | 2 |  | 120 | 12,000 - 15,999 | No |  |  |  | 480 L-L | [19 empty] | NULL |  |  | jritchie2 | 2026-05-21 16:47 | acode1 | 2026-05-22 14:29 | [20 empty] | https://collectorweb.dot.state.oh.us/arcgis/rest/services/HIGHWAY_LIGHTING/HighwayLighting_Reference/FeatureServer/6/484367/attachments/ | No Photo Available | http://data.mapchannels.com/dualmaps6/map.htm?lat=39.096092&lng=-84.267308
08 | CLERMONT | CLE | SR | 00032 |  | 2.521 |  | SCLESR00032**C | CLE-32-2.521 | 39.0958 | -84.2665 | 2025-12-31 | Active |  |  |  | State | HL0001826 | 2020-05-14 04:04 |  | State | 4B-10 | Low Mast | [7 empty] | 2 | [6 empty] | Yes | No | No |  | HPS | 2 | 400 | [25 empty] | 2025-11-19 05:56 | 7 - Needs Inspected in 7 CY | 0 |  | mhurlow1 | 2018-05-01 16:41 | cburden | 2020-05-14 04:04 | No | No | No | No | No | Standing | None | None | None | No | No | No |  | No | 2025-11-19 05:56 |  | mneeley | 2025-11-19 05:56 | mneeley | 2025-11-19 05:56 | No Photo Available | No Photo Available | http://data.mapchannels.com/dualmaps6/map.htm?lat=39.095838&lng=-84.266540
08 | CLERMONT | CLE | SR | 00032 |  | 2.521 |  | SCLESR00032**C | CLE-32-2.521 | 39.0958 | -84.2665 | 2025-12-31 | Active |  |  |  | State | HL0042925 |  |  | State | 4B-10 | Low Mast | No |  | A | X |  |  |  | 2 |  |  |  |  | No | No | No | No | No |  | LED | 2 |  | 120 | 12,000 - 15,999 | No |  | Philips Lumec |  | 480 L-L | [19 empty] | NULL |  |  | jritchie2 | 2026-05-21 16:49 | acode1 | 2026-05-22 14:29 | [20 empty] | https://collectorweb.dot.state.oh.us/arcgis/rest/services/HIGHWAY_LIGHTING/HighwayLighting_Reference/FeatureServer/6/484767/attachments/ | No Photo Available | http://data.mapchannels.com/dualmaps6/map.htm?lat=39.095838&lng=-84.266540
08 | CLERMONT | CLE | SR | 00032 |  | 2.564 |  | SCLESR00032**N | CLE-32-2.564 | 39.0956 | -84.2657 | 2025-12-31 | Active |  |  |  | State | HL0042920 |  |  | State | 10-X-1 | Low Mast | No |  | A | X |  |  |  | 1 |  |  |  |  | Yes | No | No | No | No |  | LED | 1 |  | 120 | 12,000 - 15,999 | No |  |  |  | 480 L-L | [19 empty] | NULL |  |  | jritchie2 | 2026-05-21 16:51 | acode1 | 2026-05-22 14:29 | [20 empty] | https://collectorweb.dot.state.oh.us/arcgis/rest/services/HIGHWAY_LIGHTING/HighwayLighting_Reference/FeatureServer/6/483168/attachments/ | No Photo Available | http://data.mapchannels.com/dualmaps6/map.htm?lat=39.095597&lng=-84.265697
08 | CLERMONT | CLE | SR | 00032 |  | 2.564 |  | SCLESR00032**N | CLE-32-2.564 | 39.0956 | -84.2657 | 2025-12-31 | Active | 2025-03-01 14:34 |  |  | State | HL0039816 |  |  | State | 10-X-1 | Low Mast |  | 4 | A | [9 empty] | Yes | No | Yes | No | No |  | LED | 1 |  |  |  | No |  |  |  | 480 L-L | [18 empty] | 2025-11-19 05:56 | 7 - Needs Inspected in 7 CY |  |  | odotonline\rsuing | 2025-03-13 13:41 | odotonline\rsuing | 2025-03-13 13:42 | No | No | No | No | No | Standing | None | None | None | No | No | No |  | No | 2025-11-19 05:56 |  | mneeley | 2025-11-19 05:57 | mneeley | 2025-11-19 05:57 | https://collectorweb.dot.state.oh.us/arcgis/rest/services/HIGHWAY_LIGHTING/HighwayLighting_Reference/FeatureServer/6/439167/attachments/ | No Photo Available | http://data.mapchannels.com/dualmaps6/map.htm?lat=39.095597&lng=-84.265697
08 | CLERMONT | CLE | SR | 00032 |  | 2.609 |  | SCLESR00032**N | CLE-32-2.609 | 39.0954 | -84.2649 | 2025-12-31 | Active |  |  |  | State | HL0042924 |  |  | State | 10-X-2 | Low Mast | No |  | A | X |  |  |  | 1 |  |  |  |  | Yes | No | No | No | No |  | LED | 1 |  | 120 | 12,000 - 15,999 | No |  | Philips Lumec |  | 480 L-L | [19 empty] | NULL |  |  | jritchie2 | 2026-05-21 16:54 | acode1 | 2026-05-22 14:29 | [20 empty] | https://collectorweb.dot.state.oh.us/arcgis/rest/services/HIGHWAY_LIGHTING/HighwayLighting_Reference/FeatureServer/6/484368/attachments/ | No Photo Available | http://data.mapchannels.com/dualmaps6/map.htm?lat=39.095362&lng=-84.264911
08 | CLERMONT | CLE | SR | 00032 |  | 2.609 |  | SCLESR00032**N | CLE-32-2.609 | 39.0954 | -84.2649 | 2025-12-31 | Active | 2025-03-01 14:34 |  |  | State | HL0039814 |  |  | State | 10-X-2 | Low Mast | No | 4 | A | [9 empty] | Yes | No | Yes | No | No |  | LED | 1 |  |  |  | No |  |  |  | 480 L-L | [18 empty] | 2025-11-19 05:57 | 7 - Needs Inspected in 7 CY |  |  | odotonline\rsuing | 2025-03-13 13:47 | odotonline\rsuing | 2025-03-13 13:47 | No | No | No | No | No | Standing | None | None | None | No | No | No |  | No | 2025-11-19 05:57 |  | mneeley | 2025-11-19 05:57 | mneeley | 2025-11-19 05:57 | https://collectorweb.dot.state.oh.us/arcgis/rest/services/HIGHWAY_LIGHTING/HighwayLighting_Reference/FeatureServer/6/441576/attachments/ | No Photo Available | http://data.mapchannels.com/dualmaps6/map.htm?lat=39.095362&lng=-84.264911
08 | CLERMONT | CLE | SR | 00032 |  | 2.652 |  | SCLESR00032**N | CLE-32-2.652 | 39.0951 | -84.2642 | 2025-12-31 | Active | 2025-03-01 14:34 |  |  | State | HL0039809 |  |  | State | 10-X-3 | Low Mast | No | 4 | A | X |  |  |  | 1 |  |  |  |  | Yes | No | Yes | No | No |  | LED | 1 |  | 120 | 12,000 - 15,999 | No |  |  |  | 480 L-L | [18 empty] | 2025-11-19 05:57 | 7 - Needs Inspected in 7 CY |  |  | odotonline\rsuing | 2025-03-13 13:52 | acode1 | 2026-05-22 11:02 | No | No | No | No | No | Standing | None | None | None | No | No | No |  | No | 2025-11-19 05:57 |  | mneeley | 2025-11-19 05:57 | mneeley | 2025-11-19 05:57 | https://collectorweb.dot.state.oh.us/arcgis/rest/services/HIGHWAY_LIGHTING/HighwayLighting_Reference/FeatureServer/6/439168/attachments/ | No Photo Available | http://data.mapchannels.com/dualmaps6/map.htm?lat=39.095126&lng=-84.264177
08 | CLERMONT | CLE | SR | 00032 |  | 2.695 |  | SCLESR00032**N | CLE-32-2.695 | 39.0949 | -84.2634 | 2025-12-31 | Active |  |  |  | State | HL0042927 |  |  | State | 10-X-4 | Low Mast | No |  | A | X |  |  |  | 1 |  |  |  |  | Yes | No | No | No | No |  | LED | 1 |  | 120 | 12,000 - 15,999 | No |  |  |  | 480 L-L | [19 empty] | NULL |  |  | jritchie2 | 2026-05-21 17:05 | acode1 | 2026-05-22 14:29 | [20 empty] | https://collectorweb.dot.state.oh.us/arcgis/rest/services/HIGHWAY_LIGHTING/HighwayLighting_Reference/FeatureServer/6/485567/attachments/ | No Photo Available | http://data.mapchannels.com/dualmaps6/map.htm?lat=39.094912&lng=-84.263428
08 | CLERMONT | CLE | SR | 00032 |  | 2.695 |  | SCLESR00032**N | CLE-32-2.695 | 39.0949 | -84.2634 | 2025-12-31 | Active | 2025-03-01 14:34 |  |  | State | HL0039804 |  |  | State | 10-X-4 | Low Mast | No | 4 | A | [9 empty] | Yes | No | Yes | No | No |  | LED | 1 |  |  |  | No |  |  |  | 480 L-L | [18 empty] | 2025-11-19 05:57 | 7 - Needs Inspected in 7 CY |  |  | odotonline\rsuing | 2025-03-13 13:58 | odotonline\rsuing | 2025-03-13 14:01 | No | No | No | No | No | Standing | None | None | None | No | No | No |  | No | 2025-11-19 05:57 |  | mneeley | 2025-11-19 05:57 | mneeley | 2025-11-19 05:57 | https://collectorweb.dot.state.oh.us/arcgis/rest/services/HIGHWAY_LIGHTING/HighwayLighting_Reference/FeatureServer/6/440773/attachments/ | No Photo Available | http://data.mapchannels.com/dualmaps6/map.htm?lat=39.094912&lng=-84.263428
08 | CLERMONT | CLE | SR | 00032 |  | 2.697 |  | SCLESR00032**N | CLE-32-2.697 | 39.095 | -84.2633 | 2025-12-31 | Retired |  |  |  | State | HL0006073 | 2020-03-23 14:53 |  | State |  | Conventional | [7 empty] | 1 | [6 empty] | No | No | No |  | HPS | 1 | 200 | [8 empty] | Yes | [17 empty] | NULL |  |  | mhurlow1 | 2018-05-01 16:45 | acode1 | 2026-05-22 14:28 | No | No | No | No | No | Standing | None | None | None | No | No | No |  |  | 2020-03-23 14:54 |  | dturner | 2020-03-23 14:54 | dturner | 2020-03-23 14:54 | No Photo Available | No Photo Available | http://data.mapchannels.com/dualmaps6/map.htm?lat=39.095044&lng=-84.263317
08 | CLERMONT | CLE | SR | 00032 |  | 2.741 |  | SCLESR00032**C | CLE-32-2.741 | 39.0945 | -84.2628 | 2025-12-31 | Retired |  |  |  | State | HL0009088 | 2020-03-23 14:51 |  | State |  | Conventional | [7 empty] | 1 | [6 empty] | No | No | No |  | HPS | 1 | 200 | [8 empty] | Yes | [17 empty] | NULL |  |  | mhurlow1 | 2018-05-01 16:44 | acode1 | 2026-05-22 14:28 | No | No | No | No | No | Standing | None | None | None | No | No | No |  |  | 2020-03-23 14:53 |  | dturner | 2020-03-23 14:53 | dturner | 2020-03-23 14:53 | No Photo Available | No Photo Available | http://data.mapchannels.com/dualmaps6/map.htm?lat=39.094502&lng=-84.262819
08 | CLERMONT | CLE | SR | 00032 |  | 2.743 |  | SCLESR00032**N | CLE-32-2.743 | 39.0947 | -84.2626 | 2025-12-31 | Active |  |  |  | State | HL0042928 |  |  | State | 10-X-5 | Low Mast | No |  | A | X |  |  |  | 1 |  |  |  |  | Yes | No | No | No | No |  | LED | 1 |  | 120 | 12,000 - 15,999 | No |  | Philips Lumec | [21 empty] | NULL |  |  | jritchie2 | 2026-05-21 17:08 | acode1 | 2026-05-22 14:29 | [20 empty] | https://collectorweb.dot.state.oh.us/arcgis/rest/services/HIGHWAY_LIGHTING/HighwayLighting_Reference/FeatureServer/6/485568/attachments/ | No Photo Available | http://data.mapchannels.com/dualmaps6/map.htm?lat=39.094683&lng=-84.262581
08 | CLERMONT | CLE | SR | 00032 |  | 2.743 |  | SCLESR00032**N | CLE-32-2.743 | 39.0947 | -84.2626 | 2025-12-31 | Active | 2025-03-01 14:34 |  |  | State | HL0039796 |  |  | State | 10-X-5 | Low Mast | No | 4 | A | [9 empty] | Yes | No | Yes | No | No |  | LED | 1 |  |  |  | No |  |  |  | 480 L-L | [19 empty] | 7 - Needs Inspected in 7 CY |  |  | odotonline\rsuing | 2025-03-13 14:02 | odotonline\rsuing | 2025-03-13 14:02 | [20 empty] | https://collectorweb.dot.state.oh.us/arcgis/rest/services/HIGHWAY_LIGHTING/HighwayLighting_Reference/FeatureServer/6/439973/attachments/ | No Photo Available | http://data.mapchannels.com/dualmaps6/map.htm?lat=39.094683&lng=-84.262581
08 | CLERMONT | CLE | SR | 00032 |  | 2.788 |  | SCLESR00032**N | CLE-32-2.788 | 39.0945 | -84.2618 | 2025-12-31 | Active | 2025-03-01 14:34 |  |  | State | HL0039810 |  |  | State | 10-X-6 | Low Mast | No | 4 | A | [9 empty] | Yes | No | Yes | No | No |  | LED | 1 |  |  |  | No |  |  |  | 480 L-L | [19 empty] | 7 - Needs Inspected in 7 CY |  |  | odotonline\rsuing | 2025-03-13 14:04 | odotonline\rsuing | 2025-03-13 14:05 | [20 empty] | https://collectorweb.dot.state.oh.us/arcgis/rest/services/HIGHWAY_LIGHTING/HighwayLighting_Reference/FeatureServer/6/442710/attachments/ | No Photo Available | http://data.mapchannels.com/dualmaps6/map.htm?lat=39.094467&lng=-84.261781
08 | CLERMONT | CLE | SR | 00032 |  | 2.836 |  | SCLESR00032**N | CLE-32-2.836 | 39.0942 | -84.2609 | 2025-12-31 | Active | 2025-03-01 14:34 |  |  | State | HL0039806 |  |  | State | 10-X-7 | Low Mast | No | 4 | A | [9 empty] | Yes | No | Yes | No | No |  | LED | 1 |  |  |  | No |  |  |  | 480 L-L | [19 empty] | 7 - Needs Inspected in 7 CY |  |  | odotonline\rsuing | 2025-03-13 14:06 | odotonline\rsuing | 2025-03-13 14:08 | [20 empty] | https://collectorweb.dot.state.oh.us/arcgis/rest/services/HIGHWAY_LIGHTING/HighwayLighting_Reference/FeatureServer/6/441577/attachments/ | No Photo Available | http://data.mapchannels.com/dualmaps6/map.htm?lat=39.094237&lng=-84.260934
08 | CLERMONT | CLE | SR | 00032 |  | 2.884 |  | SCLESR00032**N | CLE-32-2.884 | 39.094 | -84.2601 | 2025-12-31 | Active | 2025-03-01 14:34 |  |  | State | HL0039805 |  |  | State | 10-X-8 | Low Mast | No | 4 | A | [9 empty] | Yes | No | Yes | No | No |  | LED | 1 |  |  |  | No |  |  |  | 480 L-L | [19 empty] | 7 - Needs Inspected in 7 CY |  |  | odotonline\rsuing | 2025-03-13 14:11 | odotonline\rsuing | 2025-03-13 14:11 | [20 empty] | https://collectorweb.dot.state.oh.us/arcgis/rest/services/HIGHWAY_LIGHTING/HighwayLighting_Reference/FeatureServer/6/440374/attachments/ | No Photo Available | http://data.mapchannels.com/dualmaps6/map.htm?lat=39.094008&lng=-84.260103
08 | CLERMONT | CLE | SR | 00032 |  | 2.932 |  | SCLESR00032**N | CLE-32-2.932 | 39.0938 | -84.2593 | 2025-12-31 | Active | 2025-03-01 14:34 |  |  | State | HL0039797 |  |  | State | 10-X-9 | Low Mast | No | 4 | A | [9 empty] | Yes | No | Yes | No | No |  | LED | 1 |  |  |  | No |  |  |  | 480 L-L | [19 empty] | 7 - Needs Inspected in 7 CY |  |  | odotonline\rsuing | 2025-03-13 14:13 | odotonline\rsuing | 2025-03-13 14:13 | [20 empty] | https://collectorweb.dot.state.oh.us/arcgis/rest/services/HIGHWAY_LIGHTING/HighwayLighting_Reference/FeatureServer/6/439570/attachments/ | No Photo Available | http://data.mapchannels.com/dualmaps6/map.htm?lat=39.093789&lng=-84.259259
08 | CLERMONT | CLE | SR | 00032 |  | 2.979 |  | SCLESR00032**N | CLE-32-2.979 | 39.0936 | -84.2584 | 2025-12-31 | Active | 2025-03-01 14:34 |  |  | State | HL0039794 |  |  | State | 10-X-10 | Low Mast | No | 4 | A | [9 empty] | Yes | No | Yes | No | No |  | LED | 1 |  |  |  | No |  |  |  | 480 L-L | [19 empty] | 7 - Needs Inspected in 7 CY |  |  | odotonline\rsuing | 2025-03-13 14:16 | odotonline\rsuing | 2025-03-13 14:16 | [20 empty] | https://collectorweb.dot.state.oh.us/arcgis/rest/services/HIGHWAY_LIGHTING/HighwayLighting_Reference/FeatureServer/6/439169/attachments/ | No Photo Available | http://data.mapchannels.com/dualmaps6/map.htm?lat=39.093573&lng=-84.258427
08 | CLERMONT | CLE | SR | 00032 |  | 3.025 |  | SCLESR00032**N | CLE-32-3.025 | 39.0934 | -84.2576 | 2025-12-31 | Active | 2025-03-01 14:34 |  |  | State | HL0039817 |  |  | State | 10-Y-14 | Low Mast | No | 4 | A | [9 empty] | Yes | No | Yes | No | No |  | LED | 1 |  |  |  | No |  |  |  | 480 L-L | [19 empty] | 7 - Needs Inspected in 7 CY |  |  | odotonline\rsuing | 2025-03-13 14:38 | odotonline\rsuing | 2025-03-13 14:38 | [20 empty] | https://collectorweb.dot.state.oh.us/arcgis/rest/services/HIGHWAY_LIGHTING/HighwayLighting_Reference/FeatureServer/6/442711/attachments/ | No Photo Available | http://data.mapchannels.com/dualmaps6/map.htm?lat=39.093371&lng=-84.257604
08 | CLERMONT | CLE | SR | 00032 |  | 3.071 |  | SCLESR00032**N | CLE-32-3.071 | 39.0931 | -84.2568 | 2025-12-31 | Active | 2025-03-01 14:34 |  |  | State | HL0039811 |  |  | State | 10-Y-13 | Low Mast | No | 4 | A | [9 empty] | Yes | No | Yes | No | No |  | LED | 1 |  |  |  | No |  |  |  | 480 L-L | [19 empty] | 7 - Needs Inspected in 7 CY |  |  | odotonline\rsuing | 2025-03-13 14:43 | odotonline\rsuing | 2025-03-13 14:43 | [20 empty] | https://collectorweb.dot.state.oh.us/arcgis/rest/services/HIGHWAY_LIGHTING/HighwayLighting_Reference/FeatureServer/6/441176/attachments/ | No Photo Available | http://data.mapchannels.com/dualmaps6/map.htm?lat=39.093148&lng=-84.256788
08 | CLERMONT | CLE | SR | 00032 |  | 3.119 |  | SCLESR00032**N | CLE-32-3.119 | 39.0929 | -84.256 | 2025-12-31 | Active | 2025-03-01 14:34 |  |  | State | HL0039807 |  |  | State | 10-Y-12 | Low Mast | No | 4 | A | [9 empty] | Yes | No | Yes | No | No |  | LED | 1 |  |  |  | No |  |  |  | 480 L-L | [18 empty] | 2025-08-26 15:29 | 7 - Needs Inspected in 7 CY |  |  | odotonline\rsuing | 2025-03-13 14:48 | odotonline\rsuing | 2025-03-13 14:48 | No | No | No | No | No | Standing | None | None | None | No | No | No |  | No | 2025-08-26 15:29 |  | mneeley | 2025-08-26 15:30 | mneeley | 2025-08-26 15:30 | https://collectorweb.dot.state.oh.us/arcgis/rest/services/HIGHWAY_LIGHTING/HighwayLighting_Reference/FeatureServer/6/440775/attachments/ | https://collectorweb.dot.state.oh.us/arcgis/rest/services/HIGHWAY_LIGHTING/HighwayLighting_Reference/FeatureServer/7/556101/attachments/ | http://data.mapchannels.com/dualmaps6/map.htm?lat=39.092931&lng=-84.255956
08 | CLERMONT | CLE | SR | 00032 |  | 3.165 |  | SCLESR00032**N | CLE-32-3.165 | 39.0927 | -84.2551 | 2025-12-31 | Active | 2025-03-01 14:34 |  |  | State | HL0039798 |  |  | State | 10-Y-11 | Low Mast | No | 4 | A | [9 empty] | Yes | No | Yes | No | No |  | LED | 1 |  |  |  | No |  |  |  | 480 L-L | [18 empty] | 2025-08-26 15:29 | 7 - Needs Inspected in 7 CY |  |  | odotonline\rsuing | 2025-03-13 14:51 | odotonline\rsuing | 2025-03-13 14:51 | No | No | No | No | No | Standing | None | None | None | No | No | No |  | No | 2025-08-26 15:29 |  | mneeley | 2025-08-26 15:29 | mneeley | 2025-08-26 15:29 | https://collectorweb.dot.state.oh.us/arcgis/rest/services/HIGHWAY_LIGHTING/HighwayLighting_Reference/FeatureServer/6/439571/attachments/ | https://collectorweb.dot.state.oh.us/arcgis/rest/services/HIGHWAY_LIGHTING/HighwayLighting_Reference/FeatureServer/7/557713/attachments/ | http://data.mapchannels.com/dualmaps6/map.htm?lat=39.092705&lng=-84.255146
08 | CLERMONT | CLE | SR | 00032 |  | 3.213 |  | SCLESR00032**N | CLE-32-3.213 | 39.0925 | -84.2543 | 2025-12-31 | Active | 2025-03-01 14:34 |  |  | State | HL0039800 |  |  | State | 10-Y-10 | Low Mast | No | 4 | A | [9 empty] | Yes | No | Yes | No | No |  | LED | 1 |  |  |  | No |  |  |  | 480 L-L | [18 empty] | 2025-08-26 15:28 | 7 - Needs Inspected in 7 CY |  |  | odotonline\rsuing | 2025-03-13 14:54 | odotonline\rsuing | 2025-03-13 14:54 | No | No | No | No | No | Standing | None | None | None | No | No | No |  | No | 2025-08-26 15:28 |  | mneeley | 2025-08-26 15:28 | mneeley | 2025-08-26 15:28 | https://collectorweb.dot.state.oh.us/arcgis/rest/services/HIGHWAY_LIGHTING/HighwayLighting_Reference/FeatureServer/6/439974/attachments/ | https://collectorweb.dot.state.oh.us/arcgis/rest/services/HIGHWAY_LIGHTING/HighwayLighting_Reference/FeatureServer/7/525341/attachments/ | http://data.mapchannels.com/dualmaps6/map.htm?lat=39.092476&lng=-84.254303
08 | CLERMONT | CLE | SR | 00032 |  | 3.26 |  | SCLESR00032**N | CLE-32-3.260 | 39.0923 | -84.2535 | 2025-12-31 | Active | 2025-03-01 14:34 |  |  | State | HL0039812 |  |  | State | 10-Y-9 | Low Mast | No | 4 | A | [9 empty] | Yes | No | Yes | No | No |  | LED | 1 |  |  |  | No |  |  |  | 480 L-L | [18 empty] | 2025-08-26 15:22 | 7 - Needs Inspected in 7 CY |  | 2025-08-26 15:22 | odotonline\rsuing | 2025-03-13 14:57 | odotonline\rsuing | 2025-03-13 14:57 | No | No | No | No | No | Standing | None | None | None | No | No | No |  | No | 2025-08-26 15:22 | 2025-08-26 15:22 | mneeley | 2025-08-26 15:22 | mneeley | 2025-08-26 15:22 | https://collectorweb.dot.state.oh.us/arcgis/rest/services/HIGHWAY_LIGHTING/HighwayLighting_Reference/FeatureServer/6/441177/attachments/ | https://collectorweb.dot.state.oh.us/arcgis/rest/services/HIGHWAY_LIGHTING/HighwayLighting_Reference/FeatureServer/7/558920/attachments/ | http://data.mapchannels.com/dualmaps6/map.htm?lat=39.092257&lng=-84.253467
08 | CLERMONT | CLE | SR | 00032 |  | 3.301 |  | SCLESR00032**N | CLE-32-3.301 | 39.0921 | -84.2527 | 2025-12-31 | Active | 2025-03-01 14:34 |  |  | State | HL0039813 |  |  | State | 10-Y-8 | Low Mast | No | 4 | A | [9 empty] | Yes | No | Yes | No | No |  | LED | 1 |  |  |  | No |  |  |  | 480 L-L | [18 empty] | 2025-08-26 15:21 | 7 - Needs Inspected in 7 CY |  |  | odotonline\rsuing | 2025-03-13 15:01 | odotonline\rsuing | 2025-03-13 15:01 | No | No | No | No | No | Standing | None | None | None | No | No | No |  | No | 2025-08-26 15:21 |  | mneeley | 2025-08-26 15:21 | mneeley | 2025-08-26 15:21 | https://collectorweb.dot.state.oh.us/arcgis/rest/services/HIGHWAY_LIGHTING/HighwayLighting_Reference/FeatureServer/6/441178/attachments/ | https://collectorweb.dot.state.oh.us/arcgis/rest/services/HIGHWAY_LIGHTING/HighwayLighting_Reference/FeatureServer/7/525340/attachments/ | http://data.mapchannels.com/dualmaps6/map.htm?lat=39.092061&lng=-84.252744
08 | CLERMONT | CLE | SR | 00032 |  | 3.349 |  | SCLESR00032**N | CLE-32-3.349 | 39.0918 | -84.2519 | 2025-12-31 | Active | 2025-03-01 14:34 |  |  | State | HL0039808 |  |  | State | 10-Y-7 | Low Mast | No | 4 | A | [9 empty] | Yes | No | Yes | No | No |  | LED | 1 |  |  |  | No |  |  |  | 480 L-L | [18 empty] | 2025-08-26 15:20 | 7 - Needs Inspected in 7 CY |  |  | odotonline\rsuing | 2025-03-13 15:03 | odotonline\rsuing | 2025-03-13 15:03 | No | No | No | No | No | Standing | None | None | None | No | No | No |  | No | 2025-08-26 15:20 |  | mneeley | 2025-08-26 15:21 | mneeley | 2025-08-26 15:21 | https://collectorweb.dot.state.oh.us/arcgis/rest/services/HIGHWAY_LIGHTING/HighwayLighting_Reference/FeatureServer/6/440776/attachments/ | https://collectorweb.dot.state.oh.us/arcgis/rest/services/HIGHWAY_LIGHTING/HighwayLighting_Reference/FeatureServer/7/524940/attachments/ | http://data.mapchannels.com/dualmaps6/map.htm?lat=39.091841&lng=-84.251916
08 | CLERMONT | CLE | SR | 00032 |  | 3.396 |  | SCLESR00032**N | CLE-32-3.396 | 39.0916 | -84.2511 | 2025-12-31 | Active | 2025-03-01 14:34 |  |  | State | HL0039799 |  |  | State | 10-Y-6 | Low Mast | No | 4 | A | [9 empty] | Yes | No | Yes | No | No |  | LED | 1 |  |  |  | No |  |  |  | 480 L-L | [18 empty] | 2025-08-26 15:20 | 7 - Needs Inspected in 7 CY |  |  | odotonline\rsuing | 2025-03-13 15:04 | odotonline\rsuing | 2025-03-13 15:05 | No | No | No | No | No | Standing | None | None | None | No | No | No |  | No | 2025-08-26 15:20 |  | mneeley | 2025-08-26 15:20 | mneeley | 2025-08-26 15:20 | https://collectorweb.dot.state.oh.us/arcgis/rest/services/HIGHWAY_LIGHTING/HighwayLighting_Reference/FeatureServer/6/440777/attachments/ | https://collectorweb.dot.state.oh.us/arcgis/rest/services/HIGHWAY_LIGHTING/HighwayLighting_Reference/FeatureServer/7/550981/attachments/ | http://data.mapchannels.com/dualmaps6/map.htm?lat=39.091612&lng=-84.251088
08 | CLERMONT | CLE | SR | 00032 |  | 3.444 |  | SCLESR00032**N | CLE-32-3.444 | 39.0914 | -84.2502 | 2025-12-31 | Active | 2025-03-01 14:34 |  |  | State | HL0039790 |  |  | State | 10-Y-5 | Low Mast | No | 4 | A | [9 empty] | Yes | No | Yes | No | No |  | LED | 1 |  |  |  | No |  |  |  | 480 L-L | [18 empty] | 2025-08-26 15:20 | 7 - Needs Inspected in 7 CY |  |  | odotonline\rsuing | 2025-03-13 15:08 | odotonline\rsuing | 2025-03-13 15:11 | No | No | No | No | No | Standing | None | None | None | No | No | No |  | No | 2025-08-26 15:20 |  | mneeley | 2025-08-26 15:20 | mneeley | 2025-08-26 15:20 | https://collectorweb.dot.state.oh.us/arcgis/rest/services/HIGHWAY_LIGHTING/HighwayLighting_Reference/FeatureServer/6/439573/attachments/ | https://collectorweb.dot.state.oh.us/arcgis/rest/services/HIGHWAY_LIGHTING/HighwayLighting_Reference/FeatureServer/7/524939/attachments/ | http://data.mapchannels.com/dualmaps6/map.htm?lat=39.091396&lng=-84.250239
08 | CLERMONT | CLE | SR | 00032 |  | 3.49 |  | SCLESR00032**N | CLE-32-3.490 | 39.0912 | -84.2494 | 2025-12-31 | Active | 2025-03-01 14:34 |  |  | State | HL0039801 |  |  | State | 10-Y-4 | Low Mast | No | 4 | A | [9 empty] | Yes | No | Yes | No | No |  | LED | 1 |  |  |  | No |  |  |  | 480 L-L | [18 empty] | 2025-08-26 15:19 | 7 - Needs Inspected in 7 CY |  |  | odotonline\rsuing | 2025-03-13 15:11 | odotonline\rsuing | 2025-03-13 15:11 | No | No | No | No | No | Standing | None | None | None | No | No | No |  | No | 2025-08-26 15:19 |  | mneeley | 2025-08-26 15:20 | mneeley | 2025-08-26 15:20 | https://collectorweb.dot.state.oh.us/arcgis/rest/services/HIGHWAY_LIGHTING/HighwayLighting_Reference/FeatureServer/6/439975/attachments/ | https://collectorweb.dot.state.oh.us/arcgis/rest/services/HIGHWAY_LIGHTING/HighwayLighting_Reference/FeatureServer/7/560027/attachments/ | http://data.mapchannels.com/dualmaps6/map.htm?lat=39.091176&lng=-84.249419
08 | CLERMONT | CLE | SR | 00032 |  | 3.537 |  | SCLESR00032**N | CLE-32-3.537 | 39.0909 | -84.2486 | 2025-12-31 | Active | 2025-03-01 14:34 |  |  | State | HL0039791 |  |  | State | 10-Y-3 | Low Mast | No | 4 | A | [9 empty] | Yes | No | Yes | No | No |  | LED | 1 |  |  |  | No |  |  |  | 480 L-L | [18 empty] | 2025-08-26 15:19 | 7 - Needs Inspected in 7 CY |  |  | odotonline\rsuing | 2025-03-13 15:14 | odotonline\rsuing | 2025-03-13 15:16 | No | No | No | No | No | Standing | None | None | None | No | No | No |  | No | 2025-08-26 15:19 |  | mneeley | 2025-08-26 15:19 | mneeley | 2025-08-26 15:19 | https://collectorweb.dot.state.oh.us/arcgis/rest/services/HIGHWAY_LIGHTING/HighwayLighting_Reference/FeatureServer/6/436445/attachments/ | https://collectorweb.dot.state.oh.us/arcgis/rest/services/HIGHWAY_LIGHTING/HighwayLighting_Reference/FeatureServer/7/558919/attachments/ | http://data.mapchannels.com/dualmaps6/map.htm?lat=39.090949&lng=-84.248594
08 | CLERMONT | CLE | SR | 00032 |  | 3.585 |  | SCLESR00032**N | CLE-32-3.585 | 39.0907 | -84.2477 | 2025-12-31 | Active | 2025-03-01 14:34 |  |  | State | HL0039789 |  |  | State | 10-Y-2 | Low Mast | No | 4 | A | [9 empty] | Yes | No | Yes | No | No |  | LED | 1 |  |  |  | No |  |  |  | 480 L-L | [18 empty] | 2025-08-26 15:19 | 7 - Needs Inspected in 7 CY |  |  | odotonline\rsuing | 2025-03-13 15:19 | odotonline\rsuing | 2025-03-13 15:19 | No | No | No | No | No | Standing | None | None | None | No | No | No |  | No | 2025-08-26 15:19 |  | mneeley | 2025-08-26 15:19 | mneeley | 2025-08-26 15:19 | https://collectorweb.dot.state.oh.us/arcgis/rest/services/HIGHWAY_LIGHTING/HighwayLighting_Reference/FeatureServer/6/435639/attachments/ | https://collectorweb.dot.state.oh.us/arcgis/rest/services/HIGHWAY_LIGHTING/HighwayLighting_Reference/FeatureServer/7/558918/attachments/ | http://data.mapchannels.com/dualmaps6/map.htm?lat=39.090737&lng=-84.247748
08 | CLERMONT | CLE | SR | 00032 |  | 3.628 |  | SCLESR00032**N | CLE-32-3.628 | 39.0905 | -84.247 | 2025-12-31 | Active | 2025-03-01 14:34 |  |  | State | HL0039792 |  |  | State | 10-Y-1 | Low Mast | No | 4 | A | [9 empty] | Yes | No | Yes | No | No |  | LED | 1 |  |  |  | No |  |  |  | 480 L-L | [18 empty] | 2025-08-26 15:16 | 7 - Needs Inspected in 7 CY |  |  | odotonline\rsuing | 2025-03-13 15:22 | odotonline\rsuing | 2025-03-13 15:25 | No | No | No | No | No | Standing | None | None | None | No | No | No |  | No | 2025-08-26 15:16 |  | mneeley | 2025-08-26 15:17 | mneeley | 2025-08-26 15:17 | https://collectorweb.dot.state.oh.us/arcgis/rest/services/HIGHWAY_LIGHTING/HighwayLighting_Reference/FeatureServer/6/435239/attachments/ | https://collectorweb.dot.state.oh.us/arcgis/rest/services/HIGHWAY_LIGHTING/HighwayLighting_Reference/FeatureServer/7/545761/attachments/ | http://data.mapchannels.com/dualmaps6/map.htm?lat=39.090520&lng=-84.247005
08 | CLERMONT | CLE | SR | 00032 |  | 3.67 |  | SCLESR00032**N | CLE-32-3.670 | 39.0903 | -84.2463 | 2025-12-31 | Active | 2025-03-01 14:34 |  |  | State | HL0039802 |  |  | State | 10-Z-1 | Low Mast | No | 4 | A | [9 empty] | Yes | No | Yes | No | No |  | LED | 1 |  |  |  | No |  |  |  | 480 L-L | [18 empty] | 2025-08-26 15:16 | 7 - Needs Inspected in 7 CY |  |  | odotonline\rsuing | 2025-03-13 15:29 | odotonline\rsuing | 2025-03-13 15:29 | No | No | No | No | No | Standing | None | None | None | No | No | No |  | No | 2025-08-26 15:16 |  | mneeley | 2025-08-26 15:16 | mneeley | 2025-08-26 15:16 | https://collectorweb.dot.state.oh.us/arcgis/rest/services/HIGHWAY_LIGHTING/HighwayLighting_Reference/FeatureServer/6/439976/attachments/ | https://collectorweb.dot.state.oh.us/arcgis/rest/services/HIGHWAY_LIGHTING/HighwayLighting_Reference/FeatureServer/7/558917/attachments/ | http://data.mapchannels.com/dualmaps6/map.htm?lat=39.090324&lng=-84.246257
08 | CLERMONT | CLE | SR | 00032 |  | 3.714 |  | SCLESR00032**N | CLE-32-3.714 | 39.0901 | -84.2455 | 2025-12-31 | Active | 2025-03-01 14:34 |  |  | State | HL0039793 |  |  | State | 10-Z-2 | Low Mast | No | 4 | A | [9 empty] | Yes | No | Yes | No | No |  | LED | 1 |  |  |  | No |  |  |  | 480 L-L | [18 empty] | 2025-08-26 15:15 | 7 - Needs Inspected in 7 CY |  |  | odotonline\rsuing | 2025-03-13 15:31 | odotonline\rsuing | 2025-03-13 15:31 | No | No | No | No | No | Standing | None | None | None | No | No | No |  | No | 2025-08-26 15:15 |  | mneeley | 2025-08-26 15:15 | mneeley | 2025-08-26 15:15 | https://collectorweb.dot.state.oh.us/arcgis/rest/services/HIGHWAY_LIGHTING/HighwayLighting_Reference/FeatureServer/6/437648/attachments/ | https://collectorweb.dot.state.oh.us/arcgis/rest/services/HIGHWAY_LIGHTING/HighwayLighting_Reference/FeatureServer/7/549371/attachments/ | http://data.mapchannels.com/dualmaps6/map.htm?lat=39.090098&lng=-84.245502
08 | CLERMONT | CLE | SR | 00032 |  | 3.726 |  | SCLESR00032**N | CLE-32-3.726 | 39.0901 | -84.2453 | 2025-12-31 | Active | 2025-03-01 14:34 |  |  | State | HL0039828 |  |  | State |  | Underpass | No | [12 empty] | No | No | Yes | No |  | LED | 1 |  |  |  | No | [23 empty] | 7 - Needs Inspected in 7 CY |  |  | odotonline\rsuing | 2025-03-13 15:38 | odotonline\rsuing | 2025-03-13 15:42 | [20 empty] | https://collectorweb.dot.state.oh.us/arcgis/rest/services/HIGHWAY_LIGHTING/HighwayLighting_Reference/FeatureServer/6/439170/attachments/ | No Photo Available | http://data.mapchannels.com/dualmaps6/map.htm?lat=39.090056&lng=-84.245286
08 | CLERMONT | CLE | SR | 00032 |  | 3.73 |  | SCLESR00032**C | CLE-32-3.730 | 39.09 | -84.2453 | 2025-12-31 | Active | 2025-03-01 14:34 |  |  | State | HL0039830 |  |  | State |  | Underpass | No | [12 empty] | No | No | Yes | No |  | LED | 1 |  |  |  | No | [23 empty] | 7 - Needs Inspected in 7 CY |  |  | odotonline\rsuing | 2025-03-13 15:36 | odotonline\rsuing | 2025-03-13 15:36 | [20 empty] | https://collectorweb.dot.state.oh.us/arcgis/rest/services/HIGHWAY_LIGHTING/HighwayLighting_Reference/FeatureServer/6/441578/attachments/ | No Photo Available | http://data.mapchannels.com/dualmaps6/map.htm?lat=39.090004&lng=-84.245321
08 | CLERMONT | CLE | SR | 00032 |  | 3.743 |  | SCLESR00032**N | CLE-32-3.743 | 39.0899 | -84.245 | 2025-12-31 | Active | 2025-03-01 14:34 |  |  | State | HL0039824 |  |  | State |  | Underpass | No | [12 empty] | No | No | Yes | No |  | LED | 1 |  |  |  | No | [23 empty] | 7 - Needs Inspected in 7 CY |  |  | odotonline\rsuing | 2025-03-13 15:37 | odotonline\rsuing | 2025-03-13 15:37 | [20 empty] | https://collectorweb.dot.state.oh.us/arcgis/rest/services/HIGHWAY_LIGHTING/HighwayLighting_Reference/FeatureServer/6/440375/attachments/ | No Photo Available | http://data.mapchannels.com/dualmaps6/map.htm?lat=39.089922&lng=-84.245003
08 | CLERMONT | CLE | SR | 00032 |  | 3.743 |  | SCLESR00032**N | CLE-32-3.743 | 39.09 | -84.245 | 2025-12-31 | Active | 2025-03-01 14:34 |  |  | State | HL0039821 |  |  | State |  | Underpass | No | [12 empty] | No | No | Yes | No |  | LED | 1 |  |  |  | No | [23 empty] | 7 - Needs Inspected in 7 CY |  |  | odotonline\rsuing | 2025-03-13 15:38 | odotonline\rsuing | 2025-03-13 15:41 | [20 empty] | https://collectorweb.dot.state.oh.us/arcgis/rest/services/HIGHWAY_LIGHTING/HighwayLighting_Reference/FeatureServer/6/441579/attachments/ | No Photo Available | http://data.mapchannels.com/dualmaps6/map.htm?lat=39.089958&lng=-84.244989
08 | CLERMONT | CLE | SR | 00032 |  | 3.761 |  | SCLESR00032**N | CLE-32-3.761 | 39.0899 | -84.2447 | 2025-12-31 | Active | 2025-03-01 14:34 |  |  | State | HL0039826 |  |  | State | 10-Z-3 | Low Mast | No | 4 | A | [9 empty] | Yes | No | Yes | No | No |  | LED | 1 |  |  |  | No |  |  |  | 480 L-L | [18 empty] | 2025-08-26 15:14 | 7 - Needs Inspected in 7 CY |  |  | odotonline\rsuing | 2025-03-13 15:39 | odotonline\rsuing | 2025-03-13 15:43 | No | No | No | No | No | Standing | None | None | None | No | No | No |  | No | 2025-08-26 15:14 |  | mneeley | 2025-08-26 15:14 | mneeley | 2025-08-26 15:14 | https://collectorweb.dot.state.oh.us/arcgis/rest/services/HIGHWAY_LIGHTING/HighwayLighting_Reference/FeatureServer/6/442712/attachments/ | https://collectorweb.dot.state.oh.us/arcgis/rest/services/HIGHWAY_LIGHTING/HighwayLighting_Reference/FeatureServer/7/524938/attachments/ | http://data.mapchannels.com/dualmaps6/map.htm?lat=39.089883&lng=-84.244671
08 | CLERMONT | CLE | SR | 00032 |  | 3.806 |  | SCLESR00032**N | CLE-32-3.806 | 39.0897 | -84.2439 | 2025-12-31 | Active | 2025-03-01 14:34 |  |  | State | HL0039832 |  |  | State | 10-Z-4 | Low Mast | No | 4 | A | [9 empty] | Yes | No | Yes | No | No |  | LED | 1 |  |  |  | No |  |  |  | 480 L-L | [18 empty] | 2025-08-26 15:14 | 7 - Needs Inspected in 7 CY |  |  | odotonline\rsuing | 2025-03-13 15:46 | odotonline\rsuing | 2025-03-13 15:46 | No | No | No | No | No | Standing | None | None | None | No | No | No |  | No | 2025-08-26 15:14 |  | mneeley | 2025-08-26 15:14 | mneeley | 2025-08-26 15:14 | https://collectorweb.dot.state.oh.us/arcgis/rest/services/HIGHWAY_LIGHTING/HighwayLighting_Reference/FeatureServer/6/442713/attachments/ | https://collectorweb.dot.state.oh.us/arcgis/rest/services/HIGHWAY_LIGHTING/HighwayLighting_Reference/FeatureServer/7/560026/attachments/ | http://data.mapchannels.com/dualmaps6/map.htm?lat=39.089672&lng=-84.243878
08 | CLERMONT | CLE | SR | 00032 |  | 3.85 |  | SCLESR00032**N | CLE-32-3.850 | 39.0895 | -84.2431 | 2025-12-31 | Active | 2025-03-01 14:34 |  |  | State | HL0039822 |  |  | State | 10-Z-5 | Low Mast | No | 4 | A | [9 empty] | Yes | No | Yes | No | No |  | LED | 1 |  |  |  | No |  |  |  | 480 L-L | [18 empty] | 2025-08-26 15:13 | 7 - Needs Inspected in 7 CY |  |  | odotonline\rsuing | 2025-03-13 15:48 | odotonline\rsuing | 2025-03-13 15:48 | No | No | No | No | No | Standing | None | None | None | No | No | No |  | No | 2025-08-26 15:13 |  | mneeley | 2025-08-26 15:13 | mneeley | 2025-08-26 15:13 | https://collectorweb.dot.state.oh.us/arcgis/rest/services/HIGHWAY_LIGHTING/HighwayLighting_Reference/FeatureServer/6/439978/attachments/ | https://collectorweb.dot.state.oh.us/arcgis/rest/services/HIGHWAY_LIGHTING/HighwayLighting_Reference/FeatureServer/7/558916/attachments/ | http://data.mapchannels.com/dualmaps6/map.htm?lat=39.089468&lng=-84.243092
08 | CLERMONT | CLE | SR | 00032 |  | 3.895 |  | SCLESR00032**N | CLE-32-3.895 | 39.0892 | -84.2423 | 2025-12-31 | Active | 2025-03-01 14:34 |  |  | State | HL0039829 |  |  | State | 10-Z-6 | Low Mast | No | 4 | A | [9 empty] | Yes | No | Yes | No | No |  | LED | 1 |  |  |  | No |  |  |  | 480 L-L | [18 empty] | 2025-08-26 15:12 | 7 - Needs Inspected in 7 CY |  | 2025-08-26 15:12 | odotonline\rsuing | 2025-03-13 15:50 | odotonline\rsuing | 2025-03-13 15:52 | No | No | No | No | No | Standing | None | None | None | No | No | No |  | No | 2025-08-26 15:12 | 2025-08-26 15:12 | mneeley | 2025-08-26 15:12 | mneeley | 2025-08-26 15:12 | https://collectorweb.dot.state.oh.us/arcgis/rest/services/HIGHWAY_LIGHTING/HighwayLighting_Reference/FeatureServer/6/439574/attachments/ | https://collectorweb.dot.state.oh.us/arcgis/rest/services/HIGHWAY_LIGHTING/HighwayLighting_Reference/FeatureServer/7/557712/attachments/ | http://data.mapchannels.com/dualmaps6/map.htm?lat=39.089238&lng=-84.242307
08 | CLERMONT | CLE | SR | 00032 |  | 3.94 |  | SCLESR00032**N | CLE-32-3.940 | 39.0891 | -84.2415 | 2025-12-31 | Active | 2025-03-01 14:34 |  |  | State | HL0039827 |  |  | State | 10-Z-7 | Low Mast | No | 4 | A | [9 empty] | Yes | No | Yes | No | No |  | LED | 1 |  |  |  | No |  |  |  | 480 L-L | [18 empty] | 2025-08-26 15:11 | 7 - Needs Inspected in 7 CY |  |  | odotonline\rsuing | 2025-03-13 15:57 | odotonline\rsuing | 2025-03-13 15:57 | No | No | No | No | No | Standing | None | None | None | No | No | No |  | No | 2025-08-26 15:11 |  | mneeley | 2025-08-26 15:11 | mneeley | 2025-08-26 15:11 | https://collectorweb.dot.state.oh.us/arcgis/rest/services/HIGHWAY_LIGHTING/HighwayLighting_Reference/FeatureServer/6/440779/attachments/ | https://collectorweb.dot.state.oh.us/arcgis/rest/services/HIGHWAY_LIGHTING/HighwayLighting_Reference/FeatureServer/7/541356/attachments/ | http://data.mapchannels.com/dualmaps6/map.htm?lat=39.089098&lng=-84.241483
08 | CLERMONT | CLE | SR | 00032 |  | 3.987 |  | SCLESR00032**N | CLE-32-3.987 | 39.089 | -84.2406 | 2025-12-31 | Active | 2025-03-01 14:34 |  |  | State | HL0039825 |  |  | State | 10-Z-8 | Low Mast | No | 4 | A | [9 empty] | Yes | No | Yes | No | No |  | LED | 1 |  |  |  | No |  |  |  | 480 L-L | [18 empty] | 2025-08-26 15:10 | 7 - Needs Inspected in 7 CY |  |  | odotonline\rsuing | 2025-03-13 15:59 | odotonline\rsuing | 2025-03-13 15:59 | No | No | No | No | No | Standing | None | None | None | No | No | No |  | No | 2025-08-26 15:10 |  | mneeley | 2025-08-26 15:10 | mneeley | 2025-08-26 15:10 | https://collectorweb.dot.state.oh.us/arcgis/rest/services/HIGHWAY_LIGHTING/HighwayLighting_Reference/FeatureServer/6/440376/attachments/ | https://collectorweb.dot.state.oh.us/arcgis/rest/services/HIGHWAY_LIGHTING/HighwayLighting_Reference/FeatureServer/7/556100/attachments/ | http://data.mapchannels.com/dualmaps6/map.htm?lat=39.088966&lng=-84.240632
08 | CLERMONT | CLE | SR | 00032 |  | 4.034 |  | SCLESR00032**N | CLE-32-4.034 | 39.0889 | -84.2398 | 2025-12-31 | Active | 2025-03-01 14:34 |  |  | State | HL0039819 |  |  | State | 10-Z-9 | Low Mast | No | 4 | A | [9 empty] | Yes | No | Yes | No | No |  | LED | 1 |  |  |  | No |  |  |  | 480 L-L | [18 empty] | 2025-08-26 15:05 | 7 - Needs Inspected in 7 CY |  |  | odotonline\rsuing | 2025-03-13 16:01 | odotonline\rsuing | 2025-03-13 16:02 | No | No | No | No | No | Standing | None | None | None | No | No | No |  | No | 2025-08-26 15:05 |  | mneeley | 2025-08-26 15:06 | mneeley | 2025-08-26 15:06 | https://collectorweb.dot.state.oh.us/arcgis/rest/services/HIGHWAY_LIGHTING/HighwayLighting_Reference/FeatureServer/6/441181/attachments/ | https://collectorweb.dot.state.oh.us/arcgis/rest/services/HIGHWAY_LIGHTING/HighwayLighting_Reference/FeatureServer/7/559224/attachments/ | http://data.mapchannels.com/dualmaps6/map.htm?lat=39.088897&lng=-84.239754
08 | CLERMONT | CLE | SR | 00032 |  | 4.076 |  | SCLESR00032**N | CLE-32-4.076 | 39.0889 | -84.239 | 2025-12-31 | Active | 2025-03-01 14:34 |  |  | State | HL0039818 |  |  | State | 10-Z-10 | Low Mast | No | 4 | A | [9 empty] | Yes | No | Yes | No | No |  | LED | 1 |  |  |  | No |  |  |  | 480 L-L | [18 empty] | 2025-08-26 15:01 | 7 - Needs Inspected in 7 CY |  |  | odotonline\rsuing | 2025-03-13 16:05 | odotonline\rsuing | 2025-03-13 16:05 | No | No | No | No | No | Standing | None | None | None | No | No | No |  | No | 2025-08-26 15:01 |  | mneeley | 2025-08-26 15:01 | mneeley | 2025-08-26 15:01 | https://collectorweb.dot.state.oh.us/arcgis/rest/services/HIGHWAY_LIGHTING/HighwayLighting_Reference/FeatureServer/6/435240/attachments/ | https://collectorweb.dot.state.oh.us/arcgis/rest/services/HIGHWAY_LIGHTING/HighwayLighting_Reference/FeatureServer/7/559223/attachments/ | http://data.mapchannels.com/dualmaps6/map.htm?lat=39.088892&lng=-84.238964
08 | CLERMONT | CLE | SR | 00032 |  | 4.123 |  | SCLESR00032**N | CLE-32-4.123 | 39.0889 | -84.2381 | 2025-12-31 | Active | 2025-03-01 14:34 |  |  | State | HL0039823 |  |  | State | 10-Z-11 | Low Mast | No | 4 | A | [9 empty] | Yes | No | Yes | No | No |  | LED | 1 |  |  |  | No |  |  |  | 480 L-L | [18 empty] | 2025-08-26 15:00 | 7 - Needs Inspected in 7 CY |  |  | odotonline\rsuing | 2025-03-13 16:07 | odotonline\rsuing | 2025-03-13 16:07 | No | No | No | No | No | Standing | None | None | None | No | No | No |  | No | 2025-08-26 15:00 |  | mneeley | 2025-08-26 15:00 | mneeley | 2025-08-26 15:00 | https://collectorweb.dot.state.oh.us/arcgis/rest/services/HIGHWAY_LIGHTING/HighwayLighting_Reference/FeatureServer/6/439979/attachments/ | https://collectorweb.dot.state.oh.us/arcgis/rest/services/HIGHWAY_LIGHTING/HighwayLighting_Reference/FeatureServer/7/557711/attachments/ | http://data.mapchannels.com/dualmaps6/map.htm?lat=39.088866&lng=-84.238104
08 | CLERMONT | CLE | SR | 00032 |  | 4.172 |  | SCLESR00032**N | CLE-32-4.172 | 39.0889 | -84.2372 | 2025-12-31 | Active | 2025-03-01 14:34 |  |  | State | HL0039820 |  |  | State | 10-Z-12 | Low Mast | No | 4 | A | [9 empty] | Yes | No | Yes | No | No |  | LED | 1 |  |  |  | No |  |  |  | 480 L-L | [18 empty] | 2025-08-26 14:58 | 7 - Needs Inspected in 7 CY |  |  | odotonline\rsuing | 2025-03-13 16:09 | odotonline\rsuing | 2025-03-13 16:09 | No | No | No | No | No | Standing | None | None | None | No | No | No |  | No | 2025-08-26 14:58 |  | mneeley | 2025-08-26 14:59 | mneeley | 2025-08-26 14:59 | https://collectorweb.dot.state.oh.us/arcgis/rest/services/HIGHWAY_LIGHTING/HighwayLighting_Reference/FeatureServer/6/439171/attachments/ | https://collectorweb.dot.state.oh.us/arcgis/rest/services/HIGHWAY_LIGHTING/HighwayLighting_Reference/FeatureServer/7/560025/attachments/ | http://data.mapchannels.com/dualmaps6/map.htm?lat=39.088861&lng=-84.237185
08 | CLERMONT | CLE | SR | 00032 |  | 4.224 |  | SCLESR00032**N | CLE-32-4.224 | 39.0888 | -84.2362 | 2025-12-31 | Active | 2025-03-01 14:34 |  |  | State | HL0039831 |  |  | State | 10-Z-13 | Low Mast | No | 4 | A | [9 empty] | Yes | No | Yes | No | No |  | LED | 1 |  |  |  | No |  |  |  | 480 L-L | [18 empty] | 2025-08-26 14:57 | 7 - Needs Inspected in 7 CY |  |  | odotonline\rsuing | 2025-03-13 16:13 | odotonline\rsuing | 2025-03-13 16:13 | No | No | No | No | No | Standing | None | None | None | No | No | No |  | No | 2025-08-26 14:57 |  | mneeley | 2025-08-26 14:57 | mneeley | 2025-08-26 14:57 | https://collectorweb.dot.state.oh.us/arcgis/rest/services/HIGHWAY_LIGHTING/HighwayLighting_Reference/FeatureServer/6/441580/attachments/ | https://collectorweb.dot.state.oh.us/arcgis/rest/services/HIGHWAY_LIGHTING/HighwayLighting_Reference/FeatureServer/7/559624/attachments/ | http://data.mapchannels.com/dualmaps6/map.htm?lat=39.088806&lng=-84.236222
08 | CLERMONT | CLE | SR | 00032 |  | 11.784 |  | SCLESR00032**N | CLE-32-11.784 | 39.0711 | -84.0998 | 2025-12-31 | Active |  |  |  | State | HL0009803 | 2020-03-17 17:53 |  | State | B-10 | Conventional | [7 empty] | 1 | [6 empty] | No | No | No |  | HPS | 1 | 200 | [25 empty] | 2025-09-29 18:04 | NULL | 0 |  | mhurlow1 | 2018-05-01 18:13 | dturner | 2020-03-17 18:41 | No | No | No | No | No | Standing | None | None | None | No | No | No |  | No | 2025-09-29 18:04 |  | rdixon5 | 2025-09-29 18:04 | rdixon5 | 2025-09-29 18:04 | No Photo Available | No Photo Available | http://data.mapchannels.com/dualmaps6/map.htm?lat=39.071127&lng=-84.099806
08 | CLERMONT | CLE | SR | 00032 |  | 11.985 |  | SCLESR00032**C | CLE-32-11.985 | 39.0703 | -84.0964 | 2025-12-31 | Active |  |  |  | State | HL0020767 | 2020-03-17 13:52 |  | State | B-3 | Conventional | [7 empty] | 1 | [6 empty] | No | No | No |  | HPS | 1 | 200 | [25 empty] | 2025-09-29 18:03 | NULL | 0 |  | mhurlow1 | 2018-05-01 18:32 | dturner | 2020-03-17 18:24 | No | No | No | No | No | Standing | None | None | None | No | No | No |  | No | 2025-09-29 18:03 |  | rdixon5 | 2025-09-29 18:03 | rdixon5 | 2025-09-29 18:03 | No Photo Available | No Photo Available | http://data.mapchannels.com/dualmaps6/map.htm?lat=39.070251&lng=-84.096421
08 | CLERMONT | CLE | SR | 00032 |  | 12.297 |  | SCLESR00032**N | CLE-32-12.297 | 39.0697 | -84.0904 | 2025-12-31 | Active |  |  |  | State | HL0004703 | 2020-03-17 16:41 |  | State | A-3 | Conventional | [7 empty] | 1 | [6 empty] | No | No | No |  | HPS | 1 | 200 | [25 empty] | 2025-09-29 18:00 | NULL | 0 |  | mhurlow1 | 2018-05-01 18:37 | dturner | 2020-03-17 18:35 | No | No | No | No | No | Standing | None | None | None | No | No | No |  | No | 2025-09-29 18:00 |  | rdixon5 | 2025-09-29 18:01 | rdixon5 | 2025-09-29 18:01 | No Photo Available | No Photo Available | http://data.mapchannels.com/dualmaps6/map.htm?lat=39.069726&lng=-84.090434
08 | CLERMONT | CLE | SR | 00032 |  | 12.495 |  | SCLESR00032**C | CLE-32-12.495 | 39.0688 | -84.0871 | 2025-12-31 | Active |  |  |  | State | HL0006883 | 2020-03-17 15:27 |  | State | A-8 | Conventional | [7 empty] | 1 | [6 empty] | No | No | No |  | HPS | 1 | 250 | [25 empty] | 2025-09-29 17:58 | NULL | 0 |  | mhurlow1 | 2018-05-01 18:38 | dturner | 2020-03-17 18:32 | No | No | No | No | No | Standing | None | None | None | No | No | No |  | No | 2025-09-29 17:58 |  | rdixon5 | 2025-09-29 17:58 | rdixon5 | 2025-09-29 17:58 | No Photo Available | No Photo Available | http://data.mapchannels.com/dualmaps6/map.htm?lat=39.068848&lng=-84.087108
08 | CLERMONT | CLE | SR | 00032 |  | 13.564 |  | SCLESR00032**N | CLE-32-13.564 | 39.0673 | -84.0672 | 2025-12-31 | Active |  |  |  | State | HL0005517 | 2020-03-19 14:13 |  | State | 1-B7 | Conventional | [7 empty] | 1 | [6 empty] | No | No | No |  | HPS | 1 | 200 | [25 empty] | 2025-09-29 17:58 | NULL | 0 |  | mhurlow1 | 2018-05-01 18:43 | dturner | 2020-03-19 18:04 | No | No | No | No | No | Standing | None | None | None | No | No | No |  | No | 2025-09-29 17:58 |  | rdixon5 | 2025-09-29 17:58 | rdixon5 | 2025-09-29 17:58 | No Photo Available | No Photo Available | http://data.mapchannels.com/dualmaps6/map.htm?lat=39.067346&lng=-84.067176
08 | CLERMONT | CLE | SR | 00032 |  | 13.713 |  | SCLESR00032**C | CLE-32-13.713 | 39.067 | -84.0646 | 2025-12-31 | Active |  |  |  | State | HL0024331 | 2020-03-18 14:14 |  | State | 1-A6 | Conventional | [7 empty] | 1 | [6 empty] | No | No | No |  | HPS | 1 | 200 | [25 empty] | 2025-09-29 17:56 | NULL | 0 |  | mhurlow1 | 2018-05-01 18:45 | dturner | 2020-03-18 18:23 | No | No | No | No | No | Standing | None | None | None | No | No | No |  | No | 2025-09-29 17:56 |  | rdixon5 | 2025-09-29 17:56 | rdixon5 | 2025-09-29 17:56 | No Photo Available | No Photo Available | http://data.mapchannels.com/dualmaps6/map.htm?lat=39.066966&lng=-84.064639
08 | CLERMONT | CLE | SR | 00032 |  | 13.899 |  | SCLESR00032**N | CLE-32-13.899 | 39.0673 | -84.0609 | 2025-12-31 | Active |  |  |  | State | HL0017962 | 2020-03-18 16:57 |  | State | 1-B3 | Conventional | [7 empty] | 1 | [6 empty] | No | No | No |  | HPS | 1 | 200 | [25 empty] | 2025-09-29 17:54 | NULL | 0 |  | mhurlow1 | 2018-05-01 18:49 | dturner | 2020-03-18 18:34 | No | No | No | No | No | Standing | None | None | None | No | No | No |  | No | 2025-09-29 17:54 |  | rdixon5 | 2025-09-29 17:54 | rdixon5 | 2025-09-29 17:54 | No Photo Available | No Photo Available | http://data.mapchannels.com/dualmaps6/map.htm?lat=39.067347&lng=-84.060942
08 | CLERMONT | CLE | SR | 00032 |  | 15.465 |  | SCLESR00032**C | CLE-32-15.465 | 39.0629 | -84.0327 | 2025-12-31 | Active |  |  |  | State | HL0040389 |  |  | State | D-1 | Conventional | No |  | AT | A |  |  |  | 1 |  |  |  |  | No | No | No | No | No |  | LED | 1 |  | 120 | 12,000 - 15,999 | No |  | Philips Lumec |  | 480 L-L | [19 empty] | NULL |  |  | ascott3 | 2025-06-05 15:49 | jritchie2 | 2026-05-22 15:58 | [20 empty] | https://collectorweb.dot.state.oh.us/arcgis/rest/services/HIGHWAY_LIGHTING/HighwayLighting_Reference/FeatureServer/6/454712/attachments/ | No Photo Available | http://data.mapchannels.com/dualmaps6/map.htm?lat=39.062895&lng=-84.032665
08 | CLERMONT | CLE | SR | 00032 |  | 15.489 |  | SCLESR00032**N | CLE-32-15.489 | 39.0634 | -84.0319 | 2025-12-31 | Active |  |  |  | State | HL0040384 |  |  | State | D-2 | Conventional | No |  | AT | A |  |  |  | 1 |  |  |  |  | No | No | No | No | No |  | LED | 1 |  | 120 |  | No |  | Philips Lumec |  | 480 L-L | [18 empty] | 2025-06-05 15:50 | NULL |  | 2025-06-05 15:50 | ascott3 | 2025-06-05 15:50 | jritchie2 | 2026-05-22 15:57 | No | No | No | No | No | Standing | None | None | None | No | No | No |  | No | 2025-06-05 15:50 | 2025-06-05 15:50 | ascott3 | 2025-06-05 15:50 | ascott3 | 2025-06-05 15:50 | No Photo Available | https://collectorweb.dot.state.oh.us/arcgis/rest/services/HIGHWAY_LIGHTING/HighwayLighting_Reference/FeatureServer/7/545644/attachments/ | http://data.mapchannels.com/dualmaps6/map.htm?lat=39.063430&lng=-84.031942
08 | CLERMONT | CLE | SR | 00125 |  | 0.567 |  | SCLESR00125**C | CLE-125-0.567 | 39.0704 | -84.3029 | 2025-12-31 | Active |  |  |  | State | HL0005524 | 2020-03-23 17:30 |  | State | Z1-1 | Conventional | No |  | AT | A |  |  |  | 1 |  |  |  |  | No | No | No | No | No |  | LED | 1 |  | 90 | [7 empty] | Yes |  | Yes | [14 empty] | 2024-06-24 13:30 | NULL |  |  | mhurlow1 | 2018-05-02 12:44 | jritchie2 | 2026-06-17 15:49 | No | No | No | No | No | Standing | None | None | None | No | No | No |  |  | 2024-06-24 13:30 |  | ascott3 | 2024-06-24 13:29 | ascott3 | 2024-06-24 13:29 | No Photo Available | No Photo Available | http://data.mapchannels.com/dualmaps6/map.htm?lat=39.070365&lng=-84.302859
08 | CLERMONT | CLE | SR | 00125 |  | 0.591 |  | SCLESR00125**C | CLE-125-0.591 | 39.0699 | -84.3026 | 2025-12-31 | Active |  |  |  | State | HL0021693 | 2020-03-23 17:44 |  | State | Z1-2 | Conventional | [7 empty] | 1 |  |  |  |  | No | No | No | No | No |  | LED | 1 |  | 90 | [7 empty] | Yes | [16 empty] | 2024-06-24 13:30 | NULL |  |  | mhurlow1 | 2018-05-02 12:45 | jritchie2 | 2026-06-17 15:51 | No | No | No | No | No | Standing | None | None | None | No | No | No |  |  | 2024-06-24 13:30 |  | ascott3 | 2024-06-24 13:29 | ascott3 | 2024-06-24 13:29 | No Photo Available | No Photo Available | http://data.mapchannels.com/dualmaps6/map.htm?lat=39.069936&lng=-84.302586
08 | CLERMONT | CLE | SR | 00125 |  | 0.605 |  | SCLESR00125**C | CLE-125-0.605 | 39.0699 | -84.3023 | 2025-12-31 | Active |  |  |  | State | HL0009870 | 2020-03-23 17:49 |  | State | 3B-12 | Conventional | No |  | AT | A |  |  |  | 1 |  |  |  |  | No | No | No | No | No |  | LED | 1 |  | 90 | 12,000 - 15,999 | [23 empty] | 2025-10-15 12:32 | NULL |  |  | mhurlow1 | 2018-05-02 12:46 | jritchie2 | 2026-06-17 15:52 | No | No | No | No | No | Standing | None | None | None | No | No | No |  | No | 2025-10-15 12:32 |  | csonner1 | 2025-10-15 12:33 | csonner1 | 2025-10-15 12:33 | No Photo Available | No Photo Available | http://data.mapchannels.com/dualmaps6/map.htm?lat=39.069871&lng=-84.302329
08 | CLERMONT | CLE | SR | 00125 |  | 0.629 |  | SCLESR00125**C | CLE-125-0.629 | 39.07 | -84.3018 | 2025-12-31 | Active |  |  |  | State | HL0014134 | 2020-03-23 18:10 |  | State | 3B-10 | Conventional | No |  | AT | A |  |  |  | 1 |  |  |  |  | No | No | No | No | No |  | HPS | 1 | 200 | [25 empty] | 2025-10-15 12:32 | NULL | 0 |  | mhurlow1 | 2018-05-02 12:47 | jritchie2 | 2026-06-17 15:47 | No | No | No | No | No | Standing | None | None | None | No | No | No |  | No | 2025-10-15 12:32 |  | csonner1 | 2025-10-15 12:32 | csonner1 | 2025-10-15 12:32 | No Photo Available | No Photo Available | http://data.mapchannels.com/dualmaps6/map.htm?lat=39.070021&lng=-84.301778
08 | CLERMONT | CLE | SR | 00125 |  | 0.707 |  | SCLESR00125**C | CLE-125-0.707 | 39.0692 | -84.3007 | 2025-12-31 | Active |  |  |  | State | HL0028657 | 2020-03-26 15:27 |  | State | 3a7 | Tower |  | 6 | [12 empty] | No | No | No |  | HPS |  | 400 |  |  |  |  | American Electric Lighting (AEL) | [20 empty] | 2025-06-25 12:43 | 7 - Needs Inspected in 7 CY | 0 | 2025-06-25 12:43 | teri.scanlon | 2014-12-15 09:34 | csonner | 2020-03-26 15:28 | No | No | No | No | No | Standing | None | None | None | No | No | No |  | No | 2025-06-25 12:43 | 2025-06-25 12:43 | ascott3 | 2025-06-25 12:43 | ascott3 | 2025-06-25 12:43 | No Photo Available | https://collectorweb.dot.state.oh.us/arcgis/rest/services/HIGHWAY_LIGHTING/HighwayLighting_Reference/FeatureServer/7/548455/attachments/ | http://data.mapchannels.com/dualmaps6/map.htm?lat=39.069238&lng=-84.300664
08 | CLERMONT | CLE | SR | 00125 |  | 0.975 |  | SCLESR00125**C | CLE-125-0.975 | 39.0664 | -84.2974 | 2025-12-31 | Active |  |  |  | State | HL0011215 | 2020-03-24 13:13 |  | State | 3B-2 | Conventional | [7 empty] | 1 | [6 empty] | No | No | No |  | HPS | 1 | 200 | [25 empty] | 2025-10-15 12:37 | NULL | 0 |  | mhurlow1 | 2018-05-02 12:55 | dturner | 2020-03-24 13:50 | No | No | No | No | No | Standing | None | None | None | No | No | No |  | No | 2025-10-15 12:37 |  | csonner1 | 2025-10-15 12:37 | csonner1 | 2025-10-15 12:37 | No Photo Available | No Photo Available | http://data.mapchannels.com/dualmaps6/map.htm?lat=39.066412&lng=-84.297390
08 | CLERMONT | CLE | SR | 00125 |  | 0.999 |  | SCLESR00125**C | CLE-125-0.999 | 39.0661 | -84.2971 | 2025-12-31 | Active |  |  |  | State | HL0007621 | 2020-03-24 13:42 |  | State | 3B-1 | Conventional | [7 empty] | 1 | [6 empty] | No | No | No |  | HPS | 1 | 200 | [25 empty] | 2025-10-15 12:38 | NULL | 0 |  | mhurlow1 | 2018-05-02 12:56 | dturner | 2020-03-24 13:51 | No | No | No | No | No | Standing | None | None | None | No | No | No |  | No | 2025-10-15 12:38 |  | csonner1 | 2025-10-15 12:38 | csonner1 | 2025-10-15 12:38 | No Photo Available | No Photo Available | http://data.mapchannels.com/dualmaps6/map.htm?lat=39.066133&lng=-84.297072
08 | CLERMONT | CLE | SR | 00125 |  | 1.487 |  | SCLESR00125**C | CLE-125-1.487 | 39.0654 | -84.2882 | 2025-12-31 | Active |  |  |  | State | HL0040388 |  |  | State | A-1 | Conventional | No |  | AT | A |  |  |  | 1 |  |  |  |  | No | No | No | No | No |  | LED | 1 |  | 90 |  | No | [22 empty] | 2025-06-05 15:19 | NULL |  | 2025-06-05 15:19 | ascott3 | 2025-06-05 15:19 | jritchie2 | 2026-06-18 11:24 | No | No | No | No | No | Standing | None | None | None | No | No | No |  | No | 2025-06-05 15:19 | 2025-06-05 15:19 | ascott3 | 2025-06-05 15:20 | ascott3 | 2025-06-05 15:20 | No Photo Available | https://collectorweb.dot.state.oh.us/arcgis/rest/services/HIGHWAY_LIGHTING/HighwayLighting_Reference/FeatureServer/7/554443/attachments/ | http://data.mapchannels.com/dualmaps6/map.htm?lat=39.065360&lng=-84.288166
08 | CLERMONT | CLE | SR | 00125 |  | 4.113 |  | SCLESR00125**C | CLE-125-4.113 | 39.0474 | -84.2464 | 2025-12-31 | Active | 2023-06-16 | 110992 | 2023-06-16 | State | HL0039189 |  |  | State | BB-1 | Conventional | No |  | A | Other |  |  |  | 1 |  |  |  |  | No | No | No | No | No |  | LED | 1 |  | 111 | [5 empty] | 120 |  | Yes | [16 empty] | 2025-06-05 15:05 | NULL |  | 2025-06-05 15:05 | acode1 | 2024-10-10 18:25 | jritchie2 | 2026-06-18 11:14 | No | No | No | No | No | Standing | None | None | None | No | No | No |  | No | 2025-06-05 15:05 | 2025-06-05 15:05 | ascott3 | 2025-06-05 15:05 | ascott3 | 2025-06-05 15:05 | No Photo Available | https://collectorweb.dot.state.oh.us/arcgis/rest/services/HIGHWAY_LIGHTING/HighwayLighting_Reference/FeatureServer/7/551642/attachments/ | http://data.mapchannels.com/dualmaps6/map.htm?lat=39.047398&lng=-84.246405
08 | CLERMONT | CLE | SR | 00125 |  | 4.127 |  | SCLESR00125**C | CLE-125-4.127 | 39.0475 | -84.246 | 2025-12-31 | Active | 2023-06-16 | 110992 | 2023-06-16 | State | HL0039190 |  |  | State | BB-3 | Conventional | No |  | Other | Other |  |  |  | 1 |  |  |  |  | No | No | No | No | No | Combo Pole Installation | LED | 1 |  | 111 | [5 empty] | 120 |  | Yes | [16 empty] | 2025-06-05 14:58 | NULL |  | 2025-06-05 14:58 | acode1 | 2024-10-10 18:23 | jritchie2 | 2026-06-18 11:16 | No | No | No | No | No | Standing | None | None | None | No | No | No |  | No | 2025-06-05 14:58 | 2025-06-05 14:58 | ascott3 | 2025-06-05 14:58 | ascott3 | 2025-06-05 14:58 | No Photo Available | https://collectorweb.dot.state.oh.us/arcgis/rest/services/HIGHWAY_LIGHTING/HighwayLighting_Reference/FeatureServer/7/551641/attachments/ | http://data.mapchannels.com/dualmaps6/map.htm?lat=39.047512&lng=-84.245957
08 | CLERMONT | CLE | SR | 00125 |  | 4.132 |  | SCLESR00125**C | CLE-125-4.132 | 39.0472 | -84.2461 | 2025-12-31 | Active | 2023-06-16 | 110992 | 2023-06-16 | State | HL0039188 |  |  | State | BB-2 | Conventional | No |  | A | Other |  |  |  | 1 | 15 | [5 empty] | No | No | No | Combo Pole Installation | LED | 1 |  | 111 | [5 empty] | 120 |  | Yes | [16 empty] | 2025-06-05 15:05 | NULL |  | 2025-06-05 15:06 | acode1 | 2024-10-10 18:19 | jritchie2 | 2026-06-18 11:15 | No | No | No | No | No | Standing | None | None | None | No | No | No |  | No | 2025-06-05 15:05 | 2025-06-05 15:06 | ascott3 | 2025-06-05 15:06 | ascott3 | 2025-06-05 15:06 | No Photo Available | https://collectorweb.dot.state.oh.us/arcgis/rest/services/HIGHWAY_LIGHTING/HighwayLighting_Reference/FeatureServer/7/550459/attachments/ | http://data.mapchannels.com/dualmaps6/map.htm?lat=39.047216&lng=-84.246143
08 | CLERMONT | CLE | SR | 00131 |  | 0.96 |  | SCLESR00131**C | CLE-131-0.960 | 39.1767 | -84.2575 | 2025-12-31 | Active |  |  |  | State | HL0011139 |  |  | State |  | Conventional | [14 empty] | No | No | No |  | HPS | [28 empty] | NULL |  |  | mhurlow1 | 2018-05-02 13:38 | Dsnyder5 | 2018-07-24 16:14 | [20 empty] | No Photo Available | No Photo Available | http://data.mapchannels.com/dualmaps6/map.htm?lat=39.176685&lng=-84.257462
08 | CLERMONT | CLE | SR | 00131 |  | 2.091 |  | SCLESR00131**C | CLE-131-2.091 | 39.1749 | -84.2365 | 2025-12-31 | Active | 2021-10-31 | 110469 | 2022-06-02 | State | HL0034343 |  |  | State |  | Conventional | [14 empty] | No | No | No |  | HPS | [27 empty] | 2025-10-10 16:16 | NULL |  |  | CADD@P31_AG | 2021-05-14 11:38 | acode1@Editor | 2022-05-16 13:31 | No | No | No | No | No | Standing | None | None | None | No | No | No |  | No | 2025-10-10 16:16 |  | mneeley | 2025-10-10 16:16 | mneeley | 2025-10-10 16:16 | No Photo Available | No Photo Available | http://data.mapchannels.com/dualmaps6/map.htm?lat=39.174938&lng=-84.236499
08 | CLERMONT | CLE | SR | 00131 |  | 2.094 |  | SCLESR00131**C | CLE-131-2.094 | 39.1751 | -84.2364 | 2025-12-31 | Active | 2021-10-31 | 110469 | 2022-06-02 | State | HL0034341 |  |  | State |  | Conventional | [14 empty] | No | No | No |  | HPS | [27 empty] | 2025-10-10 16:16 | NULL |  |  | CADD@P31_AG | 2021-05-14 11:38 | acode1@Editor | 2022-05-16 13:31 | No | No | No | No | No | Standing | None | None | None | No | No | No |  | No | 2025-10-10 16:16 |  | mneeley | 2025-10-10 16:16 | mneeley | 2025-10-10 16:16 | No Photo Available | No Photo Available | http://data.mapchannels.com/dualmaps6/map.htm?lat=39.175145&lng=-84.236442
08 | CLERMONT | CLE | SR | 00131 |  | 2.115 |  | SCLESR00131**C | CLE-131-2.115 | 39.1752 | -84.2361 | 2025-12-31 | Active | 2021-10-31 | 110469 | 2022-06-02 | State | HL0034342 |  |  | State |  | Conventional | [14 empty] | No | No | No |  | HPS | [27 empty] | 2025-10-10 16:11 | NULL |  |  | CADD@P31_AG | 2021-05-14 11:38 | acode1@Admin | 2022-05-16 13:31 | No | No | No | No | No | Standing | None | None | None | No | No | No |  | No | 2025-10-10 16:11 |  | mneeley | 2025-10-10 16:15 | mneeley | 2025-10-10 16:15 | No Photo Available | No Photo Available | http://data.mapchannels.com/dualmaps6/map.htm?lat=39.175171&lng=-84.236065
08 | CLERMONT | CLE | SR | 00132 |  | 12.579 |  | SCLESR00132**C | CLE-132-12.579 | 39.086 | -84.1782 | 2025-12-31 | Retired |  |  |  | State | HL0003216 |  |  | State |  | Conventional | [14 empty] | No | No | No |  | HPS | 1 | [27 empty] | NULL |  |  | mhurlow1 | 2018-05-02 14:37 | rsuing | 2024-11-13 19:55 | [20 empty] | No Photo Available | No Photo Available | http://data.mapchannels.com/dualmaps6/map.htm?lat=39.086046&lng=-84.178223
08 | CLERMONT | CLE | SR | 00133 |  | 21.975 |  | SCLESR00133**C | CLE-133-21.975 | 39.0643 | -84.062 | 2025-12-31 | Active |  |  |  | State | HL0021758 |  |  | State | 1-A0 | Conventional | No |  | AT | A |  |  |  | 1 |  |  |  |  | No | No | No | No | No |  | LED | 1 |  | 120 | 12,000 - 15,999 | No |  | Philips Lumec |  | 480 L-L | [19 empty] | NULL |  |  | mhurlow1 | 2018-05-01 18:48 | jritchie2 | 2026-05-22 16:02 | [20 empty] | No Photo Available | No Photo Available | http://data.mapchannels.com/dualmaps6/map.htm?lat=39.064296&lng=-84.062039
08 | CLERMONT | CLE | SR | 00133 |  | 22.039 |  | SCLESR00133**C | CLE-133-22.039 | 39.0651 | -84.0614 | 2025-12-31 | Active |  |  |  | State | HL0005380 | 2020-03-18 14:35 |  | State | 1-A2 | Conventional | [7 empty] | 1 | [6 empty] | No | No | No |  | HPS | 1 | 200 | [25 empty] | 2025-09-29 17:53 | NULL | 0 |  | mhurlow1 | 2018-05-01 18:47 | dturner | 2020-03-18 18:27 | No | No | No | No | No | Standing | None | None | None | No | No | No |  | No | 2025-09-29 17:53 |  | rdixon5 | 2025-09-29 17:53 | rdixon5 | 2025-09-29 17:53 | No Photo Available | No Photo Available | http://data.mapchannels.com/dualmaps6/map.htm?lat=39.065063&lng=-84.061415
08 | CLERMONT | CLE | SR | 00133 |  | 22.073 |  | SCLESR00133**C | CLE-133-22.073 | 39.0654 | -84.0609 | 2025-12-31 | Active |  |  |  | State | HL0011999 | 2020-03-18 14:49 |  | State | 1-A1 | Conventional | [7 empty] | 1 | [6 empty] | No | No | No |  | HPS | 1 | 200 | [25 empty] | 2025-09-29 17:53 | NULL | 0 |  | mhurlow1 | 2018-05-01 18:48 | dturner | 2020-03-18 18:29 | No | No | No | No | No | Standing | None | None | None | No | No | No |  | No | 2025-09-29 17:53 |  | rdixon5 | 2025-09-29 17:53 | rdixon5 | 2025-09-29 17:53 | No Photo Available | No Photo Available | http://data.mapchannels.com/dualmaps6/map.htm?lat=39.065405&lng=-84.060911
08 | CLERMONT | CLE | SR | 00133 |  | 22.297 |  | SCLESR00133**C | CLE-133-22.297 | 39.0686 | -84.0602 | 2025-12-31 | Active |  |  |  | State | HL0023926 | 2020-03-18 17:37 |  | State | E-32 | Conventional | [7 empty] | 1 | [6 empty] | No | No | No |  | HPS | 1 | 200 | [25 empty] | 2025-09-29 17:53 | NULL | 0 |  | mhurlow1 | 2018-05-01 18:46 | dturner | 2020-03-18 18:37 | No | No | No | No | No | Standing | None | None | None | No | No | No |  | No | 2025-09-29 17:53 |  | rdixon5 | 2025-09-29 17:53 | rdixon5 | 2025-09-29 17:53 | No Photo Available | No Photo Available | http://data.mapchannels.com/dualmaps6/map.htm?lat=39.068558&lng=-84.060214
08 | CLERMONT | CLE | SR | 00133 |  | 22.327 |  | SCLESR00133**C | CLE-133-22.327 | 39.069 | -84.06 | 2025-12-31 | Active |  |  |  | State | HL0026210 | 2020-03-19 13:21 |  | State | 1-B9 | Conventional | [7 empty] | 1 | [6 empty] | No | No | No |  | HPS | 1 | 200 | [25 empty] | 2025-09-29 17:54 | NULL | 0 |  | mhurlow1 | 2018-05-01 18:46 | dturner | 2020-03-19 18:02 | No | No | No | No | No | Standing | None | None | None | No | No | No |  | No | 2025-09-29 17:54 |  | rdixon5 | 2025-09-29 17:54 | rdixon5 | 2025-09-29 17:54 | No Photo Available | No Photo Available | http://data.mapchannels.com/dualmaps6/map.htm?lat=39.068998&lng=-84.060022
08 | CLERMONT | CLE | SR | 00222 |  | 25.804 |  | SCLESR00222**C | CLE-222-25.804 | 39.0862 | -84.1789 | 2025-12-31 | Retired |  |  |  | State | HL0019429 |  |  | State |  | Conventional | [14 empty] | No | No | No |  | HPS | 1 | [27 empty] | NULL |  |  | Dsnyder5 | 2018-06-14 15:34 | rsuing | 2024-11-13 19:54 | [20 empty] | No Photo Available | No Photo Available | http://data.mapchannels.com/dualmaps6/map.htm?lat=39.086166&lng=-84.178889
08 | CLERMONT | CLE | SR | 00450 |  | 0.048 |  | SCLESR00450**N | CLE-450-0.048 | 39.1597 | -84.2732 | 2025-12-31 | Active |  |  |  | State | HL0030647 | 2020-06-16 13:28 |  | State | A27 | Tower |  | 4 | [12 empty] | No | No | No |  | HPS | 4 | 400 | [25 empty] | 2025-06-19 12:46 | 7 - Needs Inspected in 7 CY | 0 | 2025-06-19 12:46 | phillip.monnier | 2014-12-19 10:36 | csonner | 2020-06-16 13:28 | No | No | No | No | No | Standing | None | None | None | No | No | No |  | No | 2025-06-19 12:46 | 2025-06-19 12:46 | ascott3 | 2025-06-19 12:46 | ascott3 | 2025-06-19 12:46 | No Photo Available | https://collectorweb.dot.state.oh.us/arcgis/rest/services/HIGHWAY_LIGHTING/HighwayLighting_Reference/FeatureServer/7/552863/attachments/ | http://data.mapchannels.com/dualmaps6/map.htm?lat=39.159689&lng=-84.273162
08 | CLERMONT | CLE | SR | 00450 |  | 0.138 |  | SCLESR00450**C | CLE-450-0.138 | 39.1596 | -84.2715 | 2025-12-31 | Active |  |  |  | State | HL0030671 | 2020-06-16 13:40 |  | State | A26 | Tower |  | 6 | [12 empty] | No | No | No |  | HPS | 3 | 400 |  |  | Yes | [22 empty] | 2025-06-19 13:04 | 7 - Needs Inspected in 7 CY | 0 | 2025-06-19 13:04 | phillip.monnier | 2014-12-19 10:45 | acode1@Editor | 2026-07-17 11:40 | No | No | No | No | No | Standing | None | None | None | No | No | No |  | No | 2025-06-19 13:04 | 2025-06-19 13:04 | ascott3 | 2025-06-19 13:04 | ascott3 | 2025-06-19 13:04 | https://collectorweb.dot.state.oh.us/arcgis/rest/services/HIGHWAY_LIGHTING/HighwayLighting_Reference/FeatureServer/6/30671/attachments/ | https://collectorweb.dot.state.oh.us/arcgis/rest/services/HIGHWAY_LIGHTING/HighwayLighting_Reference/FeatureServer/7/551263/attachments/ | http://data.mapchannels.com/dualmaps6/map.htm?lat=39.159569&lng=-84.271498
08 | CLERMONT | CLE | SR | 00450 |  | 0.569 |  | SCLESR00450**C | CLE-450-0.569 | 39.1587 | -84.2636 | 2025-12-31 | Active |  |  |  | State | HL0030733 | 2020-06-15 17:24 |  | State | A35 | Tower |  | 4 | [12 empty] | No | No | No |  | HPS | 3 | 400 | [25 empty] | 2022-05-19 13:18 | 4 - Needs Inspected in 4 CY | 0 |  | phillip.monnier | 2014-12-19 11:17 | acode1@Editor | 2026-07-17 11:50 | No | No | No | No | No | Standing | None | None | None | No | No | No |  |  | 2022-05-19 13:18 |  | csonner1 | 2022-05-19 13:37 | csonner1 | 2022-05-19 13:37 | https://collectorweb.dot.state.oh.us/arcgis/rest/services/HIGHWAY_LIGHTING/HighwayLighting_Reference/FeatureServer/6/30733/attachments/ | No Photo Available | http://data.mapchannels.com/dualmaps6/map.htm?lat=39.158660&lng=-84.263613
08 | CLERMONT | CLE | SR | 00450 |  | 0.658 |  | SCLESR00450**N | CLE-450-0.658 | 39.1589 | -84.2619 | 2025-12-31 | Active |  |  |  | State | HL0022015 | 2020-04-16 17:21 |  | State | A3-5 | Conventional | [7 empty] | 1 | [6 empty] | No | No | No |  | HPS | 1 | 200 | [25 empty] | 2025-10-28 17:24 | NULL | 0 |  | mhurlow1 | 2018-05-02 17:09 | csonner1 | 2025-10-28 17:23 | No | No | No | No | No | Standing | None | None | None | No | No | No |  | No | 2025-10-28 17:24 |  | csonner1 | 2025-10-28 17:25 | csonner1 | 2025-10-28 17:25 | No Photo Available | No Photo Available | http://data.mapchannels.com/dualmaps6/map.htm?lat=39.158918&lng=-84.261900
08 | CLERMONT | CLE | SR | 00450 |  | 0.684 |  | SCLESR00450**N | CLE-450-0.684 | 39.1589 | -84.2614 | 2025-12-31 | Active |  |  |  | State | HL0001336 | 2020-04-16 17:09 |  | State | A3-4 | Conventional | No |  | AT | A |  |  |  | 1 |  |  |  |  | No | No | No | No | No |  | HPS | 1 | 200 | [25 empty] | 2025-10-28 17:25 | NULL | 0 |  | mhurlow1 | 2018-05-02 17:10 | jritchie2 | 2026-06-09 15:22 | No | No | No | No | No | Standing | None | None | None | No | No | No |  | No | 2025-10-28 17:25 |  | csonner1 | 2025-10-28 17:25 | csonner1 | 2025-10-28 17:25 | No Photo Available | No Photo Available | http://data.mapchannels.com/dualmaps6/map.htm?lat=39.158852&lng=-84.261428
08 | CLERMONT | CLE | SR | 00450 |  | 0.791 |  | SCLESR00450**C | CLE-450-0.791 | 39.1582 | -84.2595 | 2025-12-31 | Active |  |  |  | State | HL0005261 | 2020-03-13 18:12 |  | State | A7 | Conventional | No |  | AT | X |  |  |  | 1 |  |  |  |  | No | No | No | No | No |  | LED | 1 |  | 120 | 12,000 - 15,999 | No | [22 empty] | 2025-10-28 17:48 | NULL |  |  | mhurlow1 | 2018-05-02 17:13 | jritchie2 | 2026-05-28 16:52 | No | No | No | No | No | Standing | None | None | None | No | No | No |  | No | 2025-10-28 17:48 |  | csonner1 | 2025-10-28 17:48 | csonner1 | 2025-10-28 17:48 | No Photo Available | No Photo Available | http://data.mapchannels.com/dualmaps6/map.htm?lat=39.158221&lng=-84.259549
08 | CLERMONT | CLE | SR | 00450 |  | 0.872 |  | SCLESR00450**C | CLE-450-0.872 | 39.158 | -84.2581 | 2025-12-31 | Active |  |  |  | State | HL0023667 | 2020-03-13 18:20 |  | State | A6 | Conventional | No |  | AT | X |  |  |  | 1 |  |  |  |  | No | No | No | No | No |  | LED | 1 |  | 120 | 12,000 - 15,999 | No |  | Philips Lumec |  | 480 L-L | [18 empty] | 2025-10-28 17:44 | NULL |  |  | mhurlow1 | 2018-05-02 17:13 | jritchie2 | 2026-05-28 16:54 | No | No | No | No | No | Standing | None | None | None | No | No | No |  | No | 2025-10-28 17:44 |  | csonner1 | 2025-10-28 17:44 | csonner1 | 2025-10-28 17:44 | No Photo Available | No Photo Available | http://data.mapchannels.com/dualmaps6/map.htm?lat=39.157980&lng=-84.258077
08 | CLERMONT | CLE | SR | 00450 |  | 0.908 |  | SCLESR00450**C | CLE-450-0.908 | 39.1578 | -84.2575 | 2025-12-31 | Active |  |  |  | State | HL0000494 | 2020-03-13 18:30 |  | State | A5 | Conventional | No |  | AT | X |  |  |  | 1 | [6 empty] | No | No | No |  | LED | 1 |  | 120 | 12,000 - 15,999 | No |  |  |  | 480 L-L | [18 empty] | 2025-10-28 17:42 | NULL |  |  | mhurlow1 | 2018-05-02 17:14 | jritchie2 | 2026-05-28 16:55 | No | No | No | No | No | Standing | None | None | None | No | No | No |  | No | 2025-10-28 17:42 |  | csonner1 | 2025-10-28 17:42 | csonner1 | 2025-10-28 17:42 | No Photo Available | No Photo Available | http://data.mapchannels.com/dualmaps6/map.htm?lat=39.157795&lng=-84.257479
08 | CLERMONT | CLE | SR | 00450 |  | 0.989 |  | SCLESR00450**N | CLE-450-0.989 | 39.1587 | -84.2558 | 2025-12-31 | Active |  |  |  | State | HL0007851 | 2020-03-13 18:33 |  | State | A2 | Conventional | No |  | AT | A |  |  |  | 1 |  |  |  |  | No | No | No | No | No |  | LED | 1 |  | 90 |  |  |  | Philips Lumec |  | 480 L-L | [18 empty] | 2025-10-28 17:38 | NULL |  |  | mhurlow1 | 2018-05-01 19:08 | jritchie2 | 2026-06-17 15:09 | No | No | No | No | No | Standing | None | None | None | No | No | No |  | No | 2025-10-28 17:38 |  | csonner1 | 2025-10-28 17:38 | csonner1 | 2025-10-28 17:38 | No Photo Available | No Photo Available | http://data.mapchannels.com/dualmaps6/map.htm?lat=39.158691&lng=-84.255827
08 | CLERMONT | CLE | SR | 00749 |  | 0.023 |  | SCLESR00749**C | CLE-749-0.023 | 39.0097 | -84.3025 | 2025-12-31 | Active |  |  |  | State | HL0040364 |  |  | State | e-1 | Conventional | No |  | AT | A |  |  |  | 1 |  |  |  |  | No | No | No | No | No |  | LED | 1 |  | 120 |  | No | [22 empty] | 2025-10-28 16:44 | NULL |  |  | ascott3 | 2025-06-03 15:24 | jritchie2 | 2026-06-16 16:01 | No | No | No | No | No | Standing | None | None | None | No | No | No |  | No | 2025-10-28 16:44 |  | csonner1 | 2025-10-28 16:44 | csonner1 | 2025-10-28 16:44 | https://collectorweb.dot.state.oh.us/arcgis/rest/services/HIGHWAY_LIGHTING/HighwayLighting_Reference/FeatureServer/6/455435/attachments/ | No Photo Available | http://data.mapchannels.com/dualmaps6/map.htm?lat=39.009696&lng=-84.302546
08 | CLERMONT | CLE | SR | 00749 |  | 1.735 |  | SCLESR00749**C | CLE-749-1.735 | 39.0118 | -84.2715 | 2025-12-31 | Active |  |  |  | State | HL0011809 |  |  | State |  | Conventional | [14 empty] | No | No | No |  | HPS | [28 empty] | NULL |  |  | mhurlow1 | 2018-05-02 18:28 | Dsnyder5 | 2018-07-24 16:24 | [20 empty] | No Photo Available | No Photo Available | http://data.mapchannels.com/dualmaps6/map.htm?lat=39.011833&lng=-84.271501
08 | CLERMONT | CLE | SR | 00749 |  | 2.403 |  | SCLESR00749**C | CLE-749-2.403 | 39.009 | -84.2598 | 2025-12-31 | Active |  |  |  | State | HL0008766 |  |  | State |  | Conventional | [14 empty] | No | No | No |  | HPS | [28 empty] | NULL |  |  | mhurlow1 | 2018-05-02 18:29 | Dsnyder5 | 2018-07-24 16:24 | [20 empty] | No Photo Available | No Photo Available | http://data.mapchannels.com/dualmaps6/map.htm?lat=39.008973&lng=-84.259830
08 | CLERMONT | CLE | SR | 00749 |  | 2.593 |  | SCLESR00749**C | CLE-749-2.593 | 39.0072 | -84.2572 | 2025-12-31 | Active |  |  |  | State | HL0021544 |  |  | State |  | Conventional | [14 empty] | No | No | No |  | HPS | [28 empty] | NULL |  |  | mhurlow1 | 2018-05-02 18:32 | Dsnyder5 | 2018-07-24 16:24 | [20 empty] | No Photo Available | No Photo Available | http://data.mapchannels.com/dualmaps6/map.htm?lat=39.007174&lng=-84.257186
08 | CLERMONT | CLE | SR | 00749 |  | 3.548 |  | SCLESR00749**C | CLE-749-3.548 | 38.9988 | -84.2445 | 2025-12-31 | Active |  |  |  | State | HL0024642 |  |  | State |  | Conventional | [14 empty] | No | No | No |  | HPS | [28 empty] | NULL |  |  | mhurlow1 | 2018-05-02 18:34 | Dsnyder5 | 2018-07-24 16:24 | [20 empty] | No Photo Available | No Photo Available | http://data.mapchannels.com/dualmaps6/map.htm?lat=38.998830&lng=-84.244544
08 | CLERMONT | CLE | SR | 00749 |  | 4.496 |  | SCLESR00749**C | CLE-749-4.496 | 38.9941 | -84.2297 | 2025-12-31 | Active |  |  |  | State | HL0013638 |  |  | State |  | Conventional | [14 empty] | No | No | No |  | HPS | [28 empty] | NULL |  |  | mhurlow1 | 2018-05-02 18:36 | Dsnyder5 | 2018-07-24 16:24 | [20 empty] | No Photo Available | No Photo Available | http://data.mapchannels.com/dualmaps6/map.htm?lat=38.994069&lng=-84.229655
08 | CLERMONT | CLE | SR | 00749 |  | 4.808 |  | SCLESR00749**C | CLE-749-4.808 | 38.9932 | -84.224 | 2025-12-31 | Active |  |  |  | State | HL0015788 |  |  | State |  | Conventional | [14 empty] | No | No | No |  | HPS | [28 empty] | NULL |  |  | mhurlow1 | 2018-05-02 18:38 | Dsnyder5 | 2018-07-24 16:24 | [20 empty] | No Photo Available | No Photo Available | http://data.mapchannels.com/dualmaps6/map.htm?lat=38.993222&lng=-84.223953
08 | CLERMONT | CLE | SR | 00756 |  | 4.065 |  | SCLESR00756**C | CLE-756-4.065 | 38.8599 | -84.1556 | 2025-12-31 | Active |  |  |  | State | HL0012938 |  |  | State | 1-C | Conventional | No |  | AT | A |  |  |  | 1 |  |  |  |  | No | No | No | No | No |  | HPS | 1 | 200 | [26 empty] | NULL |  |  | mhurlow1 | 2018-05-02 18:46 | jritchie2 | 2026-06-16 16:40 | [20 empty] | No Photo Available | No Photo Available | http://data.mapchannels.com/dualmaps6/map.htm?lat=38.859942&lng=-84.155602
08 | CLERMONT | CLE | TR | 02116 |  | 0.259 |  | TCLETR02116**C | CLE-2116-0.259 | 39.0695 | -84.2953 | 2025-12-31 | Retired |  |  |  | State | HL0028686 | 2020-03-27 14:14 |  | State | 3c4 | Tower |  | 6 | [12 empty] | No | No | No |  | HPS | 4 | 400 | [26 empty] | NULL |  |  | teri.scanlon | 2014-12-15 09:52 | acode1@Editor | 2026-04-20 12:29 | No | No | No | No | No | Standing | None | None | None | No | No | No |  |  | 2021-06-07 11:03 |  | odotonline\rdixon5 | 2021-06-11 11:03 | odotonline\rdixon5 | 2021-06-11 11:03 | No Photo Available | No Photo Available | http://data.mapchannels.com/dualmaps6/map.htm?lat=39.069453&lng=-84.295313
08 | CLERMONT | CLE | US | 00050 |  | 3.008 |  | SCLEUS00050**C | CLE-50-3.008 | 39.1591 | -84.2559 | 2025-12-31 | Active |  |  |  | State | HL0007735 | 2020-03-13 18:32 |  | State | A1 | Conventional | No |  | AT | A |  |  |  | 1 |  |  |  |  | No | No | No | No | No | No Sticker Indicators | HPS | 1 | 250 |  |  | No |  | Philips Lumec | [20 empty] | 2025-10-28 17:36 | NULL | 0 |  | mhurlow1 | 2018-05-01 19:09 | jritchie2 | 2026-06-17 15:08 | No | No | No | No | No | Standing | None | None | None | No | No | No |  | No | 2025-10-28 17:36 |  | csonner1 | 2025-10-28 17:36 | csonner1 | 2025-10-28 17:36 | No Photo Available | No Photo Available | http://data.mapchannels.com/dualmaps6/map.htm?lat=39.159123&lng=-84.255886
08 | CLERMONT | CLE | US | 00050 |  | 3.149 |  | SCLEUS00050**C | CLE-50-3.149 | 39.1571 | -84.2554 | 2025-12-31 | Active |  |  |  | State | HL0013703 | 2020-03-13 18:34 |  | State | A3 | Conventional | No |  | AT | A |  |  |  | 1 |  |  |  |  | No | No | No | No | No |  | LED | 1 |  | 70 | [24 empty] | 2025-10-28 17:39 | NULL |  | 2025-10-28 17:39 | mhurlow1 | 2018-05-01 19:14 | jritchie2 | 2026-06-17 15:12 | No | No | No | No | No | Standing | None | None | None | No | No | No |  | No | 2025-10-28 17:39 | 2025-10-28 17:39 | csonner1 | 2025-10-28 17:39 | csonner1 | 2025-10-28 17:39 | No Photo Available | No Photo Available | http://data.mapchannels.com/dualmaps6/map.htm?lat=39.157113&lng=-84.255373
08 | CLERMONT | CLE | US | 00050 |  | 3.178 |  | SCLEUS00050**C | CLE-50-3.178 | 39.1567 | -84.2552 | 2025-12-31 | Active |  |  |  | State | HL0013163 | 2020-03-13 18:31 |  | State | A4 | Conventional | No |  | AT | A |  |  |  | 1 |  |  |  |  | No | No | No | No | No |  | LED | 1 |  | 150 | 12,000 - 15,999 | No | [22 empty] | 2025-10-28 17:41 | NULL |  |  | mhurlow1 | 2018-05-01 19:16 | jritchie2 | 2026-06-17 15:13 | No | No | No | No | No | Standing | None | None | None | No | No | No |  | No | 2025-10-28 17:41 |  | csonner1 | 2025-10-28 17:41 | csonner1 | 2025-10-28 17:41 | No Photo Available | No Photo Available | http://data.mapchannels.com/dualmaps6/map.htm?lat=39.156688&lng=-84.255163
08 | CLERMONT | CLE | US | 00050 |  | 5.116 |  | SCLEUS00050**C | CLE-50-5.116 | 39.1381 | -84.237 | 2025-12-31 | Active |  |  |  | State | HL0040386 |  |  | State | Z-1 | Conventional | No |  | A | X |  |  |  | 1 |  |  |  |  | No | No | No | No | No | Attached to Signal Poles | LED | 1 |  | 70 | 12,000 - 15,999 | No | [22 empty] | 2025-06-05 16:33 | NULL |  | 2025-06-05 16:33 | ascott3 | 2025-06-05 16:26 | jritchie2 | 2026-06-17 15:23 | No | No | No | No | No | Standing | None | None | None | No | No | No |  | No | 2025-06-05 16:33 | 2025-06-05 16:33 | ascott3 | 2025-06-05 16:33 | ascott3 | 2025-06-05 16:33 | No Photo Available | https://collectorweb.dot.state.oh.us/arcgis/rest/services/HIGHWAY_LIGHTING/HighwayLighting_Reference/FeatureServer/7/554065/attachments/ | http://data.mapchannels.com/dualmaps6/map.htm?lat=39.138108&lng=-84.236964
08 | CLERMONT | CLE | US | 00050 |  | 5.132 |  | SCLEUS00050**C | CLE-50-5.132 | 39.1378 | -84.237 | 2025-12-31 | Active |  |  |  | State | HL0040387 |  |  | State | Z-2 | Conventional | No |  | A | X |  |  |  | 1 |  |  |  |  | No |  | No | No | No |  | LED | 1 |  | 70 | 12,000 - 15,999 | No |  |  |  | 480 L-L | [18 empty] | 2025-06-05 16:34 | NULL |  | 2025-06-05 16:34 | ascott3 | 2025-06-05 16:27 | jritchie2 | 2026-06-17 15:24 | No | No | No | No | No | Standing | None | None | None | No | No | No |  | No | 2025-06-05 16:34 | 2025-06-05 16:34 | ascott3 | 2025-06-05 16:34 | ascott3 | 2025-06-05 16:34 | No Photo Available | https://collectorweb.dot.state.oh.us/arcgis/rest/services/HIGHWAY_LIGHTING/HighwayLighting_Reference/FeatureServer/7/546048/attachments/ | http://data.mapchannels.com/dualmaps6/map.htm?lat=39.137808&lng=-84.236977
08 | CLERMONT | CLE | US | 00052 |  | 1.403 |  | SCLEUS00052**C | CLE-52-1.403 | 39.0096 | -84.3033 | 2025-12-31 | Active |  |  |  | State | HL0040365 |  |  | State | e-2 | Conventional | No |  | AT | A |  |  |  | 1 |  |  |  |  | No | No | No | No | No |  | LED | 1 | [26 empty] | 2025-10-28 16:44 | NULL |  |  | ascott3 | 2025-06-03 15:25 | jritchie2 | 2026-06-16 16:01 | No | No | No | No | No | Standing | None | None | None | No | No | No |  | No | 2025-10-28 16:44 |  | csonner1 | 2025-10-28 16:44 | csonner1 | 2025-10-28 16:44 | No Photo Available | No Photo Available | http://data.mapchannels.com/dualmaps6/map.htm?lat=39.009573&lng=-84.303287
08 | CLERMONT | CLE | US | 00052 |  | 6.429 |  | SCLEUS00052**N | CLE-52-6.429 | 38.9423 | -84.2714 | 2025-12-31 | Active |  |  |  | State | HL0040356 |  |  | State |  | Conventional | [14 empty] | No | No | No |  | LED | 1 | [26 empty] | 2025-10-28 14:05 | NULL |  |  | ascott3 | 2025-06-03 14:14 | ascott3 | 2025-06-03 14:14 | No | No | No | No | No | Standing | None | None | None | No | No | No |  | No | 2025-10-28 14:05 |  | csonner1 | 2025-10-28 14:05 | csonner1 | 2025-10-28 14:05 | No Photo Available | No Photo Available | http://data.mapchannels.com/dualmaps6/map.htm?lat=38.942323&lng=-84.271376
08 | CLERMONT | CLE | US | 00052 |  | 6.432 |  | SCLEUS00052**C | CLE-52-6.432 | 38.942 | -84.2716 | 2025-12-31 | Active |  |  |  | State | HL0040357 |  |  | State | E1-2 | Conventional | [14 empty] | No | No | No |  | LED | 1 | [26 empty] | 2025-06-03 14:15 | NULL |  | 2025-06-03 14:15 | ascott3 | 2025-06-03 14:13 | jritchie2 | 2026-06-16 16:44 | No | No | No | No | No | Standing | None | None | None | No | No | No |  | No | 2025-06-03 14:15 | 2025-06-03 14:15 | ascott3 | 2025-06-03 14:15 | ascott3 | 2025-06-03 14:15 | No Photo Available | https://collectorweb.dot.state.oh.us/arcgis/rest/services/HIGHWAY_LIGHTING/HighwayLighting_Reference/FeatureServer/7/550049/attachments/ | http://data.mapchannels.com/dualmaps6/map.htm?lat=38.941990&lng=-84.271563
08 | CLERMONT | CLE | US | 00052 |  | 6.537 |  | SCLEUS00052**C | CLE-52-6.537 | 38.9407 | -84.2705 | 2025-12-31 | Active |  |  |  | State | HL0024737 | 2020-03-23 16:56 |  | State | D1 6 | Conventional | [7 empty] | 1 | [6 empty] | No | No | No |  | LED | 1 |  | 80 | [24 empty] | 2025-10-28 14:20 | NULL |  | 2025-10-28 14:20 | mhurlow1 | 2018-05-02 11:41 | odotonline\rdixon5 | 2024-06-06 15:49 | No | No | No | No | No | Standing | None | None | None | No | No | No | KTK fuse | No | 2025-10-28 14:20 | 2025-10-28 14:20 | csonner1 | 2025-10-28 14:21 | csonner1 | 2025-10-28 14:21 | No Photo Available | No Photo Available | http://data.mapchannels.com/dualmaps6/map.htm?lat=38.940692&lng=-84.270523
08 | CLERMONT | CLE | US | 00052 |  | 6.546 |  | SCLEUS00052**N | CLE-52-6.546 | 38.9409 | -84.2702 | 2025-12-31 | Active |  |  |  | State | HL0000177 | 2020-03-23 17:45 |  | State | D1 9 | Conventional | [7 empty] | 1 | [6 empty] | No | No | No |  | LED | 1 |  | 80 | [24 empty] | 2025-10-28 14:05 | NULL |  |  | mhurlow1 | 2018-05-02 11:39 | ascott3 | 2025-06-03 14:33 | No | No | No | No | No | Standing | None | None | None | No | No | No |  | No | 2025-10-28 14:05 |  | csonner1 | 2025-10-28 14:05 | csonner1 | 2025-10-28 14:05 | No Photo Available | No Photo Available | http://data.mapchannels.com/dualmaps6/map.htm?lat=38.940879&lng=-84.270220
08 | CLERMONT | CLE | US | 00052 |  | 6.57 |  | SCLEUS00052**C | CLE-52-6.570 | 38.9403 | -84.2701 | 2025-12-31 | Active |  |  |  | State | HL0020176 | 2020-03-23 16:57 |  | State | D1 5 | Conventional | [7 empty] | 1 | [6 empty] | No | No | No |  | LED | 1 |  | 80 | [24 empty] | 2025-10-28 14:22 | NULL |  |  | mhurlow1 | 2018-05-02 11:43 | odotonline\rdixon5 | 2024-06-06 15:48 | No | No | No | No | No | Standing | None | None | None | No | No | No |  | No | 2025-10-28 14:22 |  | csonner1 | 2025-10-28 14:22 | csonner1 | 2025-10-28 14:22 | No Photo Available | No Photo Available | http://data.mapchannels.com/dualmaps6/map.htm?lat=38.940348&lng=-84.270066
08 | CLERMONT | CLE | US | 00052 |  | 6.578 |  | SCLEUS00052**N | CLE-52-6.578 | 38.9406 | -84.2697 | 2025-12-31 | Retired |  |  |  | State | HL0038701 |  |  | State | LCC | Other | [14 empty] | Yes | Yes | No |  | HPS | [28 empty] | NULL |  |  | odotonline\rdixon5 | 2024-06-06 16:24 | acode1@Admin | 2025-06-04 18:47 | [20 empty] | No Photo Available | No Photo Available | http://data.mapchannels.com/dualmaps6/map.htm?lat=38.940615&lng=-84.269722
08 | CLERMONT | CLE | US | 00052 |  | 6.579 |  | SCLEUS00052**N | CLE-52-6.579 | 38.9405 | -84.2699 | 2025-12-31 | Active |  |  |  | State | HL0019212 | 2020-03-23 17:44 |  | State | D1 8 | Conventional | [7 empty] | 1 | [6 empty] | No | No | No |  | LED | 1 |  | 80 | [24 empty] | 2025-10-28 14:04 | NULL |  |  | mhurlow1 | 2018-05-02 11:44 | odotonline\rdixon5 | 2024-06-06 16:18 | No | No | No | No | No | Standing | None | None | None | No | No | No |  | No | 2025-10-28 14:04 |  | csonner1 | 2025-10-28 14:05 | csonner1 | 2025-10-28 14:05 | No Photo Available | No Photo Available | http://data.mapchannels.com/dualmaps6/map.htm?lat=38.940494&lng=-84.269877
08 | CLERMONT | CLE | US | 00052 |  | 6.603 |  | SCLEUS00052**C | CLE-52-6.603 | 38.9401 | -84.2695 | 2025-12-31 | Active |  |  |  | State | HL0004435 | 2020-03-23 17:05 |  | State | D1 4 | Conventional | [7 empty] | 1 | [6 empty] | No | No | No |  | LED | 1 |  | 80 | [24 empty] | 2025-10-28 14:29 | NULL |  | 2025-10-28 14:29 | mhurlow1 | 2018-05-02 11:44 | odotonline\rdixon5 | 2024-06-06 15:55 | No | No | No | No | No | Standing | None | None | None | No | No | No | Bad fused pull apart connector kit / troubleshoot/replaced with new | No | 2025-10-28 14:29 | 2025-10-28 14:29 | csonner1 | 2025-10-28 14:31 | csonner1 | 2025-10-28 14:31 | No Photo Available | No Photo Available | http://data.mapchannels.com/dualmaps6/map.htm?lat=38.940077&lng=-84.269549
08 | CLERMONT | CLE | US | 00052 |  | 6.638 |  | SCLEUS00052**C | CLE-52-6.638 | 38.9398 | -84.269 | 2025-12-31 | Active |  |  |  | State | HL0000336 | 2020-03-23 17:41 |  | State | D1 3 | Conventional | [7 empty] | 1 | [6 empty] | No | No | No |  | LED | 1 |  | 80 | [24 empty] | 2025-10-28 14:33 | NULL |  |  | mhurlow1 | 2018-10-03 18:15 | odotonline\rdixon5 | 2024-06-06 16:09 | No | No | No | No | No | Standing | None | None | None | No | No | No |  | No | 2025-10-28 14:33 |  | csonner1 | 2025-10-28 14:33 | csonner1 | 2025-10-28 14:33 | No Photo Available | No Photo Available | http://data.mapchannels.com/dualmaps6/map.htm?lat=38.939826&lng=-84.268998
08 | CLERMONT | CLE | US | 00052 |  | 6.671 |  | SCLEUS00052**C | CLE-52-6.671 | 38.9396 | -84.2685 | 2025-12-31 | Active |  |  |  | State | HL0023020 | 2020-03-23 17:43 |  | State | D1-2 | Conventional | No |  | AT | A |  |  |  | 1 |  |  |  |  | No | No | No | No | No |  | LED | 1 |  | 80 | [24 empty] | 2025-10-28 14:34 | NULL |  |  | mhurlow1 | 2018-05-02 11:45 | jritchie2 | 2026-06-16 16:42 | No | No | No | No | No | Standing | None | None | None | No | No | No |  | No | 2025-10-28 14:34 |  | csonner1 | 2025-10-28 14:35 | csonner1 | 2025-10-28 14:35 | No Photo Available | No Photo Available | http://data.mapchannels.com/dualmaps6/map.htm?lat=38.939561&lng=-84.268512
08 | CLERMONT | CLE | US | 00052 |  | 6.703 |  | SCLEUS00052**C | CLE-52-6.703 | 38.9392 | -84.2681 | 2025-12-31 | Active |  |  |  | State | HL0019184 |  |  | State | D1-1 | Conventional | No |  | AT | A |  |  |  | 1 |  |  |  |  | No | No | No | No | No |  | LED | 1 |  | 80 | [24 empty] | 2025-10-28 15:42 | NULL |  |  | mhurlow1 | 2018-10-03 18:16 | jritchie2 | 2026-06-16 16:41 | No | No | No | No | No | Standing | None | None | None | No | No | No |  | No | 2025-10-28 15:42 |  | csonner1 | 2025-10-28 15:42 | csonner1 | 2025-10-28 15:42 | No Photo Available | No Photo Available | http://data.mapchannels.com/dualmaps6/map.htm?lat=38.939221&lng=-84.268126
08 | CLERMONT | CLE | US | 00052 |  | 10.362 |  | SCLEUS00052**C | CLE-52-10.362 | 38.894 | -84.2332 | 2025-12-31 | Active |  |  |  | State | HL0026254 | 2020-06-02 15:55 |  | State | 1 | Conventional | [7 empty] | 2 | [6 empty] | No | No | No |  | LED | 2 |  | 80 | [8 empty] | Yes | [15 empty] | 2025-10-28 15:44 | NULL |  |  | mhurlow1 | 2018-05-02 11:53 | jritchie2 | 2026-06-16 16:36 | No | No | No | No | No | Standing | None | None | None | No | No | No |  | No | 2025-10-28 15:44 |  | csonner1 | 2025-10-28 15:44 | csonner1 | 2025-10-28 15:44 | No Photo Available | No Photo Available | http://data.mapchannels.com/dualmaps6/map.htm?lat=38.894034&lng=-84.233204
08 | CLERMONT | CLE | US | 00052 |  | 10.422 |  | SCLEUS00052**C | CLE-52-10.422 | 38.8933 | -84.2326 | 2025-12-31 | Active |  |  |  | State | HL0003257 | 2020-06-02 15:57 |  | State | 2 | Conventional | No |  | AT | A |  |  |  | 1 |  |  |  |  | No | No | No | No | No |  | LED | 1 |  | 80 | [8 empty] | Yes | [15 empty] | 2025-10-28 15:44 | NULL |  | 2025-10-28 15:44 | mhurlow1 | 2018-05-02 11:55 | jritchie2 | 2026-06-16 16:36 | No | No | No | No | No | Standing | None | None | None | No | No | No | Repair #10awg connection at the pole/ Troubleshoot | No | 2025-10-28 15:44 | 2025-10-28 15:44 | csonner1 | 2025-10-28 15:45 | csonner1 | 2025-10-28 15:45 | No Photo Available | No Photo Available | http://data.mapchannels.com/dualmaps6/map.htm?lat=38.893275&lng=-84.232608
08 | CLERMONT | CLE | US | 00052 |  | 19.423 |  | SCLEUS00052**C | CLE-52-19.423 | 38.8005 | -84.1588 | 2025-12-31 | Active |  |  |  | State | HL0025360 |  |  | State | Z-1 | Conventional | No |  | AT | A |  |  |  | 1 |  |  |  |  | No | No | No | No | No |  | HPS | 1 | 200 | [26 empty] | NULL |  |  | mhurlow1 | 2018-05-02 12:24 | jritchie2 | 2026-06-16 16:38 | [20 empty] | No Photo Available | No Photo Available | http://data.mapchannels.com/dualmaps6/map.htm?lat=38.800477&lng=-84.158834
08 | CLINTON | CLI | IR | 00071 |  | 7.209 |  | SCLIIR00071**C | CLI-71-7.209 | 39.5107 | -83.8691 | 2025-12-31 | Active |  |  |  | State | HL0010455 | 2020-02-19 20:58 |  | State | L-13 | Conventional | No |  | AT | A |  |  |  | 1 |  |  |  | No | No | No | No | No | No |  | LED | 1 |  | 70 |  | No |  | GE |  | 480 L-N |  | No | No | No | No | No | [12 empty] | 2020-02-19 21:00 | NULL |  |  | mhurlow1 | 2018-05-03 12:43 | jritchie2 | 2026-06-22 17:00 | No | No | No | No | No | Standing | None | None | None | No | No | No |  |  | 2020-02-19 21:00 |  | dturner | 2020-02-19 21:00 | dturner | 2020-02-19 21:00 | No Photo Available | No Photo Available | http://data.mapchannels.com/dualmaps6/map.htm?lat=39.510654&lng=-83.869145
08 | CLINTON | CLI | RA | 14020 |  | 0.161 |  | SCLIRA14020**C | CLI-14020-0.161 | 39.4648 | -83.8336 | 2025-12-31 | Active |  |  |  | State | HL0011299 |  |  | State | C 11 | Conventional | [14 empty] | No | No | No |  | HPS | [27 empty] | 2022-06-14 12:36 | NULL |  |  | mhurlow1 | 2018-05-03 12:09 | jhudson | 2022-06-14 12:35 | No | No | No | No | No | Standing | None | None | None | No | No | No |  |  | 2022-06-14 12:36 |  | jhudson | 2022-06-14 12:35 | jhudson | 2022-06-14 12:35 | No Photo Available | No Photo Available | http://data.mapchannels.com/dualmaps6/map.htm?lat=39.464794&lng=-83.833623
08 | CLINTON | CLI | RA | 14020 |  | 0.196 |  | SCLIRA14020**C | CLI-14020-0.196 | 39.4649 | -83.833 | 2025-12-31 | Active |  |  |  | State | HL0014982 |  |  | State | C 12 | Conventional | [14 empty] | No | No | No |  | HPS | [27 empty] | 2022-06-14 12:37 | NULL |  |  | mhurlow1 | 2018-05-03 12:09 | jhudson | 2022-06-14 12:36 | No | No | No | No | No | Standing | None | None | None | No | No | No |  |  | 2022-06-14 12:37 |  | jhudson | 2022-06-14 12:36 | jhudson | 2022-06-14 12:36 | No Photo Available | No Photo Available | http://data.mapchannels.com/dualmaps6/map.htm?lat=39.464861&lng=-83.832980
08 | CLINTON | CLI | RA | 14020 |  | 0.264 |  | SCLIRA14020**C | CLI-14020-0.264 | 39.4649 | -83.8317 | 2025-12-31 | Active |  |  |  | State | HL0007407 |  |  | State | C 13 | Conventional | [14 empty] | No | No | No |  | HPS | [27 empty] | 2022-06-14 12:37 | NULL |  |  | mhurlow1 | 2018-05-03 12:09 | jhudson | 2022-06-14 12:36 | No | No | No | No | No | Standing | None | None | None | No | No | No |  |  | 2022-06-14 12:37 |  | jhudson | 2022-06-14 12:37 | jhudson | 2022-06-14 12:37 | No Photo Available | No Photo Available | http://data.mapchannels.com/dualmaps6/map.htm?lat=39.464919&lng=-83.831714
08 | CLINTON | CLI | RA | 14021 |  | 0.006 |  | SCLIRA14021**C | CLI-14021-0.006 | 39.4654 | -83.8306 | 2025-12-31 | Active |  |  |  | State | HL0021373 |  |  | State | D 14 | Conventional | [14 empty] | No | No | No |  | HPS | [27 empty] | 2022-06-14 12:38 | NULL |  |  | mhurlow1 | 2018-05-03 12:10 | jhudson | 2022-06-14 12:37 | No | No | No | No | No | Standing | None | None | None | No | No | No |  |  | 2022-06-14 12:38 |  | jhudson | 2022-06-14 12:37 | jhudson | 2022-06-14 12:37 | No Photo Available | No Photo Available | http://data.mapchannels.com/dualmaps6/map.htm?lat=39.465430&lng=-83.830614
08 | CLINTON | CLI | RA | 14021 |  | 0.136 |  | SCLIRA14021**C | CLI-14021-0.136 | 39.4654 | -83.833 | 2025-12-31 | Active |  |  |  | State | HL0013521 |  |  | State | D 12 | Conventional | [14 empty] | No | No | No |  | HPS | [27 empty] | 2022-06-14 12:39 | NULL |  |  | mhurlow1 | 2018-05-03 12:09 | jhudson | 2022-06-14 12:38 | No | No | No | No | No | Standing | None | None | None | No | No | No |  |  | 2022-06-14 12:39 |  | jhudson | 2022-06-14 12:38 | jhudson | 2022-06-14 12:38 | No Photo Available | No Photo Available | http://data.mapchannels.com/dualmaps6/map.htm?lat=39.465405&lng=-83.833049
08 | CLINTON | CLI | RA | 14021 |  | 0.173 |  | SCLIRA14021**C | CLI-14021-0.173 | 39.4655 | -83.8337 | 2025-12-31 | Active |  |  |  | State | HL0004894 |  |  | State | D 11 | Conventional | [14 empty] | No | No | No |  | HPS | [27 empty] | 2025-10-02 16:07 | NULL |  |  | mhurlow1 | 2018-05-03 12:09 | jhudson | 2022-06-14 12:39 | No | No | No | No | Yes | Standing | None | None | None | Yes | No | No | Hole in t-base | Yes | 2025-10-02 16:07 |  | ascott3 | 2025-10-02 16:07 | ascott3 | 2025-10-02 16:17 | No Photo Available | https://collectorweb.dot.state.oh.us/arcgis/rest/services/HIGHWAY_LIGHTING/HighwayLighting_Reference/FeatureServer/7/568021/attachments/ | http://data.mapchannels.com/dualmaps6/map.htm?lat=39.465457&lng=-83.833747
08 | CLINTON | CLI | RA | 14022 |  | 0.198 |  | SCLIRA14022**C | CLI-14022-0.198 | 39.4651 | -83.8404 | 2025-12-31 | Active |  |  |  | State | HL0016341 |  |  | State | D 21 | Conventional | [14 empty] | No | No | No |  | HPS | [27 empty] | 2025-10-02 16:16 | NULL |  |  | mhurlow1 | 2018-05-03 12:06 | jhudson | 2022-06-14 12:28 | No | No | No | No | No | Standing | None | None | None | Yes | No | No | Needs a tbase hole in it | Yes | 2025-10-02 16:16 |  | ascott3 | 2025-10-02 16:16 | ascott3 | 2025-10-02 16:16 | No Photo Available | https://collectorweb.dot.state.oh.us/arcgis/rest/services/HIGHWAY_LIGHTING/HighwayLighting_Reference/FeatureServer/7/567228/attachments/ | http://data.mapchannels.com/dualmaps6/map.htm?lat=39.465115&lng=-83.840418
08 | CLINTON | CLI | RA | 14022 |  | 0.272 |  | SCLIRA14022**C | CLI-14022-0.272 | 39.465 | -83.8418 | 2025-12-31 | Active |  |  |  | State | HL0013841 |  |  | State | D23 | Conventional | [14 empty] | No | No | No |  | HPS | [27 empty] | 2025-10-02 16:33 | NULL |  |  | mhurlow1 | 2018-05-03 12:06 | jhudson | 2022-06-14 12:30 | No | No | No | No | No | Standing | None | None | None | Yes | No | No | hole In tbase | Yes | 2025-10-02 16:33 |  | ascott3 | 2025-10-02 16:33 | ascott3 | 2025-10-02 16:33 | No Photo Available | https://collectorweb.dot.state.oh.us/arcgis/rest/services/HIGHWAY_LIGHTING/HighwayLighting_Reference/FeatureServer/7/568422/attachments/ | http://data.mapchannels.com/dualmaps6/map.htm?lat=39.465043&lng=-83.841804
08 | CLINTON | CLI | RA | 14022 |  | 0.347 |  | SCLIRA14022**C | CLI-14022-0.347 | 39.465 | -83.8432 | 2025-12-31 | Active |  |  |  | State | HL0013623 |  |  | State | D 24 | Conventional | [14 empty] | No | No | No |  | HPS | [27 empty] | 2025-10-02 16:34 | NULL |  |  | mhurlow1 | 2018-05-03 12:06 | jhudson | 2022-06-14 12:30 | No | No | No | No | No | Standing | None | None | None | Yes | No | No | hole In tbase | Yes | 2025-10-02 16:34 |  | ascott3 | 2025-10-02 16:34 | ascott3 | 2025-10-02 16:34 | No Photo Available | https://collectorweb.dot.state.oh.us/arcgis/rest/services/HIGHWAY_LIGHTING/HighwayLighting_Reference/FeatureServer/7/566420/attachments/ | http://data.mapchannels.com/dualmaps6/map.htm?lat=39.464975&lng=-83.843210
08 | CLINTON | CLI | RA | 14023 |  | 0.095 |  | SCLIRA14023**C | CLI-14023-0.095 | 39.4646 | -83.8409 | 2025-12-31 | Active |  |  |  | State | HL0005992 |  |  | State | C 24 | Conventional | [14 empty] | No | No | No |  | HPS | [27 empty] | 2022-06-14 12:33 | NULL |  |  | mhurlow1 | 2018-05-03 12:06 | jhudson | 2022-06-14 12:32 | No | No | No | No | No | Standing | None | None | None | No | No | No |  |  | 2022-06-14 12:33 |  | jhudson | 2022-06-14 12:32 | jhudson | 2022-06-14 12:32 | No Photo Available | No Photo Available | http://data.mapchannels.com/dualmaps6/map.htm?lat=39.464577&lng=-83.840900
08 | CLINTON | CLI | RA | 14023 |  | 0.149 |  | SCLIRA14023**C | CLI-14023-0.149 | 39.4647 | -83.8399 | 2025-12-31 | Active |  |  |  | State | HL0007776 |  |  | State | C 23 | Conventional | [14 empty] | No | No | No |  | HPS | [27 empty] | 2022-06-14 12:34 | NULL |  |  | mhurlow1 | 2018-05-03 12:07 | jhudson | 2022-06-14 12:33 | No | No | No | No | No | Standing | None | None | None | No | No | No |  |  | 2022-06-14 12:34 |  | jhudson | 2022-06-14 12:33 | jhudson | 2022-06-14 12:33 | No Photo Available | No Photo Available | http://data.mapchannels.com/dualmaps6/map.htm?lat=39.464660&lng=-83.839870
08 | CLINTON | CLI | RA | 14023 |  | 0.163 |  | SCLIRA14023**C | CLI-14023-0.163 | 39.4645 | -83.8396 | 2025-12-31 | Active |  |  |  | State | HL0023216 |  |  | State | C 22 | Conventional | [14 empty] | No | No | No |  | HPS | [27 empty] | 2022-06-14 12:35 | NULL |  |  | mhurlow1 | 2018-05-03 12:07 | jhudson | 2022-06-14 12:33 | No | No | No | No | No | Standing | None | None | None | No | No | No |  |  | 2022-06-14 12:35 |  | jhudson | 2022-06-14 12:34 | jhudson | 2022-06-14 12:34 | No Photo Available | No Photo Available | http://data.mapchannels.com/dualmaps6/map.htm?lat=39.464527&lng=-83.839632
08 | CLINTON | CLI | SR | 00073 |  | 8.135 |  | SCLISR00073**C | CLI-73-8.135 | 39.4645 | -83.8428 | 2025-12-31 | Active |  |  |  | State | HL0008077 |  |  | State | C 25 | Conventional | [14 empty] | No | No | No |  | HPS | [27 empty] | 2022-06-14 12:32 | NULL |  |  | mhurlow1 | 2018-05-03 12:06 | jhudson | 2022-06-14 12:32 | No | No | No | No | No | Standing | None | None | None | No | No | No |  |  | 2022-06-14 12:32 |  | jhudson | 2022-06-14 12:32 | jhudson | 2022-06-14 12:32 | No Photo Available | No Photo Available | http://data.mapchannels.com/dualmaps6/map.htm?lat=39.464548&lng=-83.842802
08 | CLINTON | CLI | SR | 00073 |  | 8.63 |  | SCLISR00073**N | CLI-73-8.630 | 39.4653 | -83.8335 | 2025-12-31 | Active |  |  |  | State | HL0015649 |  |  | State | D 13 | Conventional | [14 empty] | No | No | No |  | HPS | [27 empty] | 2022-06-14 12:40 | NULL |  |  | mhurlow1 | 2018-05-03 12:09 | jhudson | 2022-06-14 12:39 | No | No | No | No | No | Standing | None | None | None | No | No | No |  |  | 2022-06-14 12:40 |  | jhudson | 2022-06-14 12:39 | jhudson | 2022-06-14 12:39 | No Photo Available | No Photo Available | http://data.mapchannels.com/dualmaps6/map.htm?lat=39.465287&lng=-83.833548
08 | CLINTON | CLI | SR | 00729 |  | 7.624 |  | SCLISR00729**C | CLI-729-7.624 | 39.4321 | -83.6299 | 2025-12-31 | Active |  |  |  | State | HL0040366 |  |  | State | x-1 | Conventional | [14 empty] | No | No | No |  | LED | 1 | [26 empty] | 2025-06-04 13:57 | NULL |  | 2025-06-04 13:57 | ascott3 | 2025-06-04 13:57 | ascott3 | 2025-06-04 13:57 | No | No | No | No | No | Standing | None | None | None | No | No | No |  | No | 2025-06-04 13:57 | 2025-06-04 13:57 | ascott3 | 2025-06-04 13:58 | ascott3 | 2025-06-04 13:58 | No Photo Available | No Photo Available | http://data.mapchannels.com/dualmaps6/map.htm?lat=39.432082&lng=-83.629939
08 | CLINTON | CLI | US | 00068 |  | 16.497 |  | SCLIUS00068**C | CLI-68-16.497 | 39.4639 | -83.8366 | 2025-12-31 | Active |  |  |  | State | HL0006313 |  |  | State | C 21 | Conventional | [14 empty] | No | No | No |  | HPS | [27 empty] | 2022-06-14 12:35 | NULL |  |  | mhurlow1 | 2018-05-03 12:07 | jhudson | 2022-06-14 12:34 | No | No | No | No | No | Standing | None | None | None | No | No | No |  |  | 2022-06-14 12:35 |  | jhudson | 2022-06-14 12:34 | jhudson | 2022-06-14 12:34 | No Photo Available | No Photo Available | http://data.mapchannels.com/dualmaps6/map.htm?lat=39.463861&lng=-83.836558
08 | CLINTON | CLI | US | 00068 |  | 16.526 |  | SCLIUS00068**C | CLI-68-16.526 | 39.4643 | -83.8363 | 2025-12-31 | Active |  |  |  | State | HL0017678 |  |  | State | C 15 | Conventional | [14 empty] | No | No | No |  | HPS | [27 empty] | 2021-06-11 14:32 | NULL |  |  | mhurlow1 | 2018-05-03 12:14 | jhudson | 2022-06-14 12:35 | No | No | No | No | No | Standing | None | None | None | No | No | No |  |  | 2021-06-11 14:32 |  | lhundley | 2021-06-11 14:32 | lhundley | 2021-06-11 14:32 | No Photo Available | No Photo Available | http://data.mapchannels.com/dualmaps6/map.htm?lat=39.464309&lng=-83.836328
08 | CLINTON | CLI | US | 00068 |  | 16.625 |  | SCLIUS00068**C | CLI-68-16.625 | 39.4657 | -83.837 | 2025-12-31 | Active |  |  |  | State | HL0003858 |  |  | State | D 21 | Conventional | [14 empty] | No | No | No |  | HPS | [27 empty] | 2022-06-14 12:26 | NULL |  |  | mhurlow1 | 2018-05-03 12:15 | jhudson | 2022-06-14 12:27 | No | No | No | No | No | Standing | None | None | None | No | No | No |  |  | 2022-06-14 12:26 |  | jhudson | 2022-06-14 12:26 | jhudson | 2022-06-14 12:26 | No Photo Available | No Photo Available | http://data.mapchannels.com/dualmaps6/map.htm?lat=39.465683&lng=-83.836970
08 | CLINTON | CLI | US | 00068 |  | 16.652 |  | SCLIUS00068**C | CLI-68-16.652 | 39.4661 | -83.8367 | 2025-12-31 | Active |  |  |  | State | HL0015398 |  |  | State | D 15 | Conventional | [14 empty] | No | No | No |  | HPS | [27 empty] | 2022-06-14 12:28 | NULL |  |  | mhurlow1 | 2018-05-03 12:15 | jhudson | 2022-06-14 12:28 | No | No | No | No | No | Standing | None | None | None | No | No | No |  |  | 2022-06-14 12:28 |  | jhudson | 2022-06-14 12:28 | jhudson | 2022-06-14 12:28 | No Photo Available | No Photo Available | http://data.mapchannels.com/dualmaps6/map.htm?lat=39.466115&lng=-83.836738
08 | CLINTON | CLI | US | 00068 |  | 20.285 |  | SCLIUS00068**C | CLI-68-20.285 | 39.5179 | -83.8454 | 2025-12-31 | Active |  |  |  | State | HL0035074 |  |  | State | A 1 | Conventional | No |  | AT | A |  |  |  | 1 |  |  |  |  | No | No | No | No | No |  | LED | 1 |  | 70 | [24 empty] | 2025-06-04 13:14 | NULL |  | 2025-06-04 13:14 | jhudson | 2022-06-14 14:37 | jritchie2 | 2026-06-22 16:59 | No | No | No | No | No | Standing | None | None | None | No | No | No |  | No | 2025-06-04 13:14 | 2025-06-04 13:14 | ascott3 | 2025-06-04 13:14 | ascott3 | 2025-06-04 13:14 | No Photo Available | https://collectorweb.dot.state.oh.us/arcgis/rest/services/HIGHWAY_LIGHTING/HighwayLighting_Reference/FeatureServer/7/550456/attachments/ | http://data.mapchannels.com/dualmaps6/map.htm?lat=39.517944&lng=-83.845404
08 | CLINTON | CLI | US | 00068 |  | 20.484 |  | SCLIUS00068**C | CLI-68-20.484 | 39.5208 | -83.8458 | 2025-12-31 | Active |  |  |  | State | HL0040368 |  |  | State | 2 | Conventional | No |  | AT | A |  |  |  | 1 |  |  |  |  | No | No | No | No | No |  | LED | 1 | [7 empty] | 480 L-L | [18 empty] | 2025-06-04 13:25 | NULL |  | 2025-06-04 13:25 | ascott3 | 2025-06-04 13:25 | jritchie2 | 2026-06-22 16:59 | No | No | No | No | No | Standing | None | None | None | No | No | No |  | No | 2025-06-04 13:25 | 2025-06-04 13:25 | ascott3 | 2025-06-04 13:25 | ascott3 | 2025-06-04 13:25 | No Photo Available | https://collectorweb.dot.state.oh.us/arcgis/rest/services/HIGHWAY_LIGHTING/HighwayLighting_Reference/FeatureServer/7/550051/attachments/ | http://data.mapchannels.com/dualmaps6/map.htm?lat=39.520810&lng=-83.845828
08 | CLINTON | CLI | WS | 90006 |  | 0.007 |  | SCLIWS90006**C | CLI-90006-0.007 | 39.5064 | -83.8811 | 2025-12-31 | Active |  |  |  | State | HL0001132 | 2020-02-19 20:16 |  | State | L-3 | Conventional | No |  | AT | A |  |  |  | 1 |  |  |  | No |  | No | No | No | No |  | LED | 1 |  | 95 |  | No |  | American Electric Lighting (AEL) |  | 480 L-N |  | No | No | No | No | No | [12 empty] | 2025-05-29 15:15 | NULL |  | 2025-05-29 15:15 | mhurlow1 | 2018-05-03 12:36 | jritchie2 | 2026-06-22 17:04 | No | No | No | No | No | Standing | None | None | None | No | No | No |  | No | 2025-05-29 15:15 | 2025-05-29 15:15 | ascott3 | 2025-05-29 15:15 | ascott3 | 2025-05-29 15:15 | No Photo Available | https://collectorweb.dot.state.oh.us/arcgis/rest/services/HIGHWAY_LIGHTING/HighwayLighting_Reference/FeatureServer/7/545631/attachments/ | http://data.mapchannels.com/dualmaps6/map.htm?lat=39.506392&lng=-83.881108
08 | CLINTON | CLI | WS | 90006 |  | 0.141 |  | SCLIWS90006**C | CLI-90006-0.141 | 39.5071 | -83.8788 | 2025-12-31 | Active |  |  |  | State | HL0020278 | 2020-02-19 20:19 |  | State | L-2 | Conventional | No |  | AT | A |  |  |  | 1 |  |  |  | No | No | No | No | No | No |  | LED | 1 |  | 70 |  | No |  | American Electric Lighting (AEL) |  | 480 L-N |  | No | No | No | No | No | [12 empty] | 2025-05-29 15:21 | NULL |  | 2025-05-29 15:21 | mhurlow1 | 2018-05-03 12:37 | jritchie2 | 2026-06-22 17:04 | No | No | No | No | No | Standing | None | None | None | No | No | No |  | No | 2025-05-29 15:21 | 2025-05-29 15:21 | ascott3 | 2025-05-29 15:21 | ascott3 | 2025-05-29 15:21 | No Photo Available | https://collectorweb.dot.state.oh.us/arcgis/rest/services/HIGHWAY_LIGHTING/HighwayLighting_Reference/FeatureServer/7/551631/attachments/ | http://data.mapchannels.com/dualmaps6/map.htm?lat=39.507125&lng=-83.878796
08 | CLINTON | CLI | WS | 90006 |  | 0.188 |  | SCLIWS90006**C | CLI-90006-0.188 | 39.5073 | -83.878 | 2025-12-31 | Active |  |  |  | State | HL0009028 | 2020-02-19 20:21 |  | State | L-1 | Conventional | No |  | AT | A |  |  |  | 1 |  |  |  | No | No | No | No | No | No |  | LED | 1 |  | 90 |  | No |  | Philips Lumec |  | 480 L-N |  | No | No | No | No | No | [12 empty] | 2025-05-29 15:31 | NULL |  | 2025-05-29 15:31 | mhurlow1 | 2018-05-03 12:37 | jritchie2 | 2026-06-22 17:03 | No | No | No | No | No | Standing | None | None | None | No | No | No |  | No | 2025-05-29 15:31 | 2025-05-29 15:31 | ascott3 | 2025-05-29 15:31 | ascott3 | 2025-05-29 15:31 | No Photo Available | https://collectorweb.dot.state.oh.us/arcgis/rest/services/HIGHWAY_LIGHTING/HighwayLighting_Reference/FeatureServer/7/550042/attachments/ | http://data.mapchannels.com/dualmaps6/map.htm?lat=39.507330&lng=-83.877954
08 | CLINTON | CLI | WS | 90006 |  | 0.235 |  | SCLIWS90006**C | CLI-90006-0.235 | 39.5076 | -83.8772 | 2025-12-31 | Active |  |  |  | State | HL0009392 | 2020-02-19 20:24 |  | State | L-9 | Conventional | No |  | AT | A |  |  |  | 1 |  |  |  | No | No | No | No | No | No |  | LED | 1 |  | 70 |  | No |  | GE |  | 480 L-N |  | No | No | No | No | No | [12 empty] | 2025-05-29 15:48 | NULL |  | 2025-05-29 15:48 | mhurlow1 | 2018-05-03 12:37 | jritchie2 | 2026-06-22 17:03 | No | No | No | No | No | Standing | None | None | None | No | No | No | Cracked foundation | Yes | 2025-05-29 15:48 | 2025-05-29 15:48 | ascott3 | 2025-05-29 15:48 | ascott3 | 2025-05-29 15:48 | No Photo Available | https://collectorweb.dot.state.oh.us/arcgis/rest/services/HIGHWAY_LIGHTING/HighwayLighting_Reference/FeatureServer/7/553236/attachments/ | http://data.mapchannels.com/dualmaps6/map.htm?lat=39.507625&lng=-83.877154
08 | CLINTON | CLI | WS | 90006 |  | 0.248 |  | SCLIWS90006**C | CLI-90006-0.248 | 39.5072 | -83.8767 | 2025-12-31 | Active |  |  |  | State | HL0013155 | 2020-02-19 20:43 |  | State | L-4 | Conventional | No | [6 empty] | 1 |  |  |  | No |  | No | No | No | No |  | LED | 1 |  | 70 |  | No |  | Cooper/Eaton |  | 480 L-N |  | No | No | No | No | No | [12 empty] | 2025-05-29 15:38 | NULL |  | 2025-05-29 15:38 | mhurlow1 | 2018-05-03 12:38 | kpatters | 2025-08-13 16:28 | No | No | No | No | No | Standing | None | None | None | No | No | No |  | No | 2025-05-29 15:38 | 2025-05-29 15:38 | ascott3 | 2025-05-29 15:38 | ascott3 | 2025-05-29 15:38 | No Photo Available | https://collectorweb.dot.state.oh.us/arcgis/rest/services/HIGHWAY_LIGHTING/HighwayLighting_Reference/FeatureServer/7/550828/attachments/ | http://data.mapchannels.com/dualmaps6/map.htm?lat=39.507160&lng=-83.876653
08 | CLINTON | CLI | WS | 90006 |  | 0.268 |  | SCLIWS90006**C | CLI-90006-0.268 | 39.5078 | -83.8766 | 2025-12-31 | Active |  |  |  | State | HL0024437 | 2020-02-19 20:28 |  | State | L-8 | Conventional | No | [6 empty] | 1 |  |  |  | No |  | No | No | No | No |  | LED | 1 |  | 70 |  | No |  | Other |  | 480 L-N |  | No | No | No | No | No | [12 empty] | 2025-05-29 15:46 | NULL |  | 2025-05-29 15:46 | mhurlow1 | 2018-05-03 12:37 | kpatters | 2025-08-13 16:28 | No | No | No | No | No | Standing | None | None | None | No | No | No |  | No | 2025-05-29 15:46 | 2025-05-29 15:46 | ascott3 | 2025-05-29 15:46 | ascott3 | 2025-05-29 15:46 | No Photo Available | https://collectorweb.dot.state.oh.us/arcgis/rest/services/HIGHWAY_LIGHTING/HighwayLighting_Reference/FeatureServer/7/550829/attachments/ | http://data.mapchannels.com/dualmaps6/map.htm?lat=39.507820&lng=-83.876610
08 | CLINTON | CLI | WS | 90006 |  | 0.273 |  | SCLIWS90006**C | CLI-90006-0.273 | 39.5073 | -83.8762 | 2025-12-31 | Active |  |  |  | State | HL0016955 | 2020-02-19 20:45 |  | State | L-5 | Conventional | No | [6 empty] | 1 |  |  |  | No |  | No | No | No | No |  | LED | 1 |  | 70 |  | No |  | GE |  | 480 L-N |  | No | No | No | No | No | [12 empty] | 2025-05-29 15:40 | NULL |  | 2025-05-29 15:40 | mhurlow1 | 2018-05-03 12:38 | kpatters | 2025-08-13 16:28 | No | No | No | No | No | Standing | None | None | None | No | No | No |  | No | 2025-05-29 15:40 | 2025-05-29 15:40 | ascott3 | 2025-05-29 15:40 | ascott3 | 2025-05-29 15:40 | No Photo Available | https://collectorweb.dot.state.oh.us/arcgis/rest/services/HIGHWAY_LIGHTING/HighwayLighting_Reference/FeatureServer/7/545632/attachments/ | http://data.mapchannels.com/dualmaps6/map.htm?lat=39.507319&lng=-83.876202
08 | CLINTON | CLI | WS | 90006 |  | 0.288 |  | SCLIWS90006**C | CLI-90006-0.288 | 39.508 | -83.8763 | 2025-12-31 | Active |  |  |  | State | HL0003791 | 2020-02-19 20:40 |  | State | L-7 | Conventional | No |  | AT | A |  |  |  | 1 |  |  |  | No | No | No | No | No | No |  | LED | 1 |  | 70 |  | No |  | Cooper/Eaton |  | 480 L-N |  | No | No | No | No | No | [12 empty] | 2025-10-03 14:23 | NULL |  |  | mhurlow1 | 2018-05-03 12:37 | jritchie2 | 2026-06-22 17:02 | No | No | No | Yes | No | Standing | None | None | None | No | No | No | Need bolts tighten down | Yes | 2025-10-03 14:23 |  | ascott3 | 2025-10-03 14:23 | ascott3 | 2025-10-03 14:23 | No Photo Available | No Photo Available | http://data.mapchannels.com/dualmaps6/map.htm?lat=39.507950&lng=-83.876264
08 | CLINTON | CLI | WS | 90006 |  | 0.298 |  | SCLIWS90006**C | CLI-90006-0.298 | 39.5075 | -83.8758 | 2025-12-31 | Active |  |  |  | State | HL0011118 | 2020-02-19 20:47 |  | State | L-6 | Conventional | No | [6 empty] | 1 |  |  |  | No |  | Yes | No | No | No |  | LED | 1 |  | 70 |  | No |  | Cooper/Eaton |  | 480 L-N |  | No | No | No | No | No | [12 empty] | 2025-05-29 15:42 | NULL |  | 2025-05-29 15:42 | mhurlow1 | 2018-05-03 12:38 | kpatters | 2025-08-13 16:29 | No | No | No | No | No | Standing | None | None | None | No | No | No |  | No | 2025-05-29 15:42 | 2025-05-29 15:42 | ascott3 | 2025-05-29 15:42 | ascott3 | 2025-05-29 15:42 | No Photo Available | https://collectorweb.dot.state.oh.us/arcgis/rest/services/HIGHWAY_LIGHTING/HighwayLighting_Reference/FeatureServer/7/549242/attachments/ | http://data.mapchannels.com/dualmaps6/map.htm?lat=39.507470&lng=-83.875778
08 | CLINTON | CLI | WS | 90006 |  | 0.34 |  | SCLIWS90006**C | CLI-90006-0.340 | 39.5082 | -83.8753 | 2025-12-31 | Active |  |  |  | State | HL0006375 | 2020-02-19 20:51 |  | State | L-10 | Conventional | No |  | AT | A |  |  |  | 1 |  |  |  | No | No | No | No | No | No |  | LED | 1 |  | 70 |  | No |  | Cooper/Eaton |  | 480 L-N |  | No | No | No | No | No | [12 empty] | 2025-05-29 16:13 | NULL |  | 2025-05-29 16:13 | mhurlow1 | 2018-05-03 12:39 | jritchie2 | 2026-06-22 17:02 | No | No | No | No | No | Standing | None | None | None | No | No | No |  | No | 2025-05-29 16:13 | 2025-05-29 16:13 | ascott3 | 2025-05-29 16:13 | ascott3 | 2025-05-29 16:13 | No Photo Available | https://collectorweb.dot.state.oh.us/arcgis/rest/services/HIGHWAY_LIGHTING/HighwayLighting_Reference/FeatureServer/7/554042/attachments/ | http://data.mapchannels.com/dualmaps6/map.htm?lat=39.508166&lng=-83.875327
08 | CLINTON | CLI | WS | 90006 |  | 0.528 |  | SCLIWS90006**C | CLI-90006-0.528 | 39.5095 | -83.8722 | 2025-12-31 | Active |  |  |  | State | HL0018943 | 2020-02-19 20:53 |  | State | L-11 | Conventional | No |  | AT | A |  |  |  | 1 |  |  |  | No | No | No | No | No | No |  | LED | 1 |  | 70 |  | No |  | American Electric Lighting (AEL) |  | 480 L-N |  | No | No | No | No | No | [12 empty] | 2025-05-29 16:15 | NULL |  | 2025-05-29 16:15 | mhurlow1 | 2018-05-03 12:42 | jritchie2 | 2026-06-22 17:01 | No | No | No | No | No | Standing | None | None | None | No | No | No |  | No | 2025-05-29 16:15 | 2025-05-29 16:15 | ascott3 | 2025-05-29 16:15 | ascott3 | 2025-05-29 16:15 | No Photo Available | https://collectorweb.dot.state.oh.us/arcgis/rest/services/HIGHWAY_LIGHTING/HighwayLighting_Reference/FeatureServer/7/551227/attachments/ | http://data.mapchannels.com/dualmaps6/map.htm?lat=39.509489&lng=-83.872248
08 | CLINTON | CLI | WS | 90006 |  | 0.613 |  | SCLIWS90006**C | CLI-90006-0.613 | 39.51 | -83.8708 | 2025-12-31 | Active |  |  |  | State | HL0012218 | 2020-02-19 20:56 |  | State | L-12 | Conventional | No |  | AT | A |  |  |  | 1 |  |  |  | No |  | No | No | No | No |  | LED | 1 |  | 70 |  | No |  | Cooper/Eaton |  | 480 L-N |  | No | No | No | No | No | [12 empty] | 2025-05-29 16:17 | NULL |  | 2025-05-29 16:17 | mhurlow1 | 2018-05-03 12:43 | jritchie2 | 2026-06-22 17:00 | No | No | No | No | No | Standing | None | None | None | No | No | No |  | No | 2025-05-29 16:17 | 2025-05-29 16:17 | ascott3 | 2025-05-29 16:17 | ascott3 | 2025-05-29 16:17 | No Photo Available | https://collectorweb.dot.state.oh.us/arcgis/rest/services/HIGHWAY_LIGHTING/HighwayLighting_Reference/FeatureServer/7/551228/attachments/ | http://data.mapchannels.com/dualmaps6/map.htm?lat=39.510021&lng=-83.870813
08 | FAYETTE | FAY | IR | 00071 |  | 4.107 |  | SFAYIR00071**N | FAY-71-4.107 | 39.6226 | -83.603 | 2025-12-31 | Active | 2008-05-09 | 80907 | 2008-05-09 | State | HL0027424 |  | FAY-71 & 435 | State | AB-4 | Tower |  | 4 |  |  |  | 100 | [6 empty] | No |  | No | No | No |  | LED | 2 |  |  | 65,000 - 79,999 | No | III |  |  | 480 L-L |  | No | No | No | No | No |  |  | L102 | B | psi0000235 | Dayton Power & Light | 8042811783 | 1813237 |  |  |  |  | 2026-05-15 12:59 | 8 - Needs Inspected in 8 CY |  |  | trent.hanley | 2014-12-11 10:54 | cwalters2 | 2022-12-21 13:18 | No | No | No | No | No | Standing | None | None | None | No | No | No |  | No | 2026-05-15 12:59 |  | csonner1 | 2026-05-15 12:59 | csonner1 | 2026-05-15 12:59 | No Photo Available | https://collectorweb.dot.state.oh.us/arcgis/rest/services/HIGHWAY_LIGHTING/HighwayLighting_Reference/FeatureServer/7/587324/attachments/ | http://data.mapchannels.com/dualmaps6/map.htm?lat=39.622561&lng=-83.602996
08 | FAYETTE | FAY | IR | 00071 |  | 4.202 |  | SFAYIR00071**C | FAY-71-4.202 | 39.6227 | -83.6013 | 2025-12-31 | Active | 2008-05-09 | 80907 | 2008-05-09 | State | HL0027414 |  | FAY-71 & 435 | State | AC-4 | Tower |  | 4 |  |  |  | 100 | [8 empty] | No | No | No |  | LED | 2 |  |  | 65,000 - 79,999 |  | III |  |  | 480 L-L | [8 empty] | L102 | C | psi0000235 | Dayton Power & Light | 8042811783 | 1813237 |  |  |  |  | 2026-05-15 12:08 | 8 - Needs Inspected in 8 CY |  |  | trent.hanley | 2014-12-11 10:47 | dmutlak1 | 2024-11-06 16:25 | No | No | No | No | No | Standing | None | None | None | No | No | No |  | No | 2026-05-15 12:08 |  | csonner1 | 2026-05-15 12:08 | csonner1 | 2026-05-15 12:08 | No Photo Available | https://collectorweb.dot.state.oh.us/arcgis/rest/services/HIGHWAY_LIGHTING/HighwayLighting_Reference/FeatureServer/7/587724/attachments/ | http://data.mapchannels.com/dualmaps6/map.htm?lat=39.622736&lng=-83.601305
08 | FAYETTE | FAY | IR | 00071 |  | 5.568 |  | SFAYIR00071**N | FAY-71-5.568 | 39.6339 | -83.5799 | 2025-12-31 | Active |  |  |  | State | HL0025421 | 2017-11-21 05:00 | FAY-71 R/A | State | EP-12 | Conventional |  |  | AT |  |  |  |  | 1 | [6 empty] | No | No | No |  | LED | 1 |  | 90 |  |  | III | GE | Evolve | [20 empty] | NULL |  |  | mhurlow1 | 2018-04-03 16:45 | dmutlak1@Admin | 2026-01-15 15:20 | [20 empty] | No Photo Available | No Photo Available | http://data.mapchannels.com/dualmaps6/map.htm?lat=39.633872&lng=-83.579872
08 | FAYETTE | FAY | IR | 00071 |  | 5.913 |  | SFAYIR00071**N | FAY-71-5.913 | 39.6362 | -83.5741 | 2025-12-31 | Active |  |  |  | State | HL0019546 | 2017-11-21 05:00 | FAY-71 R/A | State | A-A6 | Conventional |  |  | AT |  |  |  |  | 1 | [6 empty] | No | No | No |  | LED | 1 |  | 90 |  |  | III | GE | [21 empty] | NULL |  |  | mhurlow1 | 2018-04-03 16:46 | dmutlak1@Admin | 2026-01-15 15:29 | [20 empty] | No Photo Available | No Photo Available | http://data.mapchannels.com/dualmaps6/map.htm?lat=39.636151&lng=-83.574120
08 | FAYETTE | FAY | IR | 00071 |  | 5.942 |  | SFAYIR00071**N | FAY-71-5.942 | 39.6363 | -83.5736 | 2025-12-31 | Active |  |  |  | State | HL0024354 | 2017-11-21 05:00 | FAY-71SB R/A | State | A-A4 | Conventional |  |  | AT |  |  |  |  | 1 | [6 empty] | No | No | No |  | LED | 1 |  | 90 |  |  | III | GE | [21 empty] | NULL |  |  | mhurlow1 | 2018-04-03 16:46 | dmutlak1@Admin | 2026-01-15 15:30 | [20 empty] | No Photo Available | No Photo Available | http://data.mapchannels.com/dualmaps6/map.htm?lat=39.636343&lng=-83.573635
08 | FAYETTE | FAY | IR | 00071 |  | 5.971 |  | SFAYIR00071**N | FAY-71-5.971 | 39.6365 | -83.5732 | 2025-12-31 | Active |  |  |  | State | HL0022616 | 2017-11-21 05:00 | FAY-71SB R/A | State | A-A2 | Conventional |  |  | AT |  |  |  |  | 1 | [6 empty] | No | No | No |  | LED | 1 |  | 90 |  |  | III | GE | [21 empty] | NULL |  |  | mhurlow1 | 2018-04-03 16:47 | dmutlak1@Admin | 2026-01-15 15:30 | [20 empty] | No Photo Available | No Photo Available | http://data.mapchannels.com/dualmaps6/map.htm?lat=39.636533&lng=-83.573155
08 | FAYETTE | FAY | IR | 00071 |  | 6.298 |  | SFAYIR00071**C | FAY-71-6.298 | 39.638 | -83.5675 | 2025-12-31 | Active |  |  |  | State | HL0001802 | 2017-11-21 05:00 | FAY-71NB R/A | State | B-A2 | Conventional |  |  | AT |  |  |  |  | 1 | [6 empty] | No | No | No |  | LED | 1 |  | 90 |  |  | III | GE | [21 empty] | NULL |  |  | mhurlow1 | 2018-04-03 16:51 | dmutlak1@Admin | 2026-01-15 15:32 | [20 empty] | No Photo Available | No Photo Available | http://data.mapchannels.com/dualmaps6/map.htm?lat=39.638042&lng=-83.567515
08 | FAYETTE | FAY | IR | 00071 |  | 6.331 |  | SFAYIR00071**C | FAY-71-6.331 | 39.6383 | -83.567 | 2025-12-31 | Active |  |  |  | State | HL0017414 | 2017-11-21 05:00 | FAY-71 R/A | State | B-A4 | Conventional |  |  | AT |  |  |  |  | 1 | [6 empty] | No | No | No |  | LED | 1 |  | 90 |  |  | III | GE | [21 empty] | NULL |  |  | mhurlow1 | 2018-04-03 16:51 | dmutlak1@Admin | 2026-01-15 15:33 | [20 empty] | No Photo Available | No Photo Available | http://data.mapchannels.com/dualmaps6/map.htm?lat=39.638262&lng=-83.566976
08 | FAYETTE | FAY | RA | 24008 |  | 0.01 |  | SFAYRA24008**C | FAY-24008-0.010 | 39.6164 | -83.6127 | 2025-12-31 | Active | 2008-05-09 | 80907 | 2008-05-09 | State | HL0027426 | 2020-10-27 13:17 | FAY-71 & 435 | State | AD-4 | Tower |  |  | A |  |  | 110 | [8 empty] | No | No | No |  | LED | 2 |  |  | 65,000 - 79,999 | No | III |  |  | 480 L-L |  | No | No | No | No | No |  |  | L102 | D | psi0000235 | Dayton Power & Light | 8042811783 | 1813237 |  |  |  |  | 2026-05-18 14:16 | 8 - Needs Inspected in 8 CY |  |  | mike.lutz | 2014-12-11 10:55 | cwalters2 | 2022-12-21 14:19 | No | No | No | No | No | Standing | None | None | None | No | No | No |  | No | 2026-05-18 14:16 |  | csonner1 | 2026-05-18 14:17 | csonner1 | 2026-05-18 14:17 | No Photo Available | https://collectorweb.dot.state.oh.us/arcgis/rest/services/HIGHWAY_LIGHTING/HighwayLighting_Reference/FeatureServer/7/586129/attachments/ | http://data.mapchannels.com/dualmaps6/map.htm?lat=39.616435&lng=-83.612693
08 | FAYETTE | FAY | RA | 24008 |  | 0.131 |  | SFAYRA24008**C | FAY-24008-0.131 | 39.6174 | -83.6108 | 2025-12-31 | Active | 2008-05-09 | 80907 | 2008-05-09 | State | HL0027433 | 2020-10-27 14:00 | FAY-71 & 435 | State | AD-3 | Tower |  | 6 | A |  |  | 110 | [6 empty] | No |  | No | No | No |  | LED | 2 |  |  | 65,000 - 79,999 | No | III |  |  | 480 L-L |  | No | No | No | No | No |  |  | L102 | D | psi0000235 | Dayton Power & Light | 8042811783 | 1813237 |  |  |  |  | 2026-05-18 14:29 | 8 - Needs Inspected in 8 CY |  |  | mike.lutz | 2014-12-11 11:00 | dmutlak1@Admin | 2025-06-11 11:32 | No | No | No | No | No | Standing | None | None | None | No | No | No | Troubleshoot outage trace back to breaker being tripped look for further signs why and found none | No | 2026-05-18 14:29 |  | csonner1 | 2026-05-18 14:39 | csonner1 | 2026-05-18 14:39 | No Photo Available | https://collectorweb.dot.state.oh.us/arcgis/rest/services/HIGHWAY_LIGHTING/HighwayLighting_Reference/FeatureServer/7/585328/attachments/ | http://data.mapchannels.com/dualmaps6/map.htm?lat=39.617405&lng=-83.610792
08 | FAYETTE | FAY | RA | 24008 |  | 0.233 |  | SFAYRA24008**C | FAY-24008-0.233 | 39.6183 | -83.6092 | 2025-12-31 | Active | 2008-05-09 | 80907 | 2008-05-09 | State | HL0027441 |  | FAY-71 & 435 | State | AD-2 | Tower |  | 6 | A |  |  | 110 | [6 empty] | No |  | No | No | No |  | LED | 3 |  |  | 65,000 - 79,999 | No | V |  |  | 480 L-L |  | No | No | No | No | No |  |  | L102 | D | psi0000235 | Dayton Power & Light | 8042811783 | 1813237 |  |  |  |  | 2026-05-18 14:53 | 8 - Needs Inspected in 8 CY |  |  | mike.lutz | 2014-12-11 11:06 | dmutlak1@Admin | 2025-06-11 11:32 | No | No | No | No | No | Standing | None | None | None | No | No | No |  | No | 2026-05-18 14:53 |  | csonner1 | 2026-05-18 15:02 | csonner1 | 2026-05-18 15:02 | No Photo Available | https://collectorweb.dot.state.oh.us/arcgis/rest/services/HIGHWAY_LIGHTING/HighwayLighting_Reference/FeatureServer/7/586931/attachments/ | http://data.mapchannels.com/dualmaps6/map.htm?lat=39.618291&lng=-83.609200
08 | FAYETTE | FAY | RA | 24009 |  | 0.12 |  | SFAYRA24009**C | FAY-24009-0.120 | 39.6216 | -83.6049 | 2025-12-31 | Active | 2008-05-09 | 80907 | 2008-05-09 | State | HL0027431 | 2020-10-27 13:06 | FAY-71 & 435 | State | AB-3 | Tower |  | 4 | A |  |  | 100 | [6 empty] | No |  | No | No | No |  | LED | 2 |  |  | 55,000 - 64,999 | No | III |  |  | 480 L-L |  | No | No | No | No | No |  |  | L102 | B | psi0000235 | Dayton Power & Light | 8042811783 | 1813237 |  |  |  |  | 2026-05-15 15:53 | 8 - Needs Inspected in 8 CY |  |  | trent.hanley | 2014-12-11 10:58 | dmutlak1@Admin | 2025-06-11 11:31 | No | No | No | No | No | Standing | None | None | None | No | No | No |  | No | 2026-05-15 15:53 |  | csonner1 | 2026-05-15 15:58 | csonner1 | 2026-05-15 15:58 | No Photo Available | https://collectorweb.dot.state.oh.us/arcgis/rest/services/HIGHWAY_LIGHTING/HighwayLighting_Reference/FeatureServer/7/585728/attachments/ | http://data.mapchannels.com/dualmaps6/map.htm?lat=39.621564&lng=-83.604936
08 | FAYETTE | FAY | RA | 24009 |  | 0.224 |  | SFAYRA24009**C | FAY-24009-0.224 | 39.6207 | -83.6065 | 2025-12-31 | Active | 2008-05-09 | 80907 | 2008-05-09 | State | HL0027435 |  | FAY-71 & 435 | State | AB-2 | Tower |  | 4 | A |  |  | 100 | [6 empty] | No |  | No | No | No |  | LED | 3 |  |  | 65,000 - 79,999 | No | V |  |  | 480 L-L |  | No | No | No | No | No |  |  | L102 | B | psi0000235 | Dayton Power & Light | 8042811783 | 1813237 |  |  |  |  | 2026-05-15 16:08 | 8 - Needs Inspected in 8 CY |  | 2026-05-15 16:18 | trent.hanley | 2014-12-11 11:01 | cwalters2 | 2022-12-21 13:44 | No | No | No | No | No | Standing | None | None | None | No | No | No | Troubleshooting outage looked for signs of cause for outage/found that breaker was tripped and no visible signs of why | No | 2026-05-15 16:08 | 2026-05-15 16:18 | csonner1 | 2026-05-15 16:21 | csonner1 | 2026-05-15 16:21 | No Photo Available | https://collectorweb.dot.state.oh.us/arcgis/rest/services/HIGHWAY_LIGHTING/HighwayLighting_Reference/FeatureServer/7/586528/attachments/ | http://data.mapchannels.com/dualmaps6/map.htm?lat=39.620656&lng=-83.606535
08 | FAYETTE | FAY | RA | 24010 |  | 0.151 |  | SFAYRA24010**C | FAY-24010-0.151 | 39.6206 | -83.605 | 2025-12-31 | Active | 2008-05-09 | 80907 | 2008-05-09 | State | HL0027404 |  | FAY-71 & 435 | State | Ac-2 | Tower |  | 6 |  |  |  | 110 | [8 empty] | No | No | No |  | LED | 2 |  |  | 65,000 - 79,999 |  | III |  |  | 480 L-L | [8 empty] | L102 | C | psi0000235 | Dayton Power & Light | 8042811783 | 1813237 |  |  |  |  | 2026-05-15 11:20 | 8 - Needs Inspected in 8 CY |  |  | trent.hanley | 2014-12-11 10:38 | dmutlak1@Admin | 2025-06-11 11:31 | No | No | No | No | No | Standing | None | None | None | No | No | No | Troubleshooting cause for outage and found breaker tripped and no signs for the cause. | No | 2026-05-15 11:20 |  | csonner1 | 2026-05-15 11:22 | csonner1 | 2026-05-15 11:22 | No Photo Available | https://collectorweb.dot.state.oh.us/arcgis/rest/services/HIGHWAY_LIGHTING/HighwayLighting_Reference/FeatureServer/7/587723/attachments/ | http://data.mapchannels.com/dualmaps6/map.htm?lat=39.620555&lng=-83.605030
08 | FAYETTE | FAY | RA | 24010 |  | 0.278 |  | SFAYRA24010**C | FAY-24010-0.278 | 39.6217 | -83.6032 | 2025-12-31 | Active | 2008-05-09 | 80907 | 2008-05-09 | State | HL0027408 | 2020-10-27 12:26 | FAY-71 & 435 | State | AC-3 | Tower |  | 4 |  |  |  | 100 | [8 empty] | No | No | No |  | LED | 2 |  |  | 65,000 - 79,999 |  | III |  |  | 480 L-L | [8 empty] | L102 | C | psi0000235 | Dayton Power & Light | 8042811783 | 1813237 |  |  |  |  | 2026-05-15 11:44 | 8 - Needs Inspected in 8 CY |  |  | trent.hanley | 2014-12-11 10:42 | dmutlak1@Admin | 2025-06-11 11:31 | No | No | No | No | No | Standing | None | None | None | No | No | No |  | No | 2026-05-15 11:44 |  | csonner1 | 2026-05-15 11:44 | csonner1 | 2026-05-15 11:44 | No Photo Available | https://collectorweb.dot.state.oh.us/arcgis/rest/services/HIGHWAY_LIGHTING/HighwayLighting_Reference/FeatureServer/7/587323/attachments/ | http://data.mapchannels.com/dualmaps6/map.htm?lat=39.621672&lng=-83.603178
08 | FAYETTE | FAY | RA | 24011 |  | 0.149 |  | SFAYRA24011**C | FAY-24011-0.149 | 39.6183 | -83.6109 | 2025-12-31 | Active | 2008-05-09 | 80907 | 2008-05-09 | State | HL0027406 |  | FAY-71 & 435 | State | AA-2 | Tower |  | 6 |  |  |  | 110 | [8 empty] | No | No | No |  | LED | 2 |  |  | 65,000 - 79,999 |  | III |  |  | 480 L-L | [8 empty] | L102 | A | psi0000235 | Dayton Power & Light | 8042811783 | 1813237 |  |  |  |  | 2026-05-15 17:35 | 8 - Needs Inspected in 8 CY |  |  | mike.lutz | 2014-12-11 10:39 | chostetl1 | 2022-12-21 13:37 | No | No | No | No | No | Standing | None | None | None | No | No | No |  | No | 2026-05-15 17:35 |  | csonner1 | 2026-05-15 17:35 | csonner1 | 2026-05-15 17:35 | No Photo Available | https://collectorweb.dot.state.oh.us/arcgis/rest/services/HIGHWAY_LIGHTING/HighwayLighting_Reference/FeatureServer/7/587328/attachments/ | http://data.mapchannels.com/dualmaps6/map.htm?lat=39.618300&lng=-83.610863
08 | FAYETTE | FAY | RA | 24011 |  | 0.27 |  | SFAYRA24011**C | FAY-24011-0.270 | 39.6172 | -83.6127 | 2025-12-31 | Active | 2008-05-09 | 80907 | 2008-05-09 | State | HL0027409 | 2020-10-27 13:18 | FAY-71 & 435 | State | AA-3 | Tower |  | 4 |  |  |  | 100 | [8 empty] | No | No | No |  | LED | 2 |  |  | 65,000 - 79,999 |  | III |  |  | 480 L-L | [8 empty] | L102 | A | psi0000235 | Dayton Power & Light | 8042811783 | 1813237 |  |  |  |  | 2026-05-18 13:28 | 8 - Needs Inspected in 8 CY |  |  | mike.lutz | 2014-12-11 10:43 | chostetl1 | 2022-12-21 13:45 | No | No | No | No | No | Standing | None | None | None | No | No | No |  | No | 2026-05-18 13:28 |  | csonner1 | 2026-05-18 13:35 | csonner1 | 2026-05-18 13:35 | No Photo Available | https://collectorweb.dot.state.oh.us/arcgis/rest/services/HIGHWAY_LIGHTING/HighwayLighting_Reference/FeatureServer/7/586930/attachments/ | http://data.mapchannels.com/dualmaps6/map.htm?lat=39.617244&lng=-83.612658
08 | FAYETTE | FAY | RA | 24011 |  | 0.394 |  | SFAYRA24011**C | FAY-24011-0.394 | 39.6162 | -83.6145 | 2025-12-31 | Active | 2008-05-09 | 80907 | 2008-05-09 | State | HL0027419 | 2020-10-27 13:07 | FAY-71 & 435 | State | AA-4 | Tower |  | 4 |  |  |  | 100 | [6 empty] | No |  | No | No | No |  | LED | 2 |  |  | 65,000 - 79,999 |  | III |  |  | 480 L-L | [8 empty] | L102 | A | psi0000235 | Dayton Power & Light | 8042811783 | 1813237 |  |  |  |  | 2026-05-18 13:48 | 8 - Needs Inspected in 8 CY |  |  | mike.lutz | 2014-12-11 10:50 | chostetl1 | 2022-12-21 14:43 | No | No | No | No | No | Standing | None | None | None | No | No | No |  | No | 2026-05-18 13:48 |  | csonner1 | 2026-05-18 13:55 | csonner1 | 2026-05-18 13:55 | No Photo Available | https://collectorweb.dot.state.oh.us/arcgis/rest/services/HIGHWAY_LIGHTING/HighwayLighting_Reference/FeatureServer/7/586529/attachments/ | http://data.mapchannels.com/dualmaps6/map.htm?lat=39.616173&lng=-83.614531
08 | FAYETTE | FAY | RA | 24012 |  | 0.097 |  | SFAYRA24012**C | FAY-24012-0.097 | 39.5154 | -83.4463 | 2025-12-31 | Active |  |  |  | State | HL0020728 |  | FAY-35 & 41 | State | E5 | Conventional |  |  | AT |  |  |  |  | 1 | [6 empty] | No | No | No |  | LED | 1 | 200 |  |  |  | III | [11 empty] | L012 | E | psi0000253 | Dayton Power & Light | 6348235337 | 1802548 |  |  |  |  | 2026-05-29 13:26 | NULL |  |  | mhurlow1 | 2018-04-03 14:52 | dmutlak1@Admin | 2025-11-06 12:46 | No | No | No | No | No | Standing | None | None | None | No | No | No | possible foundation ciruit out | Yes | 2026-05-29 13:26 |  | csonner1 | 2026-05-29 13:26 | csonner1 | 2026-05-29 13:30 | No Photo Available | No Photo Available | http://data.mapchannels.com/dualmaps6/map.htm?lat=39.515413&lng=-83.446254
08 | FAYETTE | FAY | RA | 24012 |  | 0.134 |  | SFAYRA24012**C | FAY-24012-0.134 | 39.5151 | -83.4457 | 2025-12-31 | Active |  |  |  | State | HL0011402 |  | FAY-35 & 41 | State | E7 | Conventional |  |  | AT |  |  |  |  | 1 | [6 empty] | No | No | No |  | LED | 1 | 200 |  |  |  | II | [11 empty] | L012 | E | psi0000253 | Dayton Power & Light | 6348235337 | 1802548 |  |  |  |  | 2026-05-29 13:31 | NULL |  |  | mhurlow1 | 2018-04-03 14:53 | dmutlak1@Admin | 2025-11-06 12:47 | No | No | No | No | No | Standing | None | None | None | No | No | No | circuit out | No | 2026-05-29 13:31 |  | csonner1 | 2026-05-29 13:31 | csonner1 | 2026-05-29 13:31 | No Photo Available | https://collectorweb.dot.state.oh.us/arcgis/rest/services/HIGHWAY_LIGHTING/HighwayLighting_Reference/FeatureServer/7/581834/attachments/ | http://data.mapchannels.com/dualmaps6/map.htm?lat=39.515142&lng=-83.445665
08 | FAYETTE | FAY | RA | 24013 |  | 0.108 |  | SFAYRA24013**C | FAY-24013-0.108 | 39.5141 | -83.439 | 2025-12-31 | Active |  |  |  | State | HL0006020 |  | FAY-35 & 41 | State | F3 | Conventional |  |  | AT |  |  |  |  | 1 | [6 empty] | No | No | No |  | LED | 1 | 200 |  |  |  | III | [11 empty] | L012 | F | psi0000253 | Dayton Power & Light | 6348235337 | 1802548 |  |  |  |  | 2026-05-21 14:49 | NULL |  |  | Dsnyder5 | 2018-06-21 18:12 | dmutlak1@Admin | 2025-11-06 12:50 | No | No | No | No | No | Standing | None | None | None | No | No | No |  | No | 2026-05-21 14:49 |  | csonner1 | 2026-05-21 14:49 | csonner1 | 2026-05-21 14:49 | No Photo Available | No Photo Available | http://data.mapchannels.com/dualmaps6/map.htm?lat=39.514069&lng=-83.438994
08 | FAYETTE | FAY | RA | 24013 |  | 0.137 |  | SFAYRA24013**C | FAY-24013-0.137 | 39.5141 | -83.4396 | 2025-12-31 | Active |  |  |  | State | HL0000761 |  | FAY-35 & 41 | State | F4 | Conventional |  |  | AT |  |  |  |  | 1 | [6 empty] | No | No | No |  | LED | 1 | 200 |  |  |  | III | [11 empty] | L012 | F | psi0000253 | Dayton Power & Light | 6348235337 | 1802548 |  |  |  |  | 2026-08-03 17:26 | NULL |  | 2026-08-03 17:27 | Dsnyder5 | 2018-06-21 18:12 | csonner1 | 2026-05-21 14:55 | No | No | No | No | No | Standing | None | None | None | No | No | No | Put in a new t-base tb1 | No | 2026-08-03 17:26 | 2026-08-03 17:27 | ascott3 | 2026-08-03 17:27 | ascott3 | 2026-08-03 17:27 | https://collectorweb.dot.state.oh.us/arcgis/rest/services/HIGHWAY_LIGHTING/HighwayLighting_Reference/FeatureServer/6/761/attachments/ | https://collectorweb.dot.state.oh.us/arcgis/rest/services/HIGHWAY_LIGHTING/HighwayLighting_Reference/FeatureServer/7/593763/attachments/ | http://data.mapchannels.com/dualmaps6/map.htm?lat=39.514094&lng=-83.439559
08 | FAYETTE | FAY | RA | 24013 |  | 0.146 |  | SFAYRA24013**C | FAY-24013-0.146 | 39.5143 | -83.4396 | 2025-12-31 | Active |  |  |  | State | HL0009129 |  | FAY-35 & 41 | State | F1 | Conventional |  |  | AT |  |  |  |  | 1 | 12 | [5 empty] | No | No | No |  | LED | 1 | 200 |  |  |  | II |  |  | 480 L-L |  | No | No | No | No | No |  |  | L012 | F | psi0000253 | Dayton Power & Light | 6348235337 | 1802548 |  |  |  |  | 2026-05-21 14:53 | NULL |  |  | mhurlow1 | 2018-10-09 16:39 | dmutlak1@Admin | 2025-11-06 12:50 | No | No | No | No | No | Standing | None | None | None | No | No | No | 1/4. of foundation cracked | Yes | 2026-05-21 14:53 |  | csonner1 | 2026-05-21 14:55 | csonner1 | 2026-05-21 14:55 | No Photo Available | https://collectorweb.dot.state.oh.us/arcgis/rest/services/HIGHWAY_LIGHTING/HighwayLighting_Reference/FeatureServer/7/579420/attachments/ | http://data.mapchannels.com/dualmaps6/map.htm?lat=39.514274&lng=-83.439646
08 | FAYETTE | FAY | RA | 24014 |  | 0.239 |  | SFAYRA24014**C | FAY-24014-0.239 | 39.5134 | -83.438 | 2025-12-31 | Active |  |  |  | State | HL0017375 |  | FAY-35 & 41 | State | F5 | Conventional |  |  | AT |  |  |  |  | 1 | [6 empty] | No | No | No |  | LED | 1 | 200 |  |  |  | III | [11 empty] | L012 | F | psi0000253 | Dayton Power & Light | 6348235337 | 1802548 |  |  |  |  | 2026-05-14 17:07 | NULL |  |  | mhurlow1 | 2018-04-03 14:59 | dmutlak1@Admin | 2025-11-06 12:56 | No | No | No | No | No | Standing | None | None | None | No | No | No | Bracket arm only attached by bottom arm bolts bolts are sheared off// temporary banding around it ///Also repaired #10 cables | Yes | 2026-05-14 17:07 |  | csonner1 | 2026-05-14 17:21 | csonner1 | 2026-05-14 17:21 | No Photo Available | https://collectorweb.dot.state.oh.us/arcgis/rest/services/HIGHWAY_LIGHTING/HighwayLighting_Reference/FeatureServer/7/586124/attachments/ | http://data.mapchannels.com/dualmaps6/map.htm?lat=39.513353&lng=-83.438047
08 | FAYETTE | FAY | RA | 24015 |  | 0.2 |  | SFAYRA24015**C | FAY-24015-0.200 | 39.5161 | -83.4465 | 2025-12-31 | Active |  |  |  | State | HL0015764 |  | FAY-35 & 41 | State | E1 | Conventional |  |  | AT |  |  |  |  | 1 | [6 empty] | No | No | No |  | LED | 1 | 200 |  |  |  | III | [11 empty] | L012 | E | psi0000253 | Dayton Power & Light | 6348235337 | 1802548 |  |  |  |  | 2026-05-29 13:14 | NULL |  |  | mhurlow1 | 2018-04-03 14:52 | dmutlak1@Admin | 2025-11-06 12:46 | No | No | No | No | No | Standing | None | None | None | No | No | No | circuit out | Yes | 2026-05-29 13:14 |  | csonner1 | 2026-05-29 13:14 | csonner1 | 2026-05-29 13:15 | No Photo Available | https://collectorweb.dot.state.oh.us/arcgis/rest/services/HIGHWAY_LIGHTING/HighwayLighting_Reference/FeatureServer/7/588923/attachments/ | http://data.mapchannels.com/dualmaps6/map.htm?lat=39.516061&lng=-83.446459
08 | FAYETTE | FAY | RA | 24015 |  | 0.263 |  | SFAYRA24015**C | FAY-24015-0.263 | 39.5164 | -83.4476 | 2025-12-31 | Active |  |  |  | State | HL0005714 |  | FAY-35 & 41 | State | E2 | Conventional |  |  | AT |  |  |  |  | 1 | [6 empty] | No | No | No |  | LED | 1 | 200 |  |  |  | III | [11 empty] | L012 | E | psi0000253 | Dayton Power & Light | 6348235337 | 1802548 |  |  |  |  | 2026-05-29 13:16 | NULL |  |  | mhurlow1 | 2018-04-03 14:52 | dmutlak1@Admin | 2025-11-06 12:45 | No | No | No | No | No | Standing | None | None | None | No | No | No | circuit out | Yes | 2026-05-29 13:16 |  | csonner1 | 2026-05-29 13:17 | csonner1 | 2026-05-29 13:17 | No Photo Available | https://collectorweb.dot.state.oh.us/arcgis/rest/services/HIGHWAY_LIGHTING/HighwayLighting_Reference/FeatureServer/7/588123/attachments/ | http://data.mapchannels.com/dualmaps6/map.htm?lat=39.516437&lng=-83.447556
08 | FAYETTE | FAY | RA | 24016 |  | 0.061 |  | SFAYRA24016**C | FAY-24016-0.061 | 39.5131 | -83.4115 | 2025-12-31 | Active | 2014-07-01 04:00 | 93793 | 2014-12-11 | State | HL0022973 |  | FAY-35 & 753 | State | A-6 | Conventional |  |  | AT | A |  |  | 41 | 1 | 15 | [5 empty] | No | No | No |  | LED | 1 |  | 90 |  |  | III |  |  | 480 L-L | [8 empty] | L013 | A | psi0000446 | Dayton Power & Light |  | 53716987 |  |  |  |  | 2026-05-29 12:43 | NULL |  |  | mhurlow1 | 2018-04-03 15:16 | acastle1 | 2021-05-28 15:02 | No | No | No | No | No | Standing | None | None | None | No | No | No |  | No | 2026-05-29 12:43 |  | csonner1 | 2026-05-29 12:43 | csonner1 | 2026-05-29 12:43 | No Photo Available | https://collectorweb.dot.state.oh.us/arcgis/rest/services/HIGHWAY_LIGHTING/HighwayLighting_Reference/FeatureServer/7/582233/attachments/ | http://data.mapchannels.com/dualmaps6/map.htm?lat=39.513117&lng=-83.411495
08 | FAYETTE | FAY | RA | 24016 |  | 0.083 |  | SFAYRA24016**C | FAY-24016-0.083 | 39.5132 | -83.4111 | 2025-12-31 | Active | 2014-07-01 04:00 | 93793 | 2014-12-11 | State | HL0019420 |  | FAY-35 & 753 | State | A-4 | Conventional |  |  | AT | A |  |  | 41 | 1 | 15 | [5 empty] | No | No | No |  | LED | 1 |  | 90 |  |  | III |  |  | 480 L-L | [8 empty] | L013 | A | psi0000446 | Dayton Power & Light |  | 53716987 |  |  |  |  | 2026-05-29 12:44 | NULL |  |  | mhurlow1 | 2018-04-03 15:16 | acastle1 | 2021-05-28 15:02 | No | No | No | No | No | Standing | None | None | None | No | No | No |  | No | 2026-05-29 12:44 |  | csonner1 | 2026-05-29 12:45 | csonner1 | 2026-05-29 12:45 | No Photo Available | https://collectorweb.dot.state.oh.us/arcgis/rest/services/HIGHWAY_LIGHTING/HighwayLighting_Reference/FeatureServer/7/588518/attachments/ | http://data.mapchannels.com/dualmaps6/map.htm?lat=39.513237&lng=-83.411088
08 | FAYETTE | FAY | RA | 24016 |  | 0.102 |  | SFAYRA24016**C | FAY-24016-0.102 | 39.5131 | -83.4107 | 2025-12-31 | Active | 2014-07-01 04:00 | 93793 | 2014-12-11 | State | HL0021956 |  | FAY-35 & 753 | State | A-5 | Conventional |  |  | AT | A |  |  | 41 | 1 | 15 | [5 empty] | No | No | No |  | LED | 1 |  | 90 |  |  | II |  |  | 480 L-L | [8 empty] | L013 | A | psi0000446 | Dayton Power & Light |  | 53716987 |  |  |  |  | 2026-05-29 12:46 | NULL |  |  | mhurlow1 | 2018-04-03 15:21 | acastle1 | 2021-05-28 15:03 | No | No | No | No | No | Standing | None | None | None | No | No | No |  | No | 2026-05-29 12:46 |  | csonner1 | 2026-05-29 12:46 | csonner1 | 2026-05-29 12:46 | No Photo Available | https://collectorweb.dot.state.oh.us/arcgis/rest/services/HIGHWAY_LIGHTING/HighwayLighting_Reference/FeatureServer/7/586169/attachments/ | http://data.mapchannels.com/dualmaps6/map.htm?lat=39.513088&lng=-83.410735
08 | FAYETTE | FAY | RA | 24017 |  | 0.128 |  | SFAYRA24017**C | FAY-24017-0.128 | 39.5146 | -83.4047 | 2025-12-31 | Active | 2014-07-01 04:00 | 93793 | 2014-12-11 | State | HL0021700 |  | FAY-35 & 753 | State | A-10 | Conventional |  |  | AT | A |  |  | 41 | 1 | 15 | [5 empty] | No | No | No |  | LED | 1 |  | 90 |  |  | III |  |  | 480 L-L | [8 empty] | L013 | A | psi0000446 | Dayton Power & Light |  | 53716987 |  |  |  |  | 2026-05-29 13:05 | NULL |  |  | mhurlow1 | 2018-04-03 15:25 | acastle1 | 2021-05-28 15:04 | No | No | No | No | No | Standing | None | None | None | No | No | No |  | No | 2026-05-29 13:05 |  | csonner1 | 2026-05-29 13:06 | csonner1 | 2026-05-29 13:06 | No Photo Available | https://collectorweb.dot.state.oh.us/arcgis/rest/services/HIGHWAY_LIGHTING/HighwayLighting_Reference/FeatureServer/7/581832/attachments/ | http://data.mapchannels.com/dualmaps6/map.htm?lat=39.514554&lng=-83.404676
08 | FAYETTE | FAY | RA | 24017 |  | 0.171 |  | SFAYRA24017**C | FAY-24017-0.171 | 39.5146 | -83.4055 | 2025-12-31 | Active | 2014-07-01 04:00 | 93793 | 2014-12-11 | State | HL0025880 |  | FAY-35 & 753 | State | A-9 | Conventional |  |  | AT | A |  |  | 41 | 1 | 15 | [5 empty] | No | No | No |  | LED | 1 |  | 90 |  |  | II |  |  | 480 L-L | [8 empty] | L013 | A | psi0000446 | Dayton Power & Light |  | 53716987 |  |  |  |  | 2026-05-29 13:09 | NULL |  |  | mhurlow1 | 2018-04-03 15:25 | acastle1 | 2021-05-28 15:04 | No | No | No | No | No | Standing | None | None | None | No | No | No | pole damage | Yes | 2026-05-29 13:09 |  | csonner1 | 2026-05-29 13:09 | csonner1 | 2026-05-29 13:09 | No Photo Available | https://collectorweb.dot.state.oh.us/arcgis/rest/services/HIGHWAY_LIGHTING/HighwayLighting_Reference/FeatureServer/7/586170/attachments/ | http://data.mapchannels.com/dualmaps6/map.htm?lat=39.514591&lng=-83.405451
08 | FAYETTE | FAY | RA | 24018 |  | 0.265 |  | SFAYRA24018**C | FAY-24018-0.265 | 39.5141 | -83.4039 | 2025-12-31 | Active | 2014-07-01 04:00 | 93793 | 2014-12-11 | State | HL0014334 |  | FAY-35 & 753 | State | A-12 | Conventional |  |  | AT | A |  |  | 41 | 1 | 15 | [5 empty] | No | No | No |  | LED | 1 |  | 90 |  |  | III |  |  | 480 L-L | [8 empty] | L013 | A | psi0000446 | Dayton Power & Light |  | 53716987 |  |  |  |  | 2026-05-29 13:02 | NULL |  |  | mhurlow1 | 2018-04-03 15:24 | acastle1 | 2021-05-28 15:05 | No | No | No | No | No | Standing | None | None | None | No | No | No |  | No | 2026-05-29 13:02 |  | csonner1 | 2026-05-29 13:02 | csonner1 | 2026-05-29 13:02 | No Photo Available | https://collectorweb.dot.state.oh.us/arcgis/rest/services/HIGHWAY_LIGHTING/HighwayLighting_Reference/FeatureServer/7/588922/attachments/ | http://data.mapchannels.com/dualmaps6/map.htm?lat=39.514117&lng=-83.403900
08 | FAYETTE | FAY | RA | 24019 |  | 0.273 |  | SFAYRA24019**C | FAY-24019-0.273 | 39.5136 | -83.4123 | 2025-12-31 | Active | 2014-07-01 04:00 | 93793 | 2014-12-11 | State | HL0011393 |  | FAY-35 & 753 | State | A-1 | Conventional |  |  | AT | A |  |  | 41 | 1 | 15 | [5 empty] | No | No | No |  | LED | 1 |  | 90 |  |  | III |  |  | 480 L-L | [8 empty] | L013 | A | psi0000446 | Dayton Power & Light |  | 53716987 |  |  |  |  | 2026-05-29 12:30 | NULL |  |  | mhurlow1 | 2018-04-03 15:21 | acastle1 | 2021-05-28 15:02 | No | No | No | No | No | Standing | None | None | None | No | No | No |  | No | 2026-05-29 12:30 |  | csonner1 | 2026-05-29 12:30 | csonner1 | 2026-05-29 12:30 | No Photo Available | https://collectorweb.dot.state.oh.us/arcgis/rest/services/HIGHWAY_LIGHTING/HighwayLighting_Reference/FeatureServer/7/588120/attachments/ | http://data.mapchannels.com/dualmaps6/map.htm?lat=39.513552&lng=-83.412252
08 | FAYETTE | FAY | RA | 24020 |  | 0.017 |  | SFAYRA24020**C | FAY-24020-0.017 | 39.5278 | -83.4652 | 2025-12-31 | Active | 2014-07-01 04:00 | 93793 | 2014-12-11 | State | HL0027335 |  | FAY-35 & 22/62 | State | B-1 | Tower |  | 6 |  |  | 25 | 110 | [5 empty] | Yes |  |  | No | No | No |  | LED | 2 |  |  |  |  | III |  |  | 480 L-L | [8 empty] | L010 | B | psi0000252 | Dayton Power & Light | 64960084588 | 1845653 |  |  |  |  | 2026-05-22 11:45 | 8 - Needs Inspected in 8 CY |  |  | mike.lutz | 2014-12-11 08:31 | acastle1 | 2022-12-30 13:44 | No | No | No | No | No | Standing | None | None | None | No | No | No |  | No | 2026-05-22 11:45 |  | csonner1 | 2026-05-22 11:46 | csonner1 | 2026-05-22 11:46 | No Photo Available | https://collectorweb.dot.state.oh.us/arcgis/rest/services/HIGHWAY_LIGHTING/HighwayLighting_Reference/FeatureServer/7/586145/attachments/ | http://data.mapchannels.com/dualmaps6/map.htm?lat=39.527785&lng=-83.465162
08 | FAYETTE | FAY | RA | 24020 |  | 0.101 |  | SFAYRA24020**C | FAY-24020-0.101 | 39.5267 | -83.4644 | 2025-12-31 | Active | 2014-07-01 04:00 | 93793 | 2014-12-11 | State | HL0027352 |  | FAY-35 & 22/62 | State | B-2 | Tower |  | 6 |  |  | 25 | 110 | [5 empty] | Yes |  |  | No | No | No |  | LED | 2 |  |  |  |  | III |  |  | 480 L-L | [8 empty] | L010 | B | psi0000252 | Dayton Power & Light | 64960084588 | 1845653 |  |  |  |  | 2026-05-22 12:39 | 8 - Needs Inspected in 8 CY |  |  | trent.hanley | 2014-12-11 09:27 | acastle1 | 2022-12-30 13:46 | No | No | No | No | No | Standing | None | None | None | No | No | No |  | No | 2026-05-22 12:39 |  | csonner1 | 2026-05-22 12:40 | csonner1 | 2026-05-22 12:40 | No Photo Available | https://collectorweb.dot.state.oh.us/arcgis/rest/services/HIGHWAY_LIGHTING/HighwayLighting_Reference/FeatureServer/7/584944/attachments/ | http://data.mapchannels.com/dualmaps6/map.htm?lat=39.526750&lng=-83.464384
08 | FAYETTE | FAY | RA | 24020 |  | 0.168 |  | SFAYRA24020**C | FAY-24020-0.168 | 39.5259 | -83.4641 | 2025-12-31 | Active | 2014-07-01 04:00 | 93793 | 2014-12-11 | State | HL0027349 |  | FAY-35 & 22/62 | State | B-3 | Tower |  | 6 |  |  | 25 | 100 | [8 empty] | No | No | No |  | LED | 2 |  |  |  |  | III |  |  | 480 L-L | [8 empty] | L010 | B | psi0000252 | Dayton Power & Light | 64960084588 | 1845653 |  |  |  |  | 2026-05-22 12:57 | 8 - Needs Inspected in 8 CY |  |  | trent.hanley | 2014-12-11 09:24 | acastle1 | 2022-12-30 13:49 | No | No | No | No | No | Standing | None | None | None | No | No | No |  | No | 2026-05-22 12:57 |  | csonner1 | 2026-05-22 12:57 | csonner1 | 2026-05-22 12:57 | No Photo Available | https://collectorweb.dot.state.oh.us/arcgis/rest/services/HIGHWAY_LIGHTING/HighwayLighting_Reference/FeatureServer/7/586146/attachments/ | http://data.mapchannels.com/dualmaps6/map.htm?lat=39.525918&lng=-83.464137
08 | FAYETTE | FAY | RA | 24021 |  | 0.009 |  | SFAYRA24021**C | FAY-24021-0.009 | 39.5241 | -83.4605 | 2025-12-31 | Active | 2014-07-01 04:00 | 93793 | 2014-12-11 | State | HL0027348 | 2020-10-27 15:58 | FAY-35 & 22/62 | State | A-14 | Tower |  | 6 |  |  | 25 | 100 | [8 empty] | No | No | No |  | LED | 2 |  |  |  |  | III |  |  | 480 L-L | [8 empty] | L011 | A | psi0000218 | Dayton Power & Light | 52851-77653 | 53716985 |  |  |  |  | 2026-05-29 14:29 | 8 - Needs Inspected in 8 CY |  |  | mike.lutz | 2014-12-11 09:22 | acastle1 | 2022-12-30 13:26 | No | No | No | No | No | Standing | None | None | None | No | No | No |  | No | 2026-05-29 14:29 |  | csonner1 | 2026-05-29 14:29 | csonner1 | 2026-05-29 14:29 | No Photo Available | https://collectorweb.dot.state.oh.us/arcgis/rest/services/HIGHWAY_LIGHTING/HighwayLighting_Reference/FeatureServer/7/589719/attachments/ | http://data.mapchannels.com/dualmaps6/map.htm?lat=39.524108&lng=-83.460547
08 | FAYETTE | FAY | RA | 24021 |  | 0.075 |  | SFAYRA24021**C | FAY-24021-0.075 | 39.5249 | -83.4613 | 2025-12-31 | Active | 2014-07-01 04:00 | 93793 | 2014-12-11 | State | HL0027351 | 2020-10-27 15:58 | FAY-35 & 22/62 | State | A-13 | Tower |  | 6 |  |  | 25 | 100 | [8 empty] | No | No | No |  | LED | 2 |  |  |  |  | III |  |  | 480 L-L | [8 empty] | L011 | A | psi0000218 | Dayton Power & Light | 52851-77653 | 53716985 |  |  |  |  | 2026-05-29 14:32 | 8 - Needs Inspected in 8 CY |  |  | mike.lutz | 2014-12-11 09:26 | acastle1 | 2022-12-30 13:28 | No | No | No | No | No | Standing | None | None | None | No | No | No |  | No | 2026-05-29 14:32 |  | csonner1 | 2026-05-29 14:32 | csonner1 | 2026-05-29 14:32 | No Photo Available | https://collectorweb.dot.state.oh.us/arcgis/rest/services/HIGHWAY_LIGHTING/HighwayLighting_Reference/FeatureServer/7/590119/attachments/ | http://data.mapchannels.com/dualmaps6/map.htm?lat=39.524885&lng=-83.461272
08 | FAYETTE | FAY | RA | 24021 |  | 0.151 |  | SFAYRA24021**C | FAY-24021-0.151 | 39.5258 | -83.4619 | 2025-12-31 | Active | 2014-07-01 04:00 | 93793 | 2014-12-11 | State | HL0027354 | 2020-10-27 15:48 | FAY-35 & 22/62 | State | A-12 | Tower |  | 6 |  |  | 25 | 100 | [8 empty] | No | No | No |  | LED | 2 |  |  |  |  | III |  |  | 480 L-L | [8 empty] | L011 | A | psi0000218 | Dayton Power & Light | 52851-77653 | 53716985 |  |  |  |  | 2026-05-29 14:35 | 8 - Needs Inspected in 8 CY |  |  | mike.lutz | 2014-12-11 09:29 | acastle1 | 2022-12-30 13:31 | No | No | No | No | No | Standing | None | None | None | No | No | No |  | No | 2026-05-29 14:35 |  | csonner1 | 2026-05-29 14:35 | csonner1 | 2026-05-29 14:35 | No Photo Available | https://collectorweb.dot.state.oh.us/arcgis/rest/services/HIGHWAY_LIGHTING/HighwayLighting_Reference/FeatureServer/7/579030/attachments/ | http://data.mapchannels.com/dualmaps6/map.htm?lat=39.525802&lng=-83.461851
08 | FAYETTE | FAY | RA | 24021 |  | 0.238 |  | SFAYRA24021**C | FAY-24021-0.238 | 39.5267 | -83.4613 | 2025-12-31 | Active | 2014-07-01 04:00 | 93793 | 2014-12-11 | State | HL0027357 |  | FAY-35 & 22/62 | State | A-11 | Tower |  | 6 |  |  | 25 | 100 | [8 empty] | No | No | No |  | LED | 3 |  |  |  |  | V |  |  | 480 L-L | [8 empty] | L011 | A | psi0000218 | Dayton Power & Light | 52851-77653 | 53716985 |  |  |  |  | 2026-05-29 14:38 | 8 - Needs Inspected in 8 CY |  |  | mike.lutz | 2014-12-11 09:33 | acastle1 | 2022-12-30 13:32 | No | No | No | No | No | Standing | None | None | None | No | No | No |  | No | 2026-05-29 14:38 |  | csonner1 | 2026-05-29 14:38 | csonner1 | 2026-05-29 14:38 | No Photo Available | https://collectorweb.dot.state.oh.us/arcgis/rest/services/HIGHWAY_LIGHTING/HighwayLighting_Reference/FeatureServer/7/588926/attachments/ | http://data.mapchannels.com/dualmaps6/map.htm?lat=39.526725&lng=-83.461349
08 | FAYETTE | FAY | RA | 24022 |  | 0.022 |  | SFAYRA24022**C | FAY-24022-0.022 | 39.5249 | -83.4645 | 2025-12-31 | Active | 2014-07-01 04:00 | 93793 | 2014-12-11 | State | HL0027346 |  | FAY-35 & 22/62 | State | B-10 | Tower |  | 6 |  |  | 25 | 110 | [8 empty] | No | No | No |  | LED | 3 |  |  |  |  | V |  |  | 480 L-L | [8 empty] | L010 | B | psi0000252 | Dayton Power & Light | 64960084588 | 1845653 |  |  |  |  | 2026-05-22 13:19 | 8 - Needs Inspected in 8 CY |  |  | trent.hanley | 2014-12-11 09:21 | acastle1 | 2022-12-30 13:13 | No | No | No | No | No | Standing | None | None | None | No | No | No |  | No | 2026-05-22 13:19 |  | csonner1 | 2026-05-22 13:19 | csonner1 | 2026-05-22 13:19 | No Photo Available | https://collectorweb.dot.state.oh.us/arcgis/rest/services/HIGHWAY_LIGHTING/HighwayLighting_Reference/FeatureServer/7/585345/attachments/ | http://data.mapchannels.com/dualmaps6/map.htm?lat=39.524854&lng=-83.464539
08 | FAYETTE | FAY | RA | 24022 |  | 0.117 |  | SFAYRA24022**C | FAY-24022-0.117 | 39.5251 | -83.4631 | 2025-12-31 | Active | 2014-07-01 04:00 | 93793 | 2014-12-11 | State | HL0027338 |  | FAY-35 & 22/62 | State | B-11 | Tower |  | 6 |  |  | 25 | 100 | [8 empty] | No | No | No |  | LED | 2 |  |  |  |  | III |  |  | 480 L-L | [8 empty] | L010 | B | psi0000252 | Dayton Power & Light | 64960084588 | 1845653 |  |  |  |  | 2026-05-29 13:56 | 8 - Needs Inspected in 8 CY |  |  | mike.lutz | 2014-12-11 08:41 | acastle1 | 2022-12-30 13:16 | No | No | No | No | No | Standing | None | None | None | No | No | No |  | No | 2026-05-29 13:56 |  | csonner1 | 2026-05-29 13:56 | csonner1 | 2026-05-29 13:56 | No Photo Available | https://collectorweb.dot.state.oh.us/arcgis/rest/services/HIGHWAY_LIGHTING/HighwayLighting_Reference/FeatureServer/7/579429/attachments/ | http://data.mapchannels.com/dualmaps6/map.htm?lat=39.525137&lng=-83.463061
08 | FAYETTE | FAY | RA | 24022 |  | 0.172 |  | SFAYRA24022**C | FAY-24022-0.172 | 39.5247 | -83.4624 | 2025-12-31 | Active | 2014-07-01 04:00 | 93793 | 2014-12-11 | State | HL0027341 | 2020-10-27 15:39 | FAY-35 & 22/62 | State | B-12 | Tower |  | 6 |  |  | 25 | 100 | [8 empty] | No | No | No |  | LED | 2 |  |  |  |  | III |  |  | 480 L-L | [8 empty] | L010 | B | psi0000252 | Dayton Power & Light | 64960084588 | 1845653 |  |  |  |  | 2026-05-29 14:00 | 8 - Needs Inspected in 8 CY |  |  | mike.lutz | 2014-12-11 09:09 | acastle1 | 2022-12-30 13:18 | No | No | No | No | No | Standing | None | None | None | No | No | No |  | No | 2026-05-29 14:00 |  | csonner1 | 2026-05-29 14:00 | csonner1 | 2026-05-29 14:00 | No Photo Available | https://collectorweb.dot.state.oh.us/arcgis/rest/services/HIGHWAY_LIGHTING/HighwayLighting_Reference/FeatureServer/7/585404/attachments/ | http://data.mapchannels.com/dualmaps6/map.htm?lat=39.524708&lng=-83.462360
08 | FAYETTE | FAY | RA | 24022 |  | 0.23 |  | SFAYRA24022**C | FAY-24022-0.230 | 39.5241 | -83.4616 | 2025-12-31 | Active | 2014-07-01 04:00 | 93793 | 2014-12-11 | State | HL0027343 |  | FAY-35 & 22/62 | State | B-13 | Tower |  | 6 |  |  | 25 | 100 | [8 empty] | No | No | No |  | LED | 2 |  |  |  |  | III |  |  | 480 L-L | [8 empty] | L010 | B | psi0000252 | Dayton Power & Light | 64960084588 | 1845653 |  |  |  |  | 2026-05-29 14:02 | 8 - Needs Inspected in 8 CY |  |  | mike.lutz | 2014-12-11 09:12 | acastle1 | 2022-12-30 13:20 | No | No | No | No | No | Standing | None | None | None | No | No | No |  | No | 2026-05-29 14:02 |  | csonner1 | 2026-05-29 14:06 | csonner1 | 2026-05-29 14:06 | No Photo Available | https://collectorweb.dot.state.oh.us/arcgis/rest/services/HIGHWAY_LIGHTING/HighwayLighting_Reference/FeatureServer/7/585405/attachments/ | http://data.mapchannels.com/dualmaps6/map.htm?lat=39.524089&lng=-83.461622
08 | FAYETTE | FAY | RA | 24023 |  | 0.073 |  | SFAYRA24023**C | FAY-24023-0.073 | 39.5277 | -83.4616 | 2025-12-31 | Active | 2014-07-01 04:00 | 93793 | 2014-12-11 | State | HL0027360 |  | FAY-35 & 22/62 | State | A-4 | Tower |  | 6 |  |  | 25 | 100 | [8 empty] | No | No | No |  | LED | 3 |  |  |  |  | V |  |  | 480 L-L | [8 empty] | L011 | A | psi0000218 | Dayton Power & Light | 52851-77653 | 53716985 |  |  |  |  | 2026-05-21 15:40 | 8 - Needs Inspected in 8 CY |  |  | trent.hanley | 2014-12-11 09:36 | csonner1 | 2026-05-21 16:06 | No | No | No | No | No | Standing | None | None | None | No | No | No |  | No | 2026-05-21 15:40 |  | csonner1 | 2026-05-21 15:49 | csonner1 | 2026-05-21 15:49 | https://collectorweb.dot.state.oh.us/arcgis/rest/services/HIGHWAY_LIGHTING/HighwayLighting_Reference/FeatureServer/6/27360/attachments/ | No Photo Available | http://data.mapchannels.com/dualmaps6/map.htm?lat=39.527655&lng=-83.461636
08 | FAYETTE | FAY | RA | 24023 |  | 0.211 |  | SFAYRA24023**C | FAY-24023-0.211 | 39.527 | -83.4632 | 2025-12-31 | Active | 2014-07-01 04:00 | 93793 | 2014-12-11 | State | HL0027362 | 2020-10-27 15:36 | FAY-35 & 22/62 | State | A-3 | Tower |  | 6 |  |  | 25 | 100 | [8 empty] | No | No | No |  | LED | 2 |  |  |  |  | III |  |  | 480 L-L | [8 empty] | L011 | A | psi0000218 | Dayton Power & Light | 52851-77653 | 53716985 |  |  |  |  | 2026-05-21 16:04 | 8 - Needs Inspected in 8 CY |  |  | trent.hanley | 2014-12-11 09:39 | acastle1 | 2022-12-30 13:37 | No | No | No | No | No | Standing | None | None | None | No | No | No |  | No | 2026-05-21 16:04 |  | csonner1 | 2026-05-21 16:04 | csonner1 | 2026-05-21 16:05 | No Photo Available | https://collectorweb.dot.state.oh.us/arcgis/rest/services/HIGHWAY_LIGHTING/HighwayLighting_Reference/FeatureServer/7/582228/attachments/ | http://data.mapchannels.com/dualmaps6/map.htm?lat=39.526984&lng=-83.463172
08 | FAYETTE | FAY | RA | 24023 |  | 0.28 |  | SFAYRA24023**C | FAY-24023-0.280 | 39.5276 | -83.464 | 2025-12-31 | Active | 2014-07-01 04:00 | 93793 | 2014-12-11 | State | HL0027365 |  | FAY-35 & 22/62 | State | A-2 | Tower |  | 6 |  |  | 25 | 110 | [5 empty] | Yes |  |  | No | No | No |  | LED | 2 |  |  |  |  | III |  |  | 480 L-L | [8 empty] | L011 | A | psi0000218 | Dayton Power & Light | 52851-77653 | 53716985 |  |  |  |  | 2026-05-21 16:25 | 8 - Needs Inspected in 8 CY |  |  | trent.hanley | 2014-12-11 09:42 | acastle1 | 2022-12-30 13:39 | No | No | No | No | No | Standing | None | None | None | No | No | No |  | No | 2026-05-21 16:25 |  | csonner1 | 2026-05-21 16:31 | csonner1 | 2026-05-21 16:31 | No Photo Available | https://collectorweb.dot.state.oh.us/arcgis/rest/services/HIGHWAY_LIGHTING/HighwayLighting_Reference/FeatureServer/7/584943/attachments/ | http://data.mapchannels.com/dualmaps6/map.htm?lat=39.527620&lng=-83.463991
08 | FAYETTE | FAY | RA | 24025 |  | 0.148 |  | SFAYRA24025**C | FAY-24025-0.148 | 39.5483 | -83.4846 | 2025-12-31 | Active | 2007-09-01 04:00 | 80907 | 2008-05-09 | State | HL0019757 |  | FAY-35 & Palmer | State | A-6 | Conventional |  |  | AT |  |  |  | 41 | 1 | 15 | [5 empty] | No | No | No |  | LED | 1 |  | 90 |  |  | II |  |  | 480 L-L | [8 empty] | L142 | A | psi0000236 | Dayton Power & Light | 3528709926 | 547338 |  |  |  |  | 2026-05-14 13:05 | NULL |  |  | mhurlow1 | 2018-04-03 13:53 | acastle1 | 2021-05-28 15:05 | No | No | No | No | No | Standing | None | None | None | No | No | No |  | No | 2026-05-14 13:05 |  | csonner1 | 2026-05-14 13:05 | csonner1 | 2026-05-14 13:05 | No Photo Available | https://collectorweb.dot.state.oh.us/arcgis/rest/services/HIGHWAY_LIGHTING/HighwayLighting_Reference/FeatureServer/7/587717/attachments/ | http://data.mapchannels.com/dualmaps6/map.htm?lat=39.548287&lng=-83.484648
08 | FAYETTE | FAY | RA | 24025 |  | 0.185 |  | SFAYRA24025**C | FAY-24025-0.185 | 39.5487 | -83.4851 | 2025-12-31 | Active | 2007-09-01 04:00 | 80907 | 2008-05-09 | State | HL0013935 |  | FAY-35 & Palmer | State | A-5 | Conventional |  |  | AT |  |  |  | 41 | 1 | 15 | [5 empty] | No | No | No |  | LED | 1 |  | 90 |  |  | II |  |  | 480 L-L | [8 empty] | L142 | A | psi0000236 | Dayton Power & Light | 3528709926 | 547338 |  |  |  |  | 2026-05-14 13:09 | NULL |  |  | mhurlow1 | 2018-04-03 13:53 | acastle1 | 2021-05-28 15:05 | No | No | No | No | No | Standing | None | None | None | No | No | No | Tb damage | Yes | 2026-05-14 13:09 |  | csonner1 | 2026-05-14 13:10 | csonner1 | 2026-05-14 13:10 | No Photo Available | https://collectorweb.dot.state.oh.us/arcgis/rest/services/HIGHWAY_LIGHTING/HighwayLighting_Reference/FeatureServer/7/586917/attachments/ | http://data.mapchannels.com/dualmaps6/map.htm?lat=39.548668&lng=-83.485120
08 | FAYETTE | FAY | RA | 24025 |  | 0.219 |  | SFAYRA24025**C | FAY-24025-0.219 | 39.549 | -83.4855 | 2025-12-31 | Active | 2007-09-01 04:00 | 80907 | 2008-05-09 | State | HL0023920 |  | FAY-35 & Palmer | State | A-4 | Conventional |  |  | AT |  |  |  | 41 | 1 | 15 | [5 empty] | No | No | No |  | LED | 1 |  | 90 |  |  | II |  |  | 480 L-L | [8 empty] | L142 | A | psi0000236 | Dayton Power & Light | 3528709926 | 547338 |  |  |  |  | 2026-05-14 13:15 | NULL |  |  | mhurlow1 | 2018-04-03 13:53 | acastle1 | 2021-05-28 15:06 | No | No | No | No | No | Standing | None | None | None | No | No | No | Bad KTK / replaced | No | 2026-05-14 13:15 |  | csonner1 | 2026-05-14 13:15 | csonner1 | 2026-05-14 13:15 | No Photo Available | https://collectorweb.dot.state.oh.us/arcgis/rest/services/HIGHWAY_LIGHTING/HighwayLighting_Reference/FeatureServer/7/586123/attachments/ | http://data.mapchannels.com/dualmaps6/map.htm?lat=39.549044&lng=-83.485546
08 | FAYETTE | FAY | RA | 24025 |  | 0.255 |  | SFAYRA24025**C | FAY-24025-0.255 | 39.5494 | -83.486 | 2025-12-31 | Active | 2007-09-01 04:00 | 80907 | 2008-05-09 | State | HL0017121 |  | FAY-35 & Palmer | State | A-3 | Conventional |  |  | AT |  |  |  | 41 | 1 | 15 | [5 empty] | No | No | No |  | LED | 1 |  | 90 |  |  | II |  |  | 480 L-L | [8 empty] | L142 | A | psi0000236 | Dayton Power & Light | 3528709926 | 547338 |  |  |  |  | 2026-05-14 13:19 | NULL |  |  | mhurlow1 | 2018-04-03 13:53 | acastle1 | 2021-05-28 15:06 | No | No | No | No | No | Standing | None | None | None | No | No | No |  | No | 2026-05-14 13:19 |  | csonner1 | 2026-05-14 13:19 | csonner1 | 2026-05-14 13:19 | No Photo Available | https://collectorweb.dot.state.oh.us/arcgis/rest/services/HIGHWAY_LIGHTING/HighwayLighting_Reference/FeatureServer/7/586525/attachments/ | http://data.mapchannels.com/dualmaps6/map.htm?lat=39.549420&lng=-83.486016
08 | FAYETTE | FAY | RA | 24025 |  | 0.292 |  | SFAYRA24025**C | FAY-24025-0.292 | 39.5498 | -83.4865 | 2025-12-31 | Retired | 2007-09-01 04:00 | 80907 | 2008-05-09 | State | HL0001262 |  | FAY-35 & Palmer | State | A-2 | Conventional |  |  | AT |  |  |  | 41 | 1 | 15 | [5 empty] | No | No | No | Support foundation was removed and replaced with pullbox. | LED | 1 |  | 90 |  |  | II |  |  | 480 L-L | [8 empty] | L142 | A | psi0000236 | Dayton Power & Light | 3528709926 | 547338 | [5 empty] | NULL |  |  | mhurlow1 | 2018-04-03 13:53 | dmutlak1@Editor | 2025-11-07 15:30 | No | No | No | No | No | Down | None | None | None | No | No | No | Pole missing. Cannot find foundation. | Yes | 2025-07-02 15:21 |  | dmutlak1 | 2025-07-02 15:21 | dmutlak1 | 2025-07-02 15:21 | No Photo Available | No Photo Available | http://data.mapchannels.com/dualmaps6/map.htm?lat=39.549813&lng=-83.486474
08 | FAYETTE | FAY | RA | 24025 |  | 0.328 |  | SFAYRA24025**C | FAY-24025-0.328 | 39.5502 | -83.4869 | 2025-12-31 | Active | 2007-09-01 04:00 | 80907 | 2008-05-09 | State | HL0002806 |  | FAY-35 & Palmer | State | A-1 | Conventional |  |  | AT |  |  |  | 41 | 1 | 15 | [5 empty] | No | No | No |  | LED | 1 |  | 90 |  |  | II |  |  | 480 L-L | [8 empty] | L142 | A | psi0000236 | Dayton Power & Light | 3528709926 | 547338 |  |  |  |  | 2026-05-14 13:22 | NULL |  |  | mhurlow1 | 2018-04-03 13:53 | acastle1 | 2021-05-28 15:07 | No | No | No | No | No | Standing | None | None | None | No | No | No |  | No | 2026-05-14 13:22 |  | csonner1 | 2026-05-14 13:22 | csonner1 | 2026-05-14 13:22 | No Photo Available | https://collectorweb.dot.state.oh.us/arcgis/rest/services/HIGHWAY_LIGHTING/HighwayLighting_Reference/FeatureServer/7/585325/attachments/ | http://data.mapchannels.com/dualmaps6/map.htm?lat=39.550202&lng=-83.486919
08 | FAYETTE | FAY | RA | 24026 |  | 0.011 |  | SFAYRA24026**C | FAY-24026-0.011 | 39.5491 | -83.4886 | 2025-12-31 | Active | 2007-09-01 04:00 | 80907 | 2008-05-09 | State | HL0008999 |  | FAY-35 & Palmer | State | A-20 | Conventional |  |  | AT |  |  |  | 41 | 1 | 15 | [5 empty] | No | No | No |  | LED | 1 |  | 90 |  |  | II |  |  | 480 L-L | [8 empty] | L142 | A | psi0000236 | Dayton Power & Light | 3528709926 | 547338 |  |  |  |  | 2026-05-13 17:45 | NULL |  |  | mhurlow1 | 2018-04-03 13:54 | acastle1 | 2021-05-28 15:11 | No | No | No | No | No | Standing | None | None | None | No | No | No |  | No | 2026-05-13 17:45 |  | csonner1 | 2026-05-13 17:45 | csonner1 | 2026-05-13 17:45 | No Photo Available | https://collectorweb.dot.state.oh.us/arcgis/rest/services/HIGHWAY_LIGHTING/HighwayLighting_Reference/FeatureServer/7/587715/attachments/ | http://data.mapchannels.com/dualmaps6/map.htm?lat=39.549108&lng=-83.488564
08 | FAYETTE | FAY | RA | 24026 |  | 0.082 |  | SFAYRA24026**C | FAY-24026-0.082 | 39.5486 | -83.4874 | 2025-12-31 | Active | 2007-09-01 04:00 | 80907 | 2008-05-09 | State | HL0022004 |  | FAY-35 & Palmer | State | A-22 | Conventional |  |  | AT |  |  |  | 41 | 1 | 15 | [5 empty] | No | No | No |  | LED | 1 |  | 90 |  |  | II |  |  | 480 L-L | [8 empty] | L142 | A | psi0000236 | Dayton Power & Light | 3528709926 | 547338 |  |  |  |  | 2026-05-13 17:49 | NULL |  |  | mhurlow1 | 2018-04-03 13:54 | acastle1 | 2021-05-28 15:11 | Yes | No | No | No | No | Standing | None | None | None | No | No | No |  | No | 2026-05-13 17:49 |  | csonner1 | 2026-05-13 17:50 | csonner1 | 2026-05-13 17:50 | No Photo Available | https://collectorweb.dot.state.oh.us/arcgis/rest/services/HIGHWAY_LIGHTING/HighwayLighting_Reference/FeatureServer/7/587315/attachments/ | http://data.mapchannels.com/dualmaps6/map.htm?lat=39.548645&lng=-83.487370
08 | FAYETTE | FAY | RA | 24026 |  | 0.117 |  | SFAYRA24026**C | FAY-24026-0.117 | 39.5485 | -83.4868 | 2025-12-31 | Active | 2007-09-01 04:00 | 80907 | 2008-05-09 | State | HL0009690 |  | FAY-35 & Palmer | State | A-23 | Conventional |  |  | AT |  |  |  | 41 | 1 | 15 | [5 empty] | No | No | No |  | LED | 1 | 200 | 90 |  |  | II |  |  | 480 L-L | [8 empty] | L142 | A | psi0000236 | Dayton Power & Light | 3528709926 | 547338 |  |  |  |  | 2026-05-13 15:08 | NULL |  | 2026-05-13 15:08 | mhurlow1 | 2018-04-03 13:54 | acastle1 | 2021-05-28 15:11 | No | No | No | No | No | Standing | None | None | None | No | No | No | Pole down emergency response install T base wire fuse kit reset pole | Yes | 2026-05-13 15:08 | 2026-05-13 15:08 | csonner1 | 2026-05-13 15:10 | csonner1 | 2026-05-13 15:10 | No Photo Available | https://collectorweb.dot.state.oh.us/arcgis/rest/services/HIGHWAY_LIGHTING/HighwayLighting_Reference/FeatureServer/7/586913/attachments/ | http://data.mapchannels.com/dualmaps6/map.htm?lat=39.548453&lng=-83.486756
08 | FAYETTE | FAY | RA | 24026 |  | 0.154 |  | SFAYRA24026**C | FAY-24026-0.154 | 39.5483 | -83.4861 | 2025-12-31 | Active | 2007-09-01 04:00 | 80907 | 2008-05-09 | State | HL0016476 |  | FAY-35 & Palmer | State | A-24 | Conventional |  |  | AT |  |  |  | 41 | 1 | 15 | [5 empty] | No | No | No |  | LED | 1 |  | 90 |  |  | II |  |  | 480 L-L | [8 empty] | L142 | A | psi0000236 | Dayton Power & Light | 3528709926 | 547338 |  |  |  |  | 2026-05-13 17:53 | NULL |  |  | mhurlow1 | 2018-04-03 13:55 | acastle1 | 2021-05-28 15:12 | No | No | No | No | No | Standing | None | None | None | No | No | No |  | No | 2026-05-13 17:53 |  | csonner1 | 2026-05-13 17:53 | csonner1 | 2026-05-13 17:53 | No Photo Available | https://collectorweb.dot.state.oh.us/arcgis/rest/services/HIGHWAY_LIGHTING/HighwayLighting_Reference/FeatureServer/7/587716/attachments/ | http://data.mapchannels.com/dualmaps6/map.htm?lat=39.548250&lng=-83.486123
08 | FAYETTE | FAY | RA | 24026 |  | 0.19 |  | SFAYRA24026**C | FAY-24026-0.190 | 39.548 | -83.4855 | 2025-12-31 | Active | 2007-09-01 04:00 | 80907 | 2008-05-09 | State | HL0021777 |  | FAY-35 & Palmer | State | A-25 | Conventional |  |  | AT |  |  |  | 41 | 1 | 15 | [5 empty] | No | No | No |  | LED | 1 |  | 90 |  |  | II |  |  | 480 L-L | [8 empty] | L142 | A | psi0000236 | Dayton Power & Light | 3528709926 | 547338 |  |  |  |  | 2026-05-13 17:56 | NULL |  |  | mhurlow1 | 2018-04-03 13:55 | acastle1 | 2021-05-28 15:12 | No | No | No | No | No | Standing | None | None | None | No | No | No |  | No | 2026-05-13 17:56 |  | csonner1 | 2026-05-13 17:57 | csonner1 | 2026-05-13 17:57 | No Photo Available | https://collectorweb.dot.state.oh.us/arcgis/rest/services/HIGHWAY_LIGHTING/HighwayLighting_Reference/FeatureServer/7/586916/attachments/ | http://data.mapchannels.com/dualmaps6/map.htm?lat=39.548039&lng=-83.485503
08 | FAYETTE | FAY | RA | 24027 |  | 0.057 |  | SFAYRA24027**C | FAY-24027-0.057 | 39.6146 | -83.598 | 2025-12-31 | Active | 2003-08-12 | 9078 | 2003-08-12 | State | HL0027385 |  | FAY-35 & 435 E JCT | State | A-4 | Tower |  | 6 | A |  |  | 110 | [6 empty] | No |  | No | No | No |  | LED | 2 |  |  | 65,000 - 79,999 | No | III |  |  | 480 L-L |  | No | No | No | No | No |  |  | L141 | A | psi0001007 | Dayton Power & Light | 34376164033 | 1813237 |  |  |  |  | 2026-05-19 14:51 | 8 - Needs Inspected in 8 CY |  |  | mike.lutz | 2014-12-11 10:07 | dmutlak1 | 2024-11-06 16:33 | No | No | No | No | No | Standing | None | None | None | No | No | No |  | No | 2026-05-19 14:51 |  | csonner1 | 2026-05-19 14:51 | csonner1 | 2026-05-19 14:51 | No Photo Available | https://collectorweb.dot.state.oh.us/arcgis/rest/services/HIGHWAY_LIGHTING/HighwayLighting_Reference/FeatureServer/7/582226/attachments/ | http://data.mapchannels.com/dualmaps6/map.htm?lat=39.614645&lng=-83.598040
08 | FAYETTE | FAY | RA | 24027 |  | 0.206 |  | SFAYRA24027**C | FAY-24027-0.206 | 39.6129 | -83.5964 | 2025-12-31 | Active | 2003-08-12 | 9078 | 2003-08-12 | State | HL0027380 | 2020-10-27 14:16 | FAY-35 & 435 E JCT | State | A-3 | Tower |  | 4 | AT |  |  | 100 | [6 empty] | No |  | No | No | No |  | LED | 2 |  |  | 65,000 - 79,999 | No | III |  |  | 480 L-L |  | No | No | No | No | No |  |  | L141 | A | psi0001007 | Dayton Power & Light | 34376164033 | 1813237 |  |  |  |  | 2026-05-19 15:09 | 8 - Needs Inspected in 8 CY |  |  | mike.lutz | 2014-12-11 10:03 | cwalters2 | 2022-12-22 15:33 | No | No | No | No | No | Standing | None | None | None | No | No | No |  | No | 2026-05-19 15:09 |  | csonner1 | 2026-05-19 15:12 | csonner1 | 2026-05-19 15:12 | No Photo Available | https://collectorweb.dot.state.oh.us/arcgis/rest/services/HIGHWAY_LIGHTING/HighwayLighting_Reference/FeatureServer/7/586139/attachments/ | http://data.mapchannels.com/dualmaps6/map.htm?lat=39.612910&lng=-83.596394
08 | FAYETTE | FAY | RA | 24030 |  | 0.155 |  | SFAYRA24030**C | FAY-24030-0.155 | 39.5512 | -83.4913 | 2025-12-31 | Active | 2007-09-01 04:00 | 80907 | 2008-05-09 | State | HL0007404 |  | FAY-35 & Palmer | State | B-21 | Conventional |  |  | AT |  |  |  | 41 | 1 | 15 | [5 empty] | No | No | No |  | LED | 1 |  | 90 |  |  | II |  |  | 480 L-L | [8 empty] | L142 | B | psi0000236 | Dayton Power & Light | 3528709926 | 547338 | [5 empty] | NULL |  |  | mhurlow1 | 2018-04-03 13:49 | acastle1 | 2021-05-28 15:09 | [20 empty] | No Photo Available | No Photo Available | http://data.mapchannels.com/dualmaps6/map.htm?lat=39.551240&lng=-83.491257
08 | FAYETTE | FAY | RA | 24030 |  | 0.227 |  | SFAYRA24030**C | FAY-24030-0.227 | 39.5505 | -83.4903 | 2025-12-31 | Active | 2007-09-01 04:00 | 80907 | 2008-05-09 | State | HL0019908 |  | FAY-35 & Palmer | State | B-23 | Conventional |  |  | AT |  |  |  | 41 | 1 | 15 | [5 empty] | No | No | No |  | LED | 1 |  | 90 |  |  | II |  |  | 480 L-L | [8 empty] | L142 | B | psi0000236 | Dayton Power & Light | 3528709926 | 547338 |  |  |  |  | 2026-05-13 17:21 | NULL |  |  | mhurlow1 | 2018-04-03 13:49 | acastle1 | 2021-05-28 15:09 | No | No | No | No | No | Standing | None | None | None | No | No | No | #10 cable bad and fused connection kits | Yes | 2026-05-13 17:21 |  | csonner1 | 2026-05-13 17:21 | csonner1 | 2026-05-13 17:21 | No Photo Available | https://collectorweb.dot.state.oh.us/arcgis/rest/services/HIGHWAY_LIGHTING/HighwayLighting_Reference/FeatureServer/7/587314/attachments/ | http://data.mapchannels.com/dualmaps6/map.htm?lat=39.550500&lng=-83.490299
08 | FAYETTE | FAY | RA | 24030 |  | 0.263 |  | SFAYRA24030**C | FAY-24030-0.263 | 39.5501 | -83.4898 | 2025-12-31 | Active | 2007-09-01 04:00 | 80907 | 2008-05-09 | State | HL0015938 |  | FAY-35 & Palmer | State | B-24 | Conventional |  |  | AT |  |  |  | 41 | 1 | 15 | [5 empty] | No | No | No |  | LED | 1 |  | 90 |  |  | II |  |  | 480 L-L | [8 empty] | L142 | B | psi0000236 | Dayton Power & Light | 3528709926 | 547338 |  |  |  |  | 2025-02-11 12:23 | NULL |  | 2025-02-11 12:23 | mhurlow1 | 2018-04-03 13:49 | acastle1 | 2021-05-28 15:10 | No | No | No | No | No | Standing | None | None | None | No | No | No | No longer down. | No | 2025-02-11 12:23 | 2025-02-11 12:23 | dmutlak1 | 2025-02-11 12:23 | dmutlak1 | 2025-02-11 12:23 | https://collectorweb.dot.state.oh.us/arcgis/rest/services/HIGHWAY_LIGHTING/HighwayLighting_Reference/FeatureServer/6/15938/attachments/ | No Photo Available | http://data.mapchannels.com/dualmaps6/map.htm?lat=39.550126&lng=-83.489816
08 | FAYETTE | FAY | RA | 24030 |  | 0.299 |  | SFAYRA24030**C | FAY-24030-0.299 | 39.5498 | -83.4894 | 2025-12-31 | Active | 2007-09-01 04:00 | 80907 | 2008-05-09 | State | HL0004837 |  | FAY-35 & Palmer | State | B-25 | Conventional |  |  | AT |  |  |  | 41 | 1 | 15 | [5 empty] | No | No | No |  | LED | 1 |  | 90 |  |  | II |  |  | 480 L-L | [8 empty] | L142 | B | psi0000236 | Dayton Power & Light | 3528709926 | 547338 | [5 empty] | NULL |  |  | mhurlow1 | 2018-04-03 13:50 | acastle1 | 2021-05-28 15:10 | [20 empty] | No Photo Available | No Photo Available | http://data.mapchannels.com/dualmaps6/map.htm?lat=39.549751&lng=-83.489352
08 | FAYETTE | FAY | RA | 24030 |  | 0.336 |  | SFAYRA24030**C | FAY-24030-0.336 | 39.5494 | -83.4889 | 2025-12-31 | Active | 2007-09-01 04:00 | 80907 | 2008-05-09 | State | HL0005401 |  | FAY-35 & Palmer | State | B-26 | Conventional |  |  | AT |  |  |  | 41 | 1 | 15 | [5 empty] | No | No | No |  | LED | 1 |  | 90 |  |  | II |  |  | 480 L-L | [8 empty] | L142 | B | psi0000236 | Dayton Power & Light | 3528709926 | 547338 |  |  |  |  | 2026-05-13 17:40 | NULL |  |  | mhurlow1 | 2018-04-03 13:50 | acastle1 | 2021-05-28 15:10 | No | No | No | No | No | Standing | None | None | None | No | No | No |  | No | 2026-05-13 17:40 |  | csonner1 | 2026-05-13 17:41 | csonner1 | 2026-05-13 17:41 | No Photo Available | https://collectorweb.dot.state.oh.us/arcgis/rest/services/HIGHWAY_LIGHTING/HighwayLighting_Reference/FeatureServer/7/586122/attachments/ | http://data.mapchannels.com/dualmaps6/map.htm?lat=39.549375&lng=-83.488875
08 | FAYETTE | FAY | RA | 24031 |  | 0.017 |  | SFAYRA24031**C | FAY-24031-0.017 | 39.5505 | -83.4873 | 2025-12-31 | Active | 2007-09-01 04:00 | 80907 | 2008-05-09 | State | HL0001421 |  | FAY-35 & Palmer | State | B-1 | Conventional |  |  | AT |  |  |  | 41 | 1 | 15 | [5 empty] | No | No | No |  | LED | 1 |  | 90 |  |  | II |  |  | 480 L-L | [8 empty] | L142 | B | psi0000236 | Dayton Power & Light | 3528709926 | 547338 |  |  |  |  | 2026-05-13 16:18 | NULL |  |  | mhurlow1 | 2018-04-03 13:51 | acastle1 | 2021-05-28 15:07 | No | No | No | No | No | Standing | None | None | None | No | No | No |  | No | 2026-05-13 16:18 |  | csonner1 | 2026-05-13 16:19 | csonner1 | 2026-05-13 16:19 | No Photo Available | https://collectorweb.dot.state.oh.us/arcgis/rest/services/HIGHWAY_LIGHTING/HighwayLighting_Reference/FeatureServer/7/586914/attachments/ | http://data.mapchannels.com/dualmaps6/map.htm?lat=39.550515&lng=-83.487308
08 | FAYETTE | FAY | RA | 24031 |  | 0.051 |  | SFAYRA24031**C | FAY-24031-0.051 | 39.5508 | -83.4879 | 2025-12-31 | Active | 2007-09-01 04:00 | 80907 | 2008-05-09 | State | HL0012088 |  | FAY-35 & Palmer | State | B-2 | Conventional |  |  | AT |  |  |  | 41 | 1 | 15 | [5 empty] | No | No | No |  | LED | 1 |  | 90 |  |  | II |  |  | 480 L-L | [8 empty] | L142 | B | psi0000236 | Dayton Power & Light | 3528709926 | 547338 |  |  |  |  | 2026-03-03 18:54 | NULL |  |  | mhurlow1 | 2018-04-03 13:50 | acastle1 | 2021-05-28 15:07 | No | No | No | No | No | Down | None | None | None | No | No | No | Given notice that pole was knocked down. Base is undamaged pole and arm have been taken | Yes | 2026-03-03 18:54 |  | dmutlak1@Admin | 2026-03-03 18:54 | dcarlin1 | 2026-06-11 17:19 | No Photo Available | No Photo Available | http://data.mapchannels.com/dualmaps6/map.htm?lat=39.550771&lng=-83.487880
08 | FAYETTE | FAY | RA | 24031 |  | 0.087 |  | SFAYRA24031**C | FAY-24031-0.087 | 39.551 | -83.4885 | 2025-12-31 | Active | 2007-09-01 04:00 | 80907 | 2008-05-09 | State | HL0009076 |  | FAY-35 & Palmer | State | B-3 | Conventional |  |  | AT |  |  |  | 41 | 1 | 15 | [5 empty] | No | No | No |  | LED | 1 |  | 90 |  |  | II |  |  | 480 L-L | [8 empty] | L142 | B | psi0000236 | Dayton Power & Light | 3528709926 | 547338 |  |  |  |  | 2026-05-13 16:36 | NULL |  |  | mhurlow1 | 2018-04-03 13:50 | acastle1 | 2021-05-28 15:08 | No | No | No | No | No | Standing | None | None | None | No | No | No | Snakes in base troubleshoot wire repair and KTK fuse | No | 2026-05-13 16:36 |  | csonner1 | 2026-05-13 16:37 | csonner1 | 2026-05-13 16:37 | No Photo Available | https://collectorweb.dot.state.oh.us/arcgis/rest/services/HIGHWAY_LIGHTING/HighwayLighting_Reference/FeatureServer/7/581824/attachments/ | http://data.mapchannels.com/dualmaps6/map.htm?lat=39.550965&lng=-83.488518
08 | FAYETTE | FAY | RA | 24031 |  | 0.122 |  | SFAYRA24031**C | FAY-24031-0.122 | 39.5511 | -83.4891 | 2025-12-31 | Active | 2007-09-01 04:00 | 80907 | 2008-05-09 | State | HL0014722 |  | FAY-35 & Palmer | State | B-4 | Conventional |  |  | AT |  |  |  | 41 | 1 | 15 | [5 empty] | No | No | No |  | LED | 1 |  | 90 |  |  | II |  |  | 480 L-L | [8 empty] | L142 | B | psi0000236 | Dayton Power & Light | 3528709926 | 547338 |  |  |  |  | 2026-05-13 16:41 | NULL |  |  | mhurlow1 | 2018-04-03 13:50 | acastle1 | 2021-05-28 15:08 | No | No | No | No | No | Standing | None | None | None | No | No | No |  | No | 2026-05-13 16:41 |  | csonner1 | 2026-05-13 16:41 | csonner1 | 2026-05-13 16:41 | No Photo Available | https://collectorweb.dot.state.oh.us/arcgis/rest/services/HIGHWAY_LIGHTING/HighwayLighting_Reference/FeatureServer/7/587313/attachments/ | http://data.mapchannels.com/dualmaps6/map.htm?lat=39.551135&lng=-83.489140
08 | FAYETTE | FAY | RA | 24031 |  | 0.159 |  | SFAYRA24031**C | FAY-24031-0.159 | 39.5513 | -83.4898 | 2025-12-31 | Active | 2007-09-01 04:00 | 80907 | 2008-05-09 | State | HL0025402 |  | FAY-35 & Palmer | State | B-5 | Conventional |  |  | AT |  |  |  | 41 | 1 | 15 | [5 empty] | No | No | No |  | LED | 1 |  | 90 |  |  | II |  |  | 480 L-L | [8 empty] | L142 | B | psi0000236 | Dayton Power & Light | 3528709926 | 547338 |  |  |  |  | 2026-05-13 16:44 | NULL |  |  | mhurlow1 | 2018-04-03 13:50 | acastle1 | 2021-05-28 15:08 | No | No | No | No | No | Standing | None | None | None | No | No | No |  | No | 2026-05-13 16:44 |  | csonner1 | 2026-05-13 16:45 | csonner1 | 2026-05-13 16:45 | No Photo Available | https://collectorweb.dot.state.oh.us/arcgis/rest/services/HIGHWAY_LIGHTING/HighwayLighting_Reference/FeatureServer/7/586524/attachments/ | http://data.mapchannels.com/dualmaps6/map.htm?lat=39.551305&lng=-83.489792
08 | FAYETTE | FAY | RA | 24031 |  | 0.195 |  | SFAYRA24031**C | FAY-24031-0.195 | 39.5515 | -83.4904 | 2025-12-31 | Active | 2007-09-01 04:00 | 80907 | 2008-05-09 | State | HL0009092 |  | FAY-35 & Palmer | State | B-6 | Conventional |  |  | AT |  |  |  | 41 | 1 | 15 | [5 empty] | No | No | No |  | LED | 1 |  | 90 |  |  | II |  |  | 480 L-L | [8 empty] | L142 | B | psi0000236 | Dayton Power & Light | 3528709926 | 547338 |  |  |  |  | 2026-05-13 16:53 | NULL |  |  | mhurlow1 | 2018-04-03 13:50 | acastle1 | 2021-05-28 15:09 | No | No | No | No | No | Standing | None | None | None | No | No | No | Tb damage | Yes | 2026-05-13 16:53 |  | csonner1 | 2026-05-13 16:54 | csonner1 | 2026-05-13 16:54 | No Photo Available | https://collectorweb.dot.state.oh.us/arcgis/rest/services/HIGHWAY_LIGHTING/HighwayLighting_Reference/FeatureServer/7/588113/attachments/ | http://data.mapchannels.com/dualmaps6/map.htm?lat=39.551524&lng=-83.490396
08 | FAYETTE | FAY | RE | 91045 |  | 0.003 |  | SFAYRE91045**C | FAY-91045-0.003 | 39.6363 | -83.5722 | 2025-12-31 | Active |  |  |  | State | HL0008472 | 2017-11-21 05:00 | FAY-71 R/A | State | EP-1 | Conventional |  |  | AT |  |  |  |  | 1 | [6 empty] | No | No | No |  | LED | 1 |  | 90 |  |  | III | GE | [21 empty] | NULL |  |  | mhurlow1 | 2018-04-03 16:50 | dmutlak1@Admin | 2026-01-15 15:28 | [20 empty] | No Photo Available | No Photo Available | http://data.mapchannels.com/dualmaps6/map.htm?lat=39.636272&lng=-83.572178
08 | FAYETTE | FAY | RE | 91045 |  | 0.042 |  | SFAYRE91045**C | FAY-91045-0.042 | 39.6366 | -83.5714 | 2025-12-31 | Active |  |  |  | State | HL0009823 | 2017-11-21 05:00 | FAY-71 R/A | State | EP-2 | Conventional |  |  | AT |  |  |  |  | 1 | [6 empty] | No | No | No |  | LED | 1 |  | 90 |  |  | III | GE | [21 empty] | NULL |  |  | mhurlow1 | 2018-04-03 16:50 | dmutlak1@Admin | 2026-01-15 15:28 | [20 empty] | No Photo Available | No Photo Available | http://data.mapchannels.com/dualmaps6/map.htm?lat=39.636553&lng=-83.571446
08 | FAYETTE | FAY | RE | 91045 |  | 0.086 |  | SFAYRE91045**C | FAY-91045-0.086 | 39.6368 | -83.5707 | 2025-12-31 | Active |  |  |  | State | HL0017353 | 2017-11-21 05:00 | FAY-71 R/A | State | EP-3 | Conventional |  |  | AT |  |  |  |  | 1 | [6 empty] | No | No | No |  | LED | 1 |  | 90 |  |  | III | GE | [20 empty] | 2026-01-07 18:55 | NULL |  | 2026-03-11 15:42 | mhurlow1 | 2018-04-03 16:50 | dmutlak1@Admin | 2026-01-15 15:28 | No | No | No | No | No | Standing | None | None | None | No | No | No | Seen it was down while driving unsure the condition of pole | No | 2026-01-07 18:55 | 2026-03-11 15:42 | acastle1 | 2026-01-07 18:55 | dmutlak1@Admin | 2026-03-11 15:43 | No Photo Available | https://collectorweb.dot.state.oh.us/arcgis/rest/services/HIGHWAY_LIGHTING/HighwayLighting_Reference/FeatureServer/7/579326/attachments/ | http://data.mapchannels.com/dualmaps6/map.htm?lat=39.636838&lng=-83.570700
08 | FAYETTE | FAY | RE | 91045 |  | 0.13 |  | SFAYRE91045**C | FAY-91045-0.130 | 39.6371 | -83.57 | 2025-12-31 | Active |  |  |  | State | HL0020092 | 2017-11-21 05:00 | FAY-71 R/A | State | EP-4 | Conventional |  |  | AT |  |  |  |  | 1 | [6 empty] | No | No | No |  | LED | 1 |  | 90 |  |  | III | GE | [21 empty] | NULL |  |  | mhurlow1 | 2018-04-03 16:50 | dmutlak1@Admin | 2026-01-15 15:27 | [20 empty] | No Photo Available | No Photo Available | http://data.mapchannels.com/dualmaps6/map.htm?lat=39.637080&lng=-83.569955
08 | FAYETTE | FAY | RE | 91045 |  | 0.174 |  | SFAYRE91045**C | FAY-91045-0.174 | 39.6373 | -83.5692 | 2025-12-31 | Active |  |  |  | State | HL0022926 | 2017-11-21 05:00 | FAY-71 R/A | State | EP-5 | Conventional |  |  | AT |  |  |  |  | 1 | [6 empty] | No | No | No |  | LED | 1 |  | 90 |  |  | II | GE | [21 empty] | NULL |  |  | mhurlow1 | 2018-04-03 16:50 | dmutlak1@Admin | 2026-01-15 15:27 | [20 empty] | No Photo Available | No Photo Available | http://data.mapchannels.com/dualmaps6/map.htm?lat=39.637289&lng=-83.569180
08 | FAYETTE | FAY | RE | 91045 |  | 0.218 |  | SFAYRE91045**C | FAY-91045-0.218 | 39.6375 | -83.5684 | 2025-12-31 | Active |  |  |  | State | HL0021420 | 2017-11-21 05:00 | FAY-71 R/A | State | EP-6 | Conventional |  |  | AT |  |  |  |  | 1 | [6 empty] | No | No | No |  | LED | 1 |  | 90 |  |  | II | GE | [21 empty] | NULL |  |  | mhurlow1 | 2018-04-03 16:50 | dmutlak1@Admin | 2026-01-15 15:27 | [20 empty] | No Photo Available | No Photo Available | http://data.mapchannels.com/dualmaps6/map.htm?lat=39.637473&lng=-83.568394
08 | FAYETTE | FAY | RE | 91045 |  | 0.258 |  | SFAYRE91045**C | FAY-91045-0.258 | 39.6372 | -83.5674 | 2025-12-31 | Active |  |  |  | State | HL0033427 |  | FAY-71NB R/A | State |  | Post-top | Yes |  | ST | [10 empty] | Yes | No | No | No |  | LED | 1 |  | 90 |  |  | V | [22 empty] | NULL |  |  | kgreene4 | 2020-02-11 16:30 | kgreene4@Editor | 2020-04-22 19:02 | [20 empty] | No Photo Available | No Photo Available | http://data.mapchannels.com/dualmaps6/map.htm?lat=39.637163&lng=-83.567424
08 | FAYETTE | FAY | RE | 91045 |  | 0.262 |  | SFAYRE91045**C | FAY-91045-0.262 | 39.6377 | -83.5676 | 2025-12-31 | Active |  |  |  | State | HL0022510 | 2019-06-13 04:00 | FAY-71NB R/A | State | B-A1 | Low Mast | [14 empty] | No | No | No |  | LED | 1 |  | 305 | 35,000 - 44,999 |  | V | GE | ERHM | [20 empty] | NULL |  |  | mhurlow1 | 2018-04-03 16:51 | dmutlak1@Admin | 2026-01-15 15:32 | [20 empty] | No Photo Available | No Photo Available | http://data.mapchannels.com/dualmaps6/map.htm?lat=39.637668&lng=-83.567597
08 | FAYETTE | FAY | RE | 91045 |  | 0.277 |  | SFAYRE91045**C | FAY-91045-0.277 | 39.6373 | -83.5671 | 2025-12-31 | Active |  |  |  | State | HL0033432 |  | FAY-71NB R/A | State |  | Post-top | Yes |  | ST | [10 empty] | Yes | No | No | No |  | LED | 1 |  | 90 |  |  | V | [22 empty] | NULL |  |  | kgreene4 | 2020-02-11 16:29 | kgreene4@Editor | 2020-04-22 19:02 | [20 empty] | No Photo Available | No Photo Available | http://data.mapchannels.com/dualmaps6/map.htm?lat=39.637313&lng=-83.567057
08 | FAYETTE | FAY | RE | 91045 |  | 0.297 |  | SFAYRE91045**C | FAY-91045-0.297 | 39.6379 | -83.567 | 2025-12-31 | Active |  |  |  | State | HL0007500 | 2019-06-13 04:00 | FAY-71NB R/A | State | B-A3 | Low Mast | [14 empty] | No | No | No |  | LED | 1 |  | 305 | 35,000 - 44,999 |  | V | GE | ERHM | [20 empty] | NULL |  |  | mhurlow1 | 2018-04-03 16:51 | dmutlak1@Admin | 2026-01-15 15:32 | [20 empty] | No Photo Available | No Photo Available | http://data.mapchannels.com/dualmaps6/map.htm?lat=39.637893&lng=-83.567012
08 | FAYETTE | FAY | RE | 91045 |  | 0.307 |  | SFAYRE91045**C | FAY-91045-0.307 | 39.6375 | -83.5666 | 2025-12-31 | Active |  |  |  | State | HL0033431 |  | FAY-71NB R/A | State |  | Post-top | Yes |  | ST | [10 empty] | Yes | No | No | No |  | LED | 1 |  | 90 |  |  | V | [22 empty] | NULL |  |  | kgreene4 | 2020-02-11 16:28 | kgreene4@Editor | 2020-04-22 19:02 | [20 empty] | No Photo Available | No Photo Available | http://data.mapchannels.com/dualmaps6/map.htm?lat=39.637511&lng=-83.566554
08 | FAYETTE | FAY | RE | 91045 |  | 0.326 |  | SFAYRE91045**C | FAY-91045-0.326 | 39.6381 | -83.5665 | 2025-12-31 | Active |  |  |  | State | HL0020732 | 2019-06-13 04:00 | FAY-71NB R/A | State | B-A5 | Low Mast | [14 empty] | No | No | No |  | LED | 1 |  | 305 | 35,000 - 44,999 |  | V | GE | ERHM | [20 empty] | NULL |  |  | mhurlow1 | 2018-04-03 16:51 | dmutlak1@Admin | 2026-01-15 15:33 | [20 empty] | No Photo Available | No Photo Available | http://data.mapchannels.com/dualmaps6/map.htm?lat=39.638088&lng=-83.566513
08 | FAYETTE | FAY | RE | 91045 |  | 0.327 |  | SFAYRE91045**C | FAY-91045-0.327 | 39.6377 | -83.566 | 2025-12-31 | Active |  |  |  | State | HL0033430 |  | FAY-71NB R/A | State |  | Post-top | Yes |  | ST | [10 empty] | Yes | No | No | No |  | LED | 1 |  | 90 |  |  | V | [22 empty] | NULL |  |  | kgreene4 | 2020-02-11 16:27 | kgreene4@Editor | 2020-04-22 19:02 | [20 empty] | No Photo Available | No Photo Available | http://data.mapchannels.com/dualmaps6/map.htm?lat=39.637712&lng=-83.566010
08 | FAYETTE | FAY | RE | 91045 |  | 0.347 |  | SFAYRE91045**C | FAY-91045-0.347 | 39.6385 | -83.5664 | 2025-12-31 | Active |  |  |  | State | HL0023635 | 2017-11-21 05:00 | FAY-71 R/A | State | B-A6 | Conventional |  |  | AT |  |  |  |  | 1 | [6 empty] | No | No | No |  | LED | 1 |  | 90 |  |  | III | GE | [21 empty] | NULL |  |  | mhurlow1 | 2018-04-03 16:52 | dmutlak1@Admin | 2026-01-15 15:34 | [20 empty] | No Photo Available | No Photo Available | http://data.mapchannels.com/dualmaps6/map.htm?lat=39.638468&lng=-83.566428
08 | FAYETTE | FAY | RE | 91045 |  | 0.378 |  | SFAYRE91045**C | FAY-91045-0.378 | 39.6386 | -83.5658 | 2025-12-31 | Active |  |  |  | State | HL0012470 | 2017-11-21 05:00 | FAY-71 R/A | State | EP-7 | Conventional |  |  | AT |  |  |  |  | 1 | [6 empty] | No | No | No |  | LED | 1 |  | 90 |  |  | II | GE | [21 empty] | NULL |  |  | mhurlow1 | 2018-04-03 16:52 | dmutlak1@Admin | 2026-01-15 15:26 | [20 empty] | No Photo Available | No Photo Available | http://data.mapchannels.com/dualmaps6/map.htm?lat=39.638590&lng=-83.565795
08 | FAYETTE | FAY | RE | 91045 |  | 0.421 |  | SFAYRE91045**C | FAY-91045-0.421 | 39.6389 | -83.5651 | 2025-12-31 | Active |  |  |  | State | HL0005731 | 2017-11-21 05:00 | FAY-71 R/A | State | EP-8 | Conventional |  |  | AT |  |  |  |  | 1 | [6 empty] | No | No | No |  | LED | 1 |  | 90 |  |  | II | GE | [20 empty] | 2025-11-30 08:11 | NULL |  |  | mhurlow1 | 2018-04-03 16:52 | dmutlak1@Admin | 2026-01-15 15:26 | No | No | No | No | No | Standing | None | None | None | No | No | No | Lights out | Yes | 2025-11-30 08:11 |  | Bcowden | 2025-11-30 08:11 | Bcowden | 2025-11-30 08:11 | No Photo Available | No Photo Available | http://data.mapchannels.com/dualmaps6/map.htm?lat=39.638937&lng=-83.565132
08 | FAYETTE | FAY | RE | 91045 |  | 0.465 |  | SFAYRE91045**C | FAY-91045-0.465 | 39.6393 | -83.5644 | 2025-12-31 | Active |  |  |  | State | HL0005766 | 2017-11-21 05:00 | FAY-71 R/A | State | EP-9 | Conventional |  |  | AT |  |  |  |  | 1 | [6 empty] | No | No | No |  | LED | 1 |  | 90 |  |  | III | GE | [20 empty] | 2025-11-30 08:10 | NULL |  |  | mhurlow1 | 2018-04-03 16:52 | dmutlak1@Admin | 2026-01-15 15:25 | No | No | No | No | No | Standing | None | None | None | No | No | No | Lights out | Yes | 2025-11-30 08:10 |  | Bcowden | 2025-11-30 08:10 | Bcowden | 2025-11-30 08:10 | No Photo Available | No Photo Available | http://data.mapchannels.com/dualmaps6/map.htm?lat=39.639274&lng=-83.564429
08 | FAYETTE | FAY | RE | 91045 |  | 0.526 |  | SFAYRE91045**C | FAY-91045-0.526 | 39.6397 | -83.5634 | 2025-12-31 | Active |  |  |  | State | HL0022660 | 2017-11-21 05:00 | FAY-71 R/A | State | EP-10 | Conventional |  |  | AT |  |  |  |  | 1 | [6 empty] | No | No | No |  | LED | 1 |  | 90 |  |  | III | GE | [21 empty] | NULL |  |  | mhurlow1 | 2018-04-03 16:52 | dmutlak1@Admin | 2026-01-15 15:25 | [20 empty] | No Photo Available | No Photo Available | http://data.mapchannels.com/dualmaps6/map.htm?lat=39.639674&lng=-83.563408
08 | FAYETTE | FAY | RE | 91045 |  | 0.597 |  | SFAYRE91045**C | FAY-91045-0.597 | 39.6402 | -83.5622 | 2025-12-31 | Active |  |  |  | State | HL0025361 | 2017-11-21 05:00 | FAY-71 R/A | State | EP-11 | Conventional |  |  | AT |  |  |  |  | 1 | [6 empty] | No | No | No |  | LED | 1 |  | 90 |  |  | III | GE | [21 empty] | NULL |  |  | mhurlow1 | 2018-04-03 16:52 | dmutlak1@Admin | 2026-01-15 15:25 | [20 empty] | No Photo Available | No Photo Available | http://data.mapchannels.com/dualmaps6/map.htm?lat=39.640166&lng=-83.562243
08 | FAYETTE | FAY | RE | 91045 |  | 0.649 |  | SFAYRE91045**C | FAY-91045-0.649 | 39.6405 | -83.5614 | 2025-12-31 | Active |  |  |  | State | HL0019570 | 2017-11-21 05:00 | FAY-71 R/A | State | EP-12 | Conventional |  |  | AT |  |  |  |  | 1 | [6 empty] | No | No | No |  | LED | 1 |  | 90 |  |  | III | GE | [21 empty] | NULL |  |  | mhurlow1 | 2018-04-03 16:53 | dmutlak1@Admin | 2026-01-15 15:24 | [20 empty] | No Photo Available | No Photo Available | http://data.mapchannels.com/dualmaps6/map.htm?lat=39.640519&lng=-83.561393
08 | FAYETTE | FAY | RE | 91046 |  | 0.007 |  | SFAYRE91046**C | FAY-91046-0.007 | 39.6383 | -83.5686 | 2025-12-31 | Active |  |  |  | State | HL0006653 | 2017-11-21 05:00 | FAY-71 R/A | State | EP-1 | Conventional |  |  | AT |  |  |  |  | 1 | [6 empty] | No | No | No |  | LED | 1 |  | 90 |  |  | III | GE | [21 empty] | NULL |  |  | mhurlow1 | 2018-04-03 16:49 | dmutlak1@Admin | 2026-01-15 15:24 | [20 empty] | No Photo Available | No Photo Available | http://data.mapchannels.com/dualmaps6/map.htm?lat=39.638309&lng=-83.568611
08 | FAYETTE | FAY | RE | 91046 |  | 0.05 |  | SFAYRE91046**C | FAY-91046-0.050 | 39.638 | -83.5694 | 2025-12-31 | Active |  |  |  | State | HL0022235 | 2017-11-21 05:00 | FAY-71 R/A | State | EP-2 | Conventional |  |  | AT |  |  |  |  | 1 | [6 empty] | No | No | No |  | LED | 1 |  | 90 |  |  | III | GE | [21 empty] | NULL |  |  | mhurlow1 | 2018-04-03 16:48 | dmutlak1@Admin | 2026-01-15 15:24 | [20 empty] | No Photo Available | No Photo Available | http://data.mapchannels.com/dualmaps6/map.htm?lat=39.638026&lng=-83.569357
08 | FAYETTE | FAY | RE | 91046 |  | 0.092 |  | SFAYRE91046**C | FAY-91046-0.092 | 39.6378 | -83.5701 | 2025-12-31 | Active |  |  |  | State | HL0023430 | 2017-11-21 05:00 | FAY-71 R/A | State | EP-3 | Conventional |  |  | AT |  |  |  |  | 1 | [6 empty] | No | No | No |  | LED | 1 |  | 90 |  |  | III | GE | [20 empty] | 2025-02-11 12:37 | NULL |  | 2025-02-11 12:37 | mhurlow1 | 2018-04-03 16:48 | dmutlak1@Admin | 2026-01-15 15:23 | No | No | No | No | No | Standing | None | None | None | No | No | No | No longer down. | No | 2025-02-11 12:37 | 2025-02-11 12:37 | dmutlak1 | 2025-02-11 12:37 | dmutlak1 | 2025-02-11 12:37 | No Photo Available | No Photo Available | http://data.mapchannels.com/dualmaps6/map.htm?lat=39.637758&lng=-83.570070
08 | FAYETTE | FAY | RE | 91046 |  | 0.136 |  | SFAYRE91046**C | FAY-91046-0.136 | 39.6375 | -83.5708 | 2025-12-31 | Active |  |  |  | State | HL0026389 | 2017-11-21 05:00 | FAY-71 R/A | State | EP-4 | Conventional |  |  | AT |  |  |  |  | 1 | [6 empty] | No | No | No |  | LED | 1 |  | 90 |  |  | III | GE | [20 empty] | 2025-02-11 12:44 | NULL |  | 2025-02-11 12:44 | mhurlow1 | 2018-04-03 16:48 | dmutlak1@Admin | 2026-01-15 15:23 | No | No | No | No | No | Standing | None | None | None | No | No | No | No longer down. | No | 2025-02-11 12:44 | 2025-02-11 12:44 | dmutlak1 | 2025-02-11 12:44 | dmutlak1 | 2025-02-11 12:44 | No Photo Available | No Photo Available | http://data.mapchannels.com/dualmaps6/map.htm?lat=39.637520&lng=-83.570818
08 | FAYETTE | FAY | RE | 91046 |  | 0.18 |  | SFAYRE91046**C | FAY-91046-0.180 | 39.6373 | -83.5716 | 2025-12-31 | Active |  |  |  | State | HL0004795 | 2017-11-21 05:00 | FAY-71 R/A | State | EP-5 | Conventional |  |  | AT |  |  |  |  | 1 | [6 empty] | No | No | No |  | LED | 1 |  | 90 |  |  | II | GE | [21 empty] | NULL |  |  | mhurlow1 | 2018-04-03 16:48 | dmutlak1@Admin | 2026-01-15 15:23 | [20 empty] | No Photo Available | No Photo Available | http://data.mapchannels.com/dualmaps6/map.htm?lat=39.637309&lng=-83.571580
08 | FAYETTE | FAY | RE | 91046 |  | 0.224 |  | SFAYRE91046**C | FAY-91046-0.224 | 39.6371 | -83.5724 | 2025-12-31 | Active |  |  |  | State | HL0013544 | 2017-11-21 05:00 | FAY-71SB R/A | State | EP-6 | Conventional |  |  | AT |  |  |  |  | 1 | [6 empty] | No | No | No |  | LED | 1 |  | 90 |  |  | II | GE | [21 empty] | NULL |  |  | mhurlow1 | 2018-04-03 16:48 | dmutlak1@Admin | 2026-01-15 15:23 | [20 empty] | No Photo Available | No Photo Available | http://data.mapchannels.com/dualmaps6/map.htm?lat=39.637124&lng=-83.572379
08 | FAYETTE | FAY | RE | 91046 |  | 0.232 |  | SFAYRE91046**C | FAY-91046-0.232 | 39.6374 | -83.5726 | 2025-12-31 | Active |  |  |  | State | HL0033425 |  | FAY-71SB R/A | State |  | Post-top |  |  | ST | [10 empty] | Yes | No | No | No |  | LED | 1 |  | 90 |  |  | V | [22 empty] | NULL |  |  | kgreene4 | 2020-02-11 16:01 | kgreene4@Editor | 2020-04-22 19:03 | [20 empty] | No Photo Available | No Photo Available | http://data.mapchannels.com/dualmaps6/map.htm?lat=39.637446&lng=-83.572632
08 | FAYETTE | FAY | RE | 91046 |  | 0.263 |  | SFAYRE91046**C | FAY-91046-0.263 | 39.6369 | -83.5731 | 2025-12-31 | Active |  |  |  | State | HL0012323 | 2019-06-13 04:00 | FAY-71SB R/A | State | A-A1 | Low Mast | [7 empty] | 1 | [6 empty] | No | No | No |  | LED | 1 |  | 305 | 35,000 - 44,999 |  | V | GE | ERHM | [20 empty] | NULL |  |  | mhurlow1 | 2018-04-03 16:48 | dmutlak1@Admin | 2026-01-15 15:31 | [20 empty] | No Photo Available | No Photo Available | http://data.mapchannels.com/dualmaps6/map.htm?lat=39.636921&lng=-83.573058
08 | FAYETTE | FAY | RE | 91046 |  | 0.269 |  | SFAYRE91046**C | FAY-91046-0.269 | 39.6373 | -83.5735 | 2025-12-31 | Active |  |  |  | State | HL0033428 |  | FAY-71SB R/A | State |  | Post-top |  |  | ST | [10 empty] | Yes | No | No | No |  | LED | 1 |  | 90 |  |  | V | [22 empty] | NULL |  |  | kgreene4 | 2020-02-11 16:02 | kgreene4@Editor | 2020-04-22 19:03 | [20 empty] | No Photo Available | No Photo Available | http://data.mapchannels.com/dualmaps6/map.htm?lat=39.637333&lng=-83.573455
08 | FAYETTE | FAY | RE | 91046 |  | 0.295 |  | SFAYRE91046**C | FAY-91046-0.295 | 39.6367 | -83.5736 | 2025-12-31 | Active |  |  |  | State | HL0019986 | 2019-06-13 04:00 | FAY-71SB R/A | State | A-A3 | Low Mast | [7 empty] | 1 | [6 empty] | No | No | No |  | LED | 1 |  | 305 | 35,000 - 44,999 |  | V | GE | ERHM | [20 empty] | NULL |  |  | mhurlow1 | 2018-04-03 16:48 | dmutlak1@Admin | 2026-01-15 15:31 | [20 empty] | No Photo Available | No Photo Available | http://data.mapchannels.com/dualmaps6/map.htm?lat=39.636704&lng=-83.573594
08 | FAYETTE | FAY | RE | 91046 |  | 0.299 |  | SFAYRE91046**C | FAY-91046-0.299 | 39.6371 | -83.574 | 2025-12-31 | Active |  |  |  | State | HL0033426 |  | FAY-71SB R/A | State |  | Post-top |  |  | ST | [10 empty] | Yes | No | No | No |  | LED | 1 |  | 90 |  |  | V | [22 empty] | NULL |  |  | kgreene4 | 2020-02-11 16:03 | kgreene4@Editor | 2020-04-22 19:03 | [20 empty] | No Photo Available | No Photo Available | http://data.mapchannels.com/dualmaps6/map.htm?lat=39.637149&lng=-83.574016
08 | FAYETTE | FAY | RE | 91046 |  | 0.322 |  | SFAYRE91046**C | FAY-91046-0.322 | 39.637 | -83.5745 | 2025-12-31 | Active |  |  |  | State | HL0033429 |  | FAY-71SB R/A | State |  | Post-top | Yes |  | ST | [10 empty] | Yes | No | No | No |  | LED | 1 |  | 90 |  |  | V | [22 empty] | NULL |  |  | kgreene4 | 2020-02-11 16:06 | kgreene4@Editor | 2020-04-22 19:03 | [20 empty] | No Photo Available | No Photo Available | http://data.mapchannels.com/dualmaps6/map.htm?lat=39.636966&lng=-83.574476
08 | FAYETTE | FAY | RE | 91046 |  | 0.328 |  | SFAYRE91046**C | FAY-91046-0.328 | 39.6365 | -83.5742 | 2025-12-31 | Active |  |  |  | State | HL0022349 | 2019-06-13 04:00 | FAY-71SB R/A | State | A-A5 | Low Mast | [7 empty] | 1 | [6 empty] | No | No | No |  | LED | 1 |  | 305 | 35,000 - 44,999 |  | V | GE | ERHM | [19 empty] | 2025-02-11 12:45 | NULL |  | 2025-02-11 12:45 | mhurlow1 | 2018-04-03 16:48 | dmutlak1@Admin | 2026-01-15 15:31 | No | No | No | No | No | Standing | None | None | None | No | No | No | Pole is up. | No | 2025-02-11 12:45 | 2025-02-11 12:45 | dmutlak1 | 2025-02-11 12:45 | dmutlak1 | 2025-02-11 12:45 | No Photo Available | No Photo Available | http://data.mapchannels.com/dualmaps6/map.htm?lat=39.636483&lng=-83.574168
08 | FAYETTE | FAY | RE | 91046 |  | 0.365 |  | SFAYRE91046**C | FAY-91046-0.365 | 39.6362 | -83.5747 | 2025-12-31 | Active |  |  |  | State | HL0010761 | 2017-11-21 05:00 | FAY-71 R/A | State | EP-7 | Conventional |  |  | AT |  |  |  |  | 1 | [6 empty] | No | No | No |  | LED | 1 |  | 90 |  |  | II | GE | [21 empty] | NULL |  |  | mhurlow1 | 2018-04-03 16:46 | dmutlak1@Admin | 2026-01-15 15:22 | [20 empty] | No Photo Available | No Photo Available | http://data.mapchannels.com/dualmaps6/map.htm?lat=39.636153&lng=-83.574708
08 | FAYETTE | FAY | RE | 91046 |  | 0.42 |  | SFAYRE91046**C | FAY-91046-0.420 | 39.6357 | -83.5755 | 2025-12-31 | Active |  |  |  | State | HL0011501 | 2017-11-21 05:00 | FAY-71 R/A | State | EP-8 | Conventional |  |  | AT |  |  |  |  | 1 | [6 empty] | No | No | No |  | LED | 1 |  | 90 |  |  | II | GE | [21 empty] | NULL |  |  | mhurlow1 | 2018-04-03 16:46 | dmutlak1@Admin | 2026-01-15 15:21 | [20 empty] | No Photo Available | No Photo Available | http://data.mapchannels.com/dualmaps6/map.htm?lat=39.635696&lng=-83.575539
08 | FAYETTE | FAY | RE | 91046 |  | 0.475 |  | SFAYRE91046**C | FAY-91046-0.475 | 39.6353 | -83.5764 | 2025-12-31 | Active |  |  |  | State | HL0014168 | 2017-11-21 05:00 | FAY-71 R/A | State | EP-9 | Conventional |  |  | AT |  |  |  |  | 1 | [6 empty] | No | No | No |  | LED | 1 |  | 90 |  |  | III | GE | [21 empty] | NULL |  |  | mhurlow1 | 2018-04-03 16:46 | dmutlak1@Admin | 2026-01-15 15:21 | [20 empty] | No Photo Available | No Photo Available | http://data.mapchannels.com/dualmaps6/map.htm?lat=39.635308&lng=-83.576419
08 | FAYETTE | FAY | RE | 91046 |  | 0.528 |  | SFAYRE91046**C | FAY-91046-0.528 | 39.6349 | -83.5773 | 2025-12-31 | Active |  |  |  | State | HL0015847 | 2017-11-21 05:00 | FAY-71 R/A | State | EP-10 | Conventional |  |  | AT |  |  |  |  | 1 | [6 empty] | No | No | No |  | LED | 1 |  | 90 |  |  | III | GE | Evolve | [20 empty] | NULL |  |  | mhurlow1 | 2018-04-03 16:46 | dmutlak1@Admin | 2026-01-15 15:21 | [20 empty] | No Photo Available | No Photo Available | http://data.mapchannels.com/dualmaps6/map.htm?lat=39.634938&lng=-83.577299
08 | FAYETTE | FAY | RE | 91046 |  | 0.594 |  | SFAYRE91046**C | FAY-91046-0.594 | 39.6345 | -83.5784 | 2025-12-31 | Active |  |  |  | State | HL0010073 | 2017-11-21 05:00 | FAY-71 R/A | State | EP-11 | Conventional |  |  | AT |  |  |  |  | 1 | [6 empty] | No | No | No |  | LED | 1 |  | 90 |  |  | III | GE | Evolve | [20 empty] | NULL |  |  | mhurlow1 | 2018-04-03 16:45 | dmutlak1@Admin | 2026-01-15 15:21 | [20 empty] | No Photo Available | No Photo Available | http://data.mapchannels.com/dualmaps6/map.htm?lat=39.634492&lng=-83.578383
08 | FAYETTE | FAY | SR | 00041 |  | 10.325 |  | SFAYSR00041**C | FAY-41-10.325 | 39.5135 | -83.4426 | 2025-12-31 | Active |  |  |  | State | HL0005026 |  | FAY-35 & 41 | State | F9 | Conventional |  |  | AT |  |  |  |  | 1 | [6 empty] | No | No | No |  | LED | 1 | 200 |  |  |  | II | [11 empty] | L012 | F | psi0000253 | Dayton Power & Light | 6348235337 | 1802548 |  |  |  |  | 2026-05-14 16:15 | NULL |  |  | mhurlow1 | 2018-04-03 14:55 | dmutlak1@Admin | 2025-11-06 12:49 | No | No | No | No | No | Standing | None | None | None | No | No | No |  | No | 2026-05-14 16:15 |  | csonner1 | 2026-05-14 16:15 | csonner1 | 2026-05-14 16:15 | No Photo Available | https://collectorweb.dot.state.oh.us/arcgis/rest/services/HIGHWAY_LIGHTING/HighwayLighting_Reference/FeatureServer/7/586919/attachments/ | http://data.mapchannels.com/dualmaps6/map.htm?lat=39.513477&lng=-83.442572
08 | FAYETTE | FAY | SR | 00041 |  | 10.354 |  | SFAYSR00041**C | FAY-41-10.354 | 39.5139 | -83.4424 | 2025-12-31 | Active |  |  |  | State | HL0015338 |  | FAY-35 & 41 | State | F10 | Conventional |  |  | AT |  |  |  |  | 1 | [6 empty] | No | No | No |  | LED | 1 | 200 |  |  |  | II | [11 empty] | L012 | F | psi0000253 | Dayton Power & Light | 6348235337 | 1802548 |  |  |  |  | 2026-05-14 16:26 | NULL |  |  | mhurlow1 | 2018-04-03 14:54 | dmutlak1@Admin | 2025-11-06 12:49 | No | No | No | No | No | Standing | None | None | None | No | No | No |  | No | 2026-05-14 16:26 |  | csonner1 | 2026-05-14 16:27 | csonner1 | 2026-05-14 16:27 | No Photo Available | https://collectorweb.dot.state.oh.us/arcgis/rest/services/HIGHWAY_LIGHTING/HighwayLighting_Reference/FeatureServer/7/587720/attachments/ | http://data.mapchannels.com/dualmaps6/map.htm?lat=39.513934&lng=-83.442402
08 | FAYETTE | FAY | SR | 00041 |  | 10.459 |  | SFAYSR00041**C | FAY-41-10.459 | 39.5154 | -83.443 | 2025-12-31 | Active |  |  |  | State | HL0015185 |  | FAY-35 & 41 | State | F8 | Conventional |  |  | AT |  |  |  |  | 1 | [6 empty] | No | No | No |  | LED | 1 | 200 |  |  |  | II | [11 empty] | L012 | F | psi0000253 | Dayton Power & Light | 6348235337 | 1802548 |  |  |  |  | 2026-05-14 16:38 | NULL |  |  | mhurlow1 | 2018-04-03 14:57 | dmutlak1@Admin | 2025-11-06 12:47 | No | No | No | No | No | Standing | None | None | None | No | No | No | T base bad | Yes | 2026-05-14 16:38 |  | csonner1 | 2026-05-14 16:39 | csonner1 | 2026-05-14 16:39 | No Photo Available | https://collectorweb.dot.state.oh.us/arcgis/rest/services/HIGHWAY_LIGHTING/HighwayLighting_Reference/FeatureServer/7/586920/attachments/ | http://data.mapchannels.com/dualmaps6/map.htm?lat=39.515406&lng=-83.442972
08 | FAYETTE | FAY | SR | 00041 |  | 10.488 |  | SFAYSR00041**C | FAY-41-10.488 | 39.5158 | -83.4428 | 2025-12-31 | Active |  |  |  | State | HL0024820 |  | FAY-35 & 41 | State | F11 | Conventional |  |  | AT |  |  |  |  | 1 | [6 empty] | No | No | No |  | LED | 1 | 200 |  |  |  | II | [11 empty] | L012 | F | psi0000253 | Dayton Power & Light | 6348235337 | 1802548 |  |  |  |  | 2026-05-14 16:33 | NULL |  |  | mhurlow1 | 2018-04-03 14:58 | dmutlak1@Admin | 2025-11-06 12:48 | No | No | No | No | No | Standing | None | None | None | No | No | No | Anchor bolt nut missing anchor bolt two rusted | Yes | 2026-05-14 16:33 |  | csonner1 | 2026-05-14 16:33 | csonner1 | 2026-05-14 16:33 | No Photo Available | https://collectorweb.dot.state.oh.us/arcgis/rest/services/HIGHWAY_LIGHTING/HighwayLighting_Reference/FeatureServer/7/587320/attachments/ | http://data.mapchannels.com/dualmaps6/map.htm?lat=39.515849&lng=-83.442779
08 | FAYETTE | FAY | SR | 00435 |  | 0.082 |  | SFAYSR00435**C | FAY-435-0.082 | 39.6355 | -83.6246 | 2025-12-31 | Active | 2003-06-06 | 4388 | 2003-06-06 | State | HL0030523 |  | FAY-35 & 435 W JCT | State | B-1 | Tower |  | 6 |  |  |  | 110 | [6 empty] | No |  | No | No | No |  | LED | 3 |  |  | 65,000 - 79,999 |  | V |  |  | 480 L-L | [8 empty] | L140 | B | psi0000217 | Dayton Power & Light | 4387198607 | [5 empty] | 2026-05-21 12:14 | 8 - Needs Inspected in 8 CY |  |  | chad.hostetler | 2014-12-19 08:34 | chostetl1 | 2022-12-21 15:22 | No | No | No | No | No | Standing | None | None | None | No | No | No |  | No | 2026-05-21 12:14 |  | csonner1 | 2026-05-21 12:14 | csonner1 | 2026-05-21 12:14 | No Photo Available | https://collectorweb.dot.state.oh.us/arcgis/rest/services/HIGHWAY_LIGHTING/HighwayLighting_Reference/FeatureServer/7/585742/attachments/ | http://data.mapchannels.com/dualmaps6/map.htm?lat=39.635490&lng=-83.624556
08 | FAYETTE | FAY | SR | 00435 |  | 0.168 |  | SFAYSR00435**N | FAY-435-0.168 | 39.6368 | -83.6259 | 2025-12-31 | Active | 2003-06-06 | 4388 | 2003-06-06 | State | HL0030522 |  | FAY-35 & 435 W JCT | State | A-5 | Tower |  | 6 | A |  |  | 110 | [8 empty] | No | No | No |  | LED | 3 |  |  | 65,000 - 79,999 | No | V |  |  | 480 L-L |  | No | No | No | No | No |  |  | L140 | A | psi0000217 | Dayton Power & Light | 4387198607 | [5 empty] | 2026-05-19 17:54 | 8 - Needs Inspected in 8 CY |  |  | kurt.powers | 2014-12-19 08:31 | dmutlak1@Admin | 2025-06-11 11:33 | No | No | No | No | No | Standing | None | None | None | No | No | No |  | No | 2026-05-19 17:54 |  | csonner1 | 2026-05-19 17:54 | csonner1 | 2026-05-19 17:54 | No Photo Available | https://collectorweb.dot.state.oh.us/arcgis/rest/services/HIGHWAY_LIGHTING/HighwayLighting_Reference/FeatureServer/7/585338/attachments/ | http://data.mapchannels.com/dualmaps6/map.htm?lat=39.636788&lng=-83.625947
08 | FAYETTE | FAY | SR | 00435 |  | 0.262 |  | SFAYSR00435**N | FAY-435-0.262 | 39.6362 | -83.6243 | 2025-12-31 | Active | 2003-06-06 | 4388 | 2003-06-06 | State | HL0030519 |  | FAY-35 & 435 W JCT | State | A-4 | Tower |  | 6 | A |  |  | 110 | [6 empty] | No |  | No | No | No |  | LED | 3 |  |  | 65,000 - 79,999 | No | V |  |  | 480 L-L |  | No | No | No | No | No |  |  | L140 | A | psi0000217 | Dayton Power & Light | 4387198607 | [5 empty] | 2026-05-19 17:29 | 8 - Needs Inspected in 8 CY |  |  | kurt.powers | 2014-12-19 08:28 | cwalters2 | 2022-12-21 15:30 | No | No | No | No | No | Standing | None | None | None | No | No | No |  | No | 2026-05-19 17:29 |  | csonner1 | 2026-05-19 17:29 | csonner1 | 2026-05-19 17:29 | No Photo Available | https://collectorweb.dot.state.oh.us/arcgis/rest/services/HIGHWAY_LIGHTING/HighwayLighting_Reference/FeatureServer/7/584938/attachments/ | http://data.mapchannels.com/dualmaps6/map.htm?lat=39.636231&lng=-83.624342
08 | FAYETTE | FAY | SR | 00435 |  | 0.303 |  | SFAYSR00435**C | FAY-435-0.303 | 39.6335 | -83.6213 | 2025-12-31 | Active | 2003-06-06 | 4388 | 2003-06-06 | State | HL0030536 |  | FAY-35 & 435 W JCT | State | B-3 | Tower |  | 6 |  |  |  | 120 | [6 empty] | No |  | No | No | No |  | LED | 3 | 400 |  | 65,000 - 79,999 |  | V |  |  | 480 L-L | [8 empty] | L140 | B | psi0000217 | Dayton Power & Light | 4387198607 | [5 empty] | 2026-05-21 12:50 | 8 - Needs Inspected in 8 CY |  |  | chad.hostetler | 2014-12-19 09:07 | chostetl1 | 2022-12-21 15:39 | No | No | No | No | No | Standing | None | None | None | No | No | No | 1 driver bad | No | 2026-05-21 12:50 |  | csonner1 | 2026-05-21 12:51 | csonner1 | 2026-05-21 12:51 | No Photo Available | https://collectorweb.dot.state.oh.us/arcgis/rest/services/HIGHWAY_LIGHTING/HighwayLighting_Reference/FeatureServer/7/585342/attachments/ | http://data.mapchannels.com/dualmaps6/map.htm?lat=39.633470&lng=-83.621320
08 | FAYETTE | FAY | SR | 00435 |  | 0.369 |  | SFAYSR00435**N | FAY-435-0.369 | 39.6355 | -83.6227 | 2025-12-31 | Active | 2003-06-06 | 4388 | 2003-06-06 | State | HL0030517 |  | FAY-35 & 435 W JCT | State | A-6 | Tower |  | 6 | A |  |  | 120 | [6 empty] | No |  | No | No | No |  | LED | 3 |  |  | 65,000 - 79,999 | No | V |  |  | 480 L-L |  | No | No | No | No | No |  |  | L140 | A | psi0000217 | Dayton Power & Light | 4387198607 | [5 empty] | 2026-05-19 16:40 | 8 - Needs Inspected in 8 CY |  |  | kurt.powers | 2014-12-19 08:24 | dmutlak1@Admin | 2025-06-11 11:33 | No | No | No | No | No | Standing | None | None | None | No | No | No |  | No | 2026-05-19 16:40 |  | csonner1 | 2026-05-19 17:07 | csonner1 | 2026-05-19 17:07 | No Photo Available | https://collectorweb.dot.state.oh.us/arcgis/rest/services/HIGHWAY_LIGHTING/HighwayLighting_Reference/FeatureServer/7/585738/attachments/ | http://data.mapchannels.com/dualmaps6/map.htm?lat=39.635455&lng=-83.622721
08 | FAYETTE | FAY | SR | 00435 |  | 0.383 |  | SFAYSR00435**C | FAY-435-0.383 | 39.6323 | -83.621 | 2025-12-31 | Active | 2003-06-06 | 4388 | 2003-06-06 | State | HL0030514 |  | FAY-35 & 435 W JCT | State | B-4 | Tower |  | 6 | A |  |  | 110 | [6 empty] | No |  | No | No | No |  | LED | 3 |  |  | 65,000 - 79,999 | No | V |  |  | 480 L-L |  | No | No | No | No | No |  |  | L140 | B | psi0000217 | Dayton Power & Light | 4387198607 | [5 empty] | 2026-05-21 13:12 | 8 - Needs Inspected in 8 CY |  |  | kurt.powers | 2014-12-19 08:20 | cwalters2 | 2022-12-21 15:21 | No | No | No | No | No | Standing | None | None | None | No | No | No |  | No | 2026-05-21 13:12 |  | csonner1 | 2026-05-21 13:12 | csonner1 | 2026-05-21 13:12 | No Photo Available | https://collectorweb.dot.state.oh.us/arcgis/rest/services/HIGHWAY_LIGHTING/HighwayLighting_Reference/FeatureServer/7/584942/attachments/ | http://data.mapchannels.com/dualmaps6/map.htm?lat=39.632272&lng=-83.621020
08 | FAYETTE | FAY | SR | 00435 |  | 0.443 |  | SFAYSR00435**C | FAY-435-0.443 | 39.6314 | -83.621 | 2025-12-31 | Active | 2003-06-06 | 4388 | 2003-06-06 | State | HL0017810 |  | FAY-35 & 435 W JCT | State | B-5 | Low Mast |  |  | AT |  |  |  | 50 | 1 | [6 empty] | No | No | No |  | LED | 1 |  |  | 65,000 - 79,999 |  | V |  |  | 480 L-L | [8 empty] | L140 | B | psi0000217 | Dayton Power & Light | 4387198607 | [5 empty] | 2026-05-19 14:16 | NULL |  |  | mhurlow1 | 2018-04-03 17:14 | smurphy2 | 2022-12-21 16:44 | No | No | No | No | No | Standing | None | None | None | No | No | No |  | No | 2026-05-19 14:16 |  | csonner1 | 2026-05-19 14:16 | csonner1 | 2026-05-19 14:16 | No Photo Available | https://collectorweb.dot.state.oh.us/arcgis/rest/services/HIGHWAY_LIGHTING/HighwayLighting_Reference/FeatureServer/7/584937/attachments/ | http://data.mapchannels.com/dualmaps6/map.htm?lat=39.631387&lng=-83.620970
08 | FAYETTE | FAY | SR | 00435 |  | 0.467 |  | SFAYSR00435**N | FAY-435-0.467 | 39.6345 | -83.6215 | 2025-12-31 | Active | 2003-06-06 | 4388 | 2003-06-06 | State | HL0033085 |  | FAY-35 & 435 W JCT | State |  | Underpass | [14 empty] | No | No | No |  | HPS | 5 | 100 | [6 empty] | 480 L-L | [8 empty] | L140 | A | psi0000217 | Dayton Power & Light | 4387198607 | [6 empty] | NULL |  |  | kgreene4@Editor | 2019-09-19 18:03 | kgreene4@Editor | 2020-04-07 12:58 | [20 empty] | No Photo Available | No Photo Available | http://data.mapchannels.com/dualmaps6/map.htm?lat=39.634477&lng=-83.621473
08 | FAYETTE | FAY | SR | 00435 |  | 0.486 |  | SFAYSR00435**C | FAY-435-0.486 | 39.6308 | -83.6209 | 2025-12-31 | Active | 2003-06-06 | 4388 | 2003-06-06 | State | HL0021946 |  | FAY-35 & 435 W JCT | State | B-6 | Low Mast |  |  | AT |  |  |  | 50 | 1 | [6 empty] | No | No | No |  | LED | 1 |  |  | 65,000 - 79,999 |  | V |  |  | 480 L-L | [8 empty] | L140 | B | psi0000217 | Dayton Power & Light | 4387198607 | [5 empty] | 2026-05-19 14:15 | NULL |  |  | mhurlow1 | 2018-04-03 17:14 | smurphy2 | 2022-12-21 16:31 | No | No | No | No | No | Standing | None | None | None | No | No | No |  | No | 2026-05-19 14:15 |  | csonner1 | 2026-05-19 14:15 | csonner1 | 2026-05-19 14:15 | No Photo Available | https://collectorweb.dot.state.oh.us/arcgis/rest/services/HIGHWAY_LIGHTING/HighwayLighting_Reference/FeatureServer/7/586138/attachments/ | http://data.mapchannels.com/dualmaps6/map.htm?lat=39.630772&lng=-83.620949
08 | FAYETTE | FAY | SR | 00435 |  | 0.565 |  | SFAYSR00435**C | FAY-435-0.565 | 39.6296 | -83.6209 | 2025-12-31 | Active | 2003-06-06 | 4388 | 2003-06-06 | State | HL0004955 |  | FAY-35 & 435 W JCT | State | B-8 | Low Mast |  |  | AT |  |  |  | 50 | 1 | [6 empty] | No | No | No |  | LED | 1 |  |  | 65,000 - 79,999 |  | V |  |  | 480 L-L | [8 empty] | L140 | B | psi0000217 | Dayton Power & Light | 4387198607 | [5 empty] | 2026-05-19 13:48 | NULL |  |  | mhurlow1 | 2018-04-03 17:14 | smurphy2 | 2022-12-21 16:09 | No | No | No | No | No | Standing | None | None | None | No | No | No | TBase damage | No | 2026-05-19 13:48 |  | csonner1 | 2026-05-19 13:48 | csonner1 | 2026-05-19 13:48 | No Photo Available | https://collectorweb.dot.state.oh.us/arcgis/rest/services/HIGHWAY_LIGHTING/HighwayLighting_Reference/FeatureServer/7/585336/attachments/ | http://data.mapchannels.com/dualmaps6/map.htm?lat=39.629625&lng=-83.620917
08 | FAYETTE | FAY | SR | 00435 |  | 0.72 |  | SFAYSR00435**C | FAY-435-0.720 | 39.6274 | -83.6207 | 2025-12-31 | Active | 2003-06-06 | 4388 | 2003-06-06 | State | HL0009093 |  | FAY-35 & 435 W JCT | State | B-14 | Low Mast |  |  | AT |  |  |  | 50 | 1 | [6 empty] | No | No | No |  | LED | 1 |  |  | 65,000 - 79,999 |  | V |  |  | 480 L-L | [8 empty] | L140 | B | psi0000217 | Dayton Power & Light | 4387198607 | [5 empty] | 2026-05-19 13:07 | NULL |  |  | mhurlow1 | 2018-04-03 17:15 | smurphy2 | 2022-12-21 17:02 | No | No | No | No | No | Standing | None | None | None | No | No | No |  | No | 2026-05-19 13:07 |  | csonner1 | 2026-05-19 13:08 | csonner1 | 2026-05-19 13:08 | No Photo Available | https://collectorweb.dot.state.oh.us/arcgis/rest/services/HIGHWAY_LIGHTING/HighwayLighting_Reference/FeatureServer/7/585335/attachments/ | http://data.mapchannels.com/dualmaps6/map.htm?lat=39.627361&lng=-83.620718
08 | FAYETTE | FAY | SR | 00435 |  | 0.756 |  | SFAYSR00435**C | FAY-435-0.756 | 39.6269 | -83.6205 | 2025-12-31 | Active | 2003-06-06 | 4388 | 2003-06-06 | State | HL0023961 |  | FAY-35 & 435 W JCT | State | B-15 | Low Mast |  |  | AT |  |  |  | 50 | 1 | [6 empty] | No | No | No |  | LED | 1 |  |  | 65,000 - 79,999 |  | V |  |  | 480 L-L | [8 empty] | L140 | B | psi0000217 | Dayton Power & Light | 4387198607 | [5 empty] | 2026-05-19 13:13 | NULL |  |  | mhurlow1 | 2018-04-03 17:16 | smurphy2 | 2022-12-21 17:11 | No | No | No | No | No | Standing | None | None | None | No | No | No |  | No | 2026-05-19 13:13 |  | csonner1 | 2026-05-19 13:13 | csonner1 | 2026-05-19 13:13 | No Photo Available | https://collectorweb.dot.state.oh.us/arcgis/rest/services/HIGHWAY_LIGHTING/HighwayLighting_Reference/FeatureServer/7/584935/attachments/ | http://data.mapchannels.com/dualmaps6/map.htm?lat=39.626863&lng=-83.620496
08 | FAYETTE | FAY | SR | 00435 |  | 0.767 |  | SFAYSR00435**N | FAY-435-0.767 | 39.6302 | -83.6209 | 2025-12-31 | Active | 2003-06-06 | 4388 | 2003-06-06 | State | HL0006350 |  | FAY-35 & 435 W JCT | State | B-7 | Low Mast |  |  | AT |  |  |  | 50 | 1 | [6 empty] | No | No | No |  | LED | 1 |  |  | 65,000 - 79,999 |  | V |  |  | 480 L-L | [8 empty] | L140 | B | psi0000217 | Dayton Power & Light | 4387198607 | [5 empty] | 2026-05-19 13:53 | NULL |  |  | mhurlow1 | 2018-04-03 17:14 | smurphy2 | 2022-12-21 16:12 | No | No | No | No | No | Standing | None | None | None | No | No | No | Troubleshoot outage bad connection at pull apart, fused kits had to replace both fuse kits | No | 2026-05-19 13:53 |  | csonner1 | 2026-05-19 13:53 | csonner1 | 2026-05-19 14:14 | No Photo Available | https://collectorweb.dot.state.oh.us/arcgis/rest/services/HIGHWAY_LIGHTING/HighwayLighting_Reference/FeatureServer/7/584936/attachments/ | http://data.mapchannels.com/dualmaps6/map.htm?lat=39.630226&lng=-83.620927
08 | FAYETTE | FAY | SR | 00435 |  | 0.843 |  | SFAYSR00435**N | FAY-435-0.843 | 39.6291 | -83.6208 | 2025-12-31 | Active | 2003-06-06 | 4388 | 2003-06-06 | State | HL0020542 |  | FAY-35 & 435 W JCT | State | B-9 | Low Mast |  |  | AT |  |  |  | 50 | 1 | [6 empty] | No | No | No |  | LED | 1 |  |  | 65,000 - 79,999 |  | V |  |  | 480 L-L | [8 empty] | L140 | B | psi0000217 | Dayton Power & Light | 4387198607 | [5 empty] | 2026-05-19 13:40 | NULL |  |  | mhurlow1 | 2018-04-03 17:14 | smurphy2 | 2022-12-21 16:06 | No | No | No | No | No | Standing | None | None | None | No | No | No | TBase slightly buried anchor bolt nuts loose tighten three down one would not tighten by hand | No | 2026-05-19 13:40 |  | csonner1 | 2026-05-19 13:41 | csonner1 | 2026-05-19 13:41 | No Photo Available | https://collectorweb.dot.state.oh.us/arcgis/rest/services/HIGHWAY_LIGHTING/HighwayLighting_Reference/FeatureServer/7/585736/attachments/ | http://data.mapchannels.com/dualmaps6/map.htm?lat=39.629119&lng=-83.620842
08 | FAYETTE | FAY | SR | 00435 |  | 0.882 |  | SFAYSR00435**N | FAY-435-0.882 | 39.6286 | -83.6207 | 2025-12-31 | Active | 2003-06-06 | 4388 | 2003-06-06 | State | HL0019343 |  | FAY-35 & 435 W JCT | State | B-10 | Low Mast |  |  | AT |  |  |  | 50 | 1 | [6 empty] | No | No | No |  | LED | 1 |  |  | 65,000 - 79,999 |  | V |  |  | 480 L-L | [8 empty] | L140 | B | psi0000217 | Dayton Power & Light | 4387198607 | [5 empty] | 2026-05-19 13:28 | NULL |  |  | mhurlow1 | 2018-04-03 17:15 | smurphy2 | 2022-12-21 15:57 | No | No | No | No | No | Standing | None | None | None | No | No | No | One driver out | Yes | 2026-05-19 13:28 |  | csonner1 | 2026-05-19 13:28 | csonner1 | 2026-05-19 13:28 | No Photo Available | https://collectorweb.dot.state.oh.us/arcgis/rest/services/HIGHWAY_LIGHTING/HighwayLighting_Reference/FeatureServer/7/586137/attachments/ | http://data.mapchannels.com/dualmaps6/map.htm?lat=39.628561&lng=-83.620740
08 | FAYETTE | FAY | SR | 00435 |  | 0.92 |  | SFAYSR00435**N | FAY-435-0.920 | 39.628 | -83.6206 | 2025-12-31 | Active | 2003-06-06 | 4388 | 2003-06-06 | State | HL0000553 |  | FAY-35 & 435 W JCT | State | B-11 | Low Mast |  |  | AT |  |  |  | 50 | 1 | [6 empty] | No | No | No |  | LED | 1 |  |  | 65,000 - 79,999 |  | V |  |  | 480 L-L | [8 empty] | L140 | B | psi0000217 | Dayton Power & Light | 4387198607 | [5 empty] | 2026-05-19 12:40 | NULL |  |  | mhurlow1 | 2018-04-03 17:15 | smurphy2 | 2022-12-21 15:46 | No | No | No | No | No | Standing | None | None | None | No | No | No | Troubleshoot outage this T base is used for a pole box as three ways in it 3 way was loose bad connection, which caused the outage | No | 2026-05-19 12:40 |  | csonner1 | 2026-05-19 12:41 | csonner1 | 2026-05-19 12:41 | No Photo Available | https://collectorweb.dot.state.oh.us/arcgis/rest/services/HIGHWAY_LIGHTING/HighwayLighting_Reference/FeatureServer/7/584934/attachments/ | http://data.mapchannels.com/dualmaps6/map.htm?lat=39.628010&lng=-83.620576
08 | FAYETTE | FAY | SR | 00435 |  | 0.965 |  | SFAYSR00435**N | FAY-435-0.965 | 39.6275 | -83.62 | 2025-12-31 | Active | 2003-06-06 | 4388 | 2003-06-06 | State | HL0027149 |  | FAY-35 & 435 W JCT | State | B-12 | Low Mast |  |  | AT |  |  |  | 50 | 1 | [6 empty] | No | No | No |  | LED | 1 |  |  | 55,000 - 64,999 |  | V |  |  | 480 L-L | [8 empty] | L140 | B | psi0000217 | Dayton Power & Light | 4387198607 | [5 empty] | 2026-05-19 12:53 | NULL |  |  | mhurlow1 | 2018-04-03 17:15 | smurphy2 | 2022-12-21 15:44 | No | No | No | No | No | Standing | None | None | None | No | No | No | TBase nuts loose 1 nut rusted pretty bad | No | 2026-05-19 12:53 |  | csonner1 | 2026-05-19 12:54 | csonner1 | 2026-05-19 12:54 | No Photo Available | https://collectorweb.dot.state.oh.us/arcgis/rest/services/HIGHWAY_LIGHTING/HighwayLighting_Reference/FeatureServer/7/586136/attachments/ | http://data.mapchannels.com/dualmaps6/map.htm?lat=39.627454&lng=-83.620029
08 | FAYETTE | FAY | SR | 00435 |  | 1 |  | SFAYSR00435**N | FAY-435-1.000 | 39.627 | -83.6198 | 2025-12-31 | Active | 2003-06-06 | 4388 | 2003-06-06 | State | HL0008279 |  | FAY-35 & 435 W JCT | State | B-13 | Low Mast |  |  | AT |  |  |  | 50 | 1 | [6 empty] | No | No | No |  | LED | 1 |  |  | 65,000 - 79,999 |  | V |  |  | 480 L-L | [8 empty] | L140 | B | psi0000217 | Dayton Power & Light | 4387198607 | [5 empty] | 2026-05-19 12:55 | NULL |  |  | mhurlow1 | 2018-04-03 17:16 | smurphy2 | 2022-12-21 15:27 | No | No | No | No | No | Standing | None | None | None | No | No | No |  | No | 2026-05-19 12:55 |  | csonner1 | 2026-05-19 12:55 | csonner1 | 2026-05-19 12:55 | No Photo Available | https://collectorweb.dot.state.oh.us/arcgis/rest/services/HIGHWAY_LIGHTING/HighwayLighting_Reference/FeatureServer/7/585735/attachments/ | http://data.mapchannels.com/dualmaps6/map.htm?lat=39.626993&lng=-83.619787
08 | FAYETTE | FAY | SR | 00435 |  | 1.558 |  | SFAYSR00435**C | FAY-435-1.558 | 39.6195 | -83.6089 | 2025-12-31 | Active | 2008-05-09 | 80907 | 2008-05-09 | State | HL0027398 |  | FAY-71 & 435 | State | AA-1 | Tower |  | 6 |  |  |  | 110 | [8 empty] | No | No | No | Tower won’t drop | LED | 3 |  |  | 65,000 - 79,999 |  | V |  |  | 480 L-L | [8 empty] | L102 | A | psi0000235 | Dayton Power & Light | 8042811783 | 1813237 |  |  |  |  | 2026-05-15 17:01 | 8 - Needs Inspected in 8 CY |  |  | mike.lutz | 2014-12-11 10:32 | chostetl1 | 2022-12-21 13:26 | No | No | No | No | No | Standing | None | None | None | No | No | No |  | No | 2026-05-15 17:01 |  | csonner1 | 2026-05-15 17:10 | csonner1 | 2026-05-15 17:10 | No Photo Available | https://collectorweb.dot.state.oh.us/arcgis/rest/services/HIGHWAY_LIGHTING/HighwayLighting_Reference/FeatureServer/7/587728/attachments/ | http://data.mapchannels.com/dualmaps6/map.htm?lat=39.619525&lng=-83.608918
08 | FAYETTE | FAY | SR | 00435 |  | 1.636 |  | SFAYSR00435**C | FAY-435-1.636 | 39.6189 | -83.6077 | 2025-12-31 | Active | 2008-05-09 | 80907 | 2008-05-09 | State | HL0027447 | 2022-05-25 15:22 | FAY-71 & 435 | State | AD-1 | Tower |  | 6 | A |  |  | 110 | [6 empty] | No |  | No | No | No |  | LED | 3 |  |  | 65,000 - 79,999 | No | V |  |  | 480 L-L |  | No | No | No | No | No |  |  | L102 | D | psi0000235 | Dayton Power & Light | 8042811783 | 1813237 |  |  |  |  | 2026-05-18 15:23 | 8 - Needs Inspected in 8 CY |  |  | mike.lutz | 2014-12-11 11:11 | cwalters2 | 2022-12-21 14:45 | No | No | No | No | No | Standing | None | None | None | No | No | No |  | No | 2026-05-18 15:23 |  | csonner1 | 2026-05-18 15:24 | csonner1 | 2026-05-18 15:24 | No Photo Available | https://collectorweb.dot.state.oh.us/arcgis/rest/services/HIGHWAY_LIGHTING/HighwayLighting_Reference/FeatureServer/7/585730/attachments/ | http://data.mapchannels.com/dualmaps6/map.htm?lat=39.618940&lng=-83.607660
08 | FAYETTE | FAY | SR | 00435 |  | 1.81 |  | SFAYSR00435**N | FAY-435-1.810 | 39.62 | -83.608 | 2025-12-31 | Active | 2008-05-09 | 80907 | 2008-05-09 | State | HL0027440 |  | FAY-71 & 435 | State | AB-1 | Tower |  | 6 | A |  |  | 110 | [6 empty] | No |  | No | No | No |  | LED | 3 |  |  | 65,000 - 79,999 | No | V |  |  | 480 L-L |  | No | No | No | No | No |  |  | L102 | B | psi0000235 | Dayton Power & Light | 8042811783 | 1813237 |  |  |  |  | 2026-05-15 16:32 | 8 - Needs Inspected in 8 CY |  |  | trent.hanley | 2014-12-11 11:06 | dmutlak1@Editor | 2025-06-11 11:31 | No | No | No | No | No | Standing | None | None | None | No | No | No |  | No | 2026-05-15 16:32 |  | csonner1 | 2026-05-15 16:46 | csonner1 | 2026-05-15 16:46 | No Photo Available | https://collectorweb.dot.state.oh.us/arcgis/rest/services/HIGHWAY_LIGHTING/HighwayLighting_Reference/FeatureServer/7/586128/attachments/ | http://data.mapchannels.com/dualmaps6/map.htm?lat=39.620033&lng=-83.608023
08 | FAYETTE | FAY | SR | 00435 |  | 1.887 |  | SFAYSR00435**N | FAY-435-1.887 | 39.6195 | -83.6068 | 2025-12-31 | Active | 2008-05-09 | 80907 | 2008-05-09 | State | HL0027401 | 2020-10-27 12:41 | FAY-71 & 435 | State | AC-1 | Tower |  | 6 |  |  |  | 110 | [8 empty] | No | No | No |  | LED | 3 |  |  |  |  | V |  |  | 480 L-L | [8 empty] | L102 | C | psi0000235 | Dayton Power & Light | 8042811783 | 1813237 |  |  |  |  | 2026-05-15 10:47 | 8 - Needs Inspected in 8 CY |  |  | trent.hanley | 2014-12-11 10:35 | dmutlak1@Admin | 2025-06-11 11:31 | No | No | No | No | No | Standing | None | None | None | No | No | No |  | No | 2026-05-15 10:47 |  | csonner1 | 2026-05-15 10:57 | csonner1 | 2026-05-15 10:57 | No Photo Available | https://collectorweb.dot.state.oh.us/arcgis/rest/services/HIGHWAY_LIGHTING/HighwayLighting_Reference/FeatureServer/7/586922/attachments/ | http://data.mapchannels.com/dualmaps6/map.htm?lat=39.619463&lng=-83.606781
08 | FAYETTE | FAY | SR | 00435 |  | 2.427 |  | SFAYSR00435**C | FAY-435-2.427 | 39.6133 | -83.5948 | 2025-12-31 | Active | 2003-08-12 | 9078 | 2003-08-12 | State | HL0027383 | 2020-03-19 14:28 | FAY-35 & 435 E JCT | State | A-1 | Tower |  | 6 | AT |  |  | 120 |  | 1 | [6 empty] | No | No | No |  | LED | 3 |  |  |  |  | V |  |  | 480 L-L | [8 empty] | L141 | A | psi0001007 | Dayton Power & Light | 34376164033 | 1813237 |  |  |  |  | 2026-05-19 15:44 | 8 - Needs Inspected in 8 CY |  |  | trent.hanley | 2014-12-11 10:07 | acastle1 | 2022-12-30 14:35 | No | No | No | No | No | Standing | None | None | None | No | No | No |  | No | 2026-05-19 15:44 |  | csonner1 | 2026-05-19 15:44 | csonner1 | 2026-05-19 15:44 | No Photo Available | https://collectorweb.dot.state.oh.us/arcgis/rest/services/HIGHWAY_LIGHTING/HighwayLighting_Reference/FeatureServer/7/585737/attachments/ | http://data.mapchannels.com/dualmaps6/map.htm?lat=39.613250&lng=-83.594828
08 | FAYETTE | FAY | SR | 00435 |  | 2.792 |  | SFAYSR00435**C | FAY-435-2.792 | 39.6107 | -83.5888 | 2025-12-31 | Active | 2025-08-22 04:00 | 117955 | 2025-07-01 | State | HL0040696 |  |  | State | AA-L1 | Conventional |  |  | AT | A |  |  | 36 | 1 | [6 empty] | No | No | No |  | LED | 1 |  | 110 | [14 empty] | A | A | [9 empty] | NULL |  |  | dmutlak1 | 2025-08-22 14:01 | dmutlak1@Admin | 2025-08-22 17:19 | [20 empty] | No Photo Available | No Photo Available | http://data.mapchannels.com/dualmaps6/map.htm?lat=39.610735&lng=-83.588768
08 | FAYETTE | FAY | SR | 00435 |  | 2.848 |  | SFAYSR00435**C | FAY-435-2.848 | 39.6107 | -83.5877 | 2025-12-31 | Active | 2025-08-22 04:00 | 117955 | 2025-07-01 | State | HL0040697 |  |  | State | AA-L2 | Conventional |  |  | AT | A |  |  | 36 | 1 | [6 empty] | No | No | No |  | LED | 1 |  | 110 | [14 empty] | A | A | [9 empty] | NULL |  |  | dmutlak1 | 2025-08-22 14:03 | dmutlak1@Admin | 2025-08-22 17:19 | [20 empty] | No Photo Available | No Photo Available | http://data.mapchannels.com/dualmaps6/map.htm?lat=39.610661&lng=-83.587717
08 | FAYETTE | FAY | SR | 00435 |  | 2.901 |  | SFAYSR00435**C | FAY-435-2.901 | 39.6104 | -83.5868 | 2025-12-31 | Active | 2025-08-22 04:00 | 117955 | 2025-07-01 | State | HL0040706 |  |  | State | AB-L3 | Conventional |  |  | AT | A |  |  | 36 | 1 | [6 empty] | No | No | No |  | LED | 1 |  | 110 | [14 empty] | A | B | [7 empty] | AB-L3 |  | NULL |  |  | dmutlak1 | 2025-08-22 13:48 | dmutlak1@Admin | 2026-03-03 18:48 | [20 empty] | No Photo Available | No Photo Available | http://data.mapchannels.com/dualmaps6/map.htm?lat=39.610425&lng=-83.586821
08 | FAYETTE | FAY | SR | 00435 |  | 2.951 |  | SFAYSR00435**C | FAY-435-2.951 | 39.6102 | -83.586 | 2025-12-31 | Active | 2025-08-22 04:00 | 117955 | 2025-07-01 | State | HL0040702 |  |  | State | AB-L4 | Conventional |  |  | AT | A |  |  | 36 | 1 | [6 empty] | No | No | No |  | LED | 1 |  | 110 | [14 empty] | A | B | [9 empty] | NULL |  |  | dmutlak1 | 2025-08-22 13:50 | dmutlak1@Admin | 2025-08-22 17:19 | [20 empty] | No Photo Available | No Photo Available | http://data.mapchannels.com/dualmaps6/map.htm?lat=39.610193&lng=-83.585986
08 | FAYETTE | FAY | SR | 00435 |  | 2.978 |  | SFAYSR00435**C | FAY-435-2.978 | 39.6102 | -83.5854 | 2025-12-31 | Active | 2025-08-22 04:00 | 117955 | 2025-07-01 | State | HL0040699 |  |  | State | AB-L5 | Conventional |  |  | AT | A |  |  | 36 | 1 | [6 empty] | No | No | No |  | LED | 1 |  | 110 | [14 empty] | A | B | [9 empty] | NULL |  |  | dmutlak1 | 2025-08-22 13:51 | dmutlak1@Admin | 2025-08-22 17:19 | [20 empty] | No Photo Available | No Photo Available | http://data.mapchannels.com/dualmaps6/map.htm?lat=39.610186&lng=-83.585440
08 | FAYETTE | FAY | SR | 00435 | A | 0.208 |  | SFAYSR00435*AC | FAY-435-0.208 | 39.6109 | -83.5882 | 2025-12-31 | Active | 2025-08-22 04:00 | 117955 | 2025-07-01 | State | HL0040710 |  |  | State | AA-L8 | Conventional |  |  | AT | A |  |  | 36 | 1 | [6 empty] | No | No | No |  | LED | 1 |  | 110 | [14 empty] | A | A | [9 empty] | NULL |  |  | dmutlak1 | 2025-08-22 14:00 | dmutlak1@Admin | 2025-08-22 17:19 | [20 empty] | No Photo Available | No Photo Available | http://data.mapchannels.com/dualmaps6/map.htm?lat=39.610929&lng=-83.588188
08 | FAYETTE | FAY | SR | 00435 | A | 0.249 |  | SFAYSR00435*AC | FAY-435-0.249 | 39.611 | -83.5875 | 2025-12-31 | Active | 2025-08-22 04:00 | 117955 | 2025-07-01 | State | HL0040705 |  |  | State | AA-L7 | Conventional |  |  | AT | A |  |  | 36 | 1 | [6 empty] | No | No | No |  | LED | 1 |  | 110 | [14 empty] | A | A | [9 empty] | NULL |  |  | dmutlak1 | 2025-08-22 13:59 | dmutlak1@Admin | 2025-08-22 17:19 | [20 empty] | No Photo Available | No Photo Available | http://data.mapchannels.com/dualmaps6/map.htm?lat=39.611001&lng=-83.587463
08 | FAYETTE | FAY | SR | 00435 | A | 0.277 |  | SFAYSR00435*AC | FAY-435-0.277 | 39.6112 | -83.587 | 2025-12-31 | Active | 2025-08-22 04:00 | 117955 | 2025-07-01 | State | HL0040704 |  |  | State | AA-L6 | Conventional |  |  | AT | A |  |  | 36 | 1 | [6 empty] | No | No | No |  | LED | 1 |  | 110 | [14 empty] | A | A | [9 empty] | NULL |  |  | dmutlak1 | 2025-08-22 13:58 | dmutlak1@Admin | 2025-08-22 17:19 | [20 empty] | No Photo Available | No Photo Available | http://data.mapchannels.com/dualmaps6/map.htm?lat=39.611204&lng=-83.587033
08 | FAYETTE | FAY | SR | 00435 | A | 0.288 |  | SFAYSR00435*AC | FAY-435-0.288 | 39.6111 | -83.5866 | 2025-12-31 | Active | 2025-08-22 04:00 | 117955 | 2025-07-01 | State | HL0040712 |  |  | State | AB-L8 | Conventional |  |  | AT | A |  |  | 36 | 1 | [6 empty] | No | No | No |  | LED | 1 |  | 110 | [14 empty] | A | B | [9 empty] | NULL |  |  | dmutlak1 | 2025-08-22 13:55 | dmutlak1@Admin | 2025-08-22 17:19 | [20 empty] | No Photo Available | No Photo Available | http://data.mapchannels.com/dualmaps6/map.htm?lat=39.611110&lng=-83.586550
08 | FAYETTE | FAY | SR | 00435 | A | 0.298 |  | SFAYSR00435*AC | FAY-435-0.298 | 39.6114 | -83.5868 | 2025-12-31 | Active | 2025-08-22 04:00 | 117955 | 2025-07-01 | State | HL0040703 |  |  | State | AA-L5 | Conventional |  |  | AT | A |  |  | 36 | 1 | [6 empty] | No | No | No |  | LED | 1 |  | 110 | [14 empty] | A | A | [9 empty] | NULL |  |  | dmutlak1 | 2025-08-22 13:57 | dmutlak1@Admin | 2025-08-22 17:19 | [20 empty] | No Photo Available | No Photo Available | http://data.mapchannels.com/dualmaps6/map.htm?lat=39.611423&lng=-83.586841
08 | FAYETTE | FAY | SR | 00435 | A | 0.312 |  | SFAYSR00435*AC | FAY-435-0.312 | 39.6115 | -83.5864 | 2025-12-31 | Active | 2025-08-22 04:00 | 117955 | 2025-07-01 | State | HL0040709 |  |  | State | AB-L9 | Conventional |  |  | AT | A |  |  | 36 | 1 | [6 empty] | No | No | No |  | LED | 1 |  | 110 | [14 empty] | A | B | [9 empty] | NULL |  |  | dmutlak1 | 2025-08-22 13:56 | dmutlak1@Admin | 2025-08-22 17:19 | [20 empty] | No Photo Available | No Photo Available | http://data.mapchannels.com/dualmaps6/map.htm?lat=39.611533&lng=-83.586383
08 | FAYETTE | FAY | SR | 00729 |  | 5.398 |  | SFAYSR00729**C | FAY-729-5.398 | 39.6096 | -83.5867 | 2025-12-31 | Active | 2025-08-22 04:00 | 117955 | 2025-07-01 | State | HL0040700 |  |  | State | AB-L1 | Conventional |  |  | AT | A |  |  | 36 | 1 | [6 empty] | No | No | No |  | LED | 1 |  | 110 | [14 empty] | A | B | [9 empty] | NULL |  |  | dmutlak1 | 2025-08-22 13:41 | dmutlak1@Admin | 2025-08-22 17:19 | [20 empty] | No Photo Available | No Photo Available | http://data.mapchannels.com/dualmaps6/map.htm?lat=39.609598&lng=-83.586735
08 | FAYETTE | FAY | SR | 00729 |  | 5.425 |  | SFAYSR00729**N | FAY-729-5.425 | 39.6099 | -83.5871 | 2025-12-31 | Active | 2025-08-22 04:00 | 117955 | 2025-07-01 | State | HL0040708 |  |  | State | AA-L4 | Conventional |  |  | AT | A |  |  | 36 | 1 | [6 empty] | No | No | No |  | LED | 1 |  | 110 | [14 empty] | A | A | [9 empty] | NULL |  |  | dmutlak1 | 2025-08-22 13:42 | dmutlak1@Admin | 2025-08-22 17:19 | [20 empty] | No Photo Available | No Photo Available | http://data.mapchannels.com/dualmaps6/map.htm?lat=39.609900&lng=-83.587125
08 | FAYETTE | FAY | SR | 00729 |  | 5.451 |  | SFAYSR00729**C | FAY-729-5.451 | 39.6103 | -83.587 | 2025-12-31 | Active | 2025-08-22 04:00 | 117955 | 2025-07-01 | State | HL0040711 |  |  | State | AB-L2 | Conventional |  |  | AT | A |  |  | 36 | 1 | [6 empty] | No | No | No |  | LED | 1 |  | 110 | [14 empty] | A | B | [9 empty] | NULL |  |  | dmutlak1 | 2025-08-22 13:47 | dmutlak1@Admin | 2025-08-22 17:19 | [20 empty] | No Photo Available | No Photo Available | http://data.mapchannels.com/dualmaps6/map.htm?lat=39.610302&lng=-83.587005
08 | FAYETTE | FAY | SR | 00729 |  | 5.467 |  | SFAYSR00729**N | FAY-729-5.467 | 39.6105 | -83.5874 | 2025-12-31 | Active | 2025-08-22 04:00 | 117955 | 2025-07-01 | State | HL0040701 |  |  | State | AA-L3 | Conventional |  |  | AT | A |  |  | 36 | 1 | [6 empty] | No | No | No |  | LED | 1 |  | 110 | [14 empty] | A | A | [9 empty] | NULL |  |  | dmutlak1 | 2025-08-22 14:06 | dmutlak1@Admin | 2025-08-22 17:19 | [20 empty] | No Photo Available | No Photo Available | http://data.mapchannels.com/dualmaps6/map.htm?lat=39.610508&lng=-83.587364
08 | FAYETTE | FAY | SR | 00729 |  | 5.528 |  | SFAYSR00729**N | FAY-729-5.528 | 39.6108 | -83.5866 | 2025-12-31 | Active | 2025-08-22 04:00 | 117955 | 2025-07-01 | State | HL0040707 |  |  | State | AB-L7 | Conventional |  |  | AT | A |  |  | 36 | 1 | [6 empty] | No | No | No |  | LED | 1 |  | 110 | [14 empty] | A | B | [9 empty] | NULL |  |  | dmutlak1 | 2025-08-22 13:54 | dmutlak1@Admin | 2025-08-22 17:19 | [20 empty] | No Photo Available | No Photo Available | http://data.mapchannels.com/dualmaps6/map.htm?lat=39.610824&lng=-83.586588
08 | FAYETTE | FAY | SR | 00729 |  | 5.558 |  | SFAYSR00729**N | FAY-729-5.558 | 39.6105 | -83.5863 | 2025-12-31 | Active | 2025-08-22 04:00 | 117955 | 2025-07-01 | State | HL0040698 |  |  | State | AB-L6 | Conventional |  |  | AT | A |  |  | 36 | 1 | [6 empty] | No | No | No |  | LED | 1 |  | 110 | [14 empty] | A | B | [9 empty] | NULL |  |  | dmutlak1 | 2025-08-22 13:53 | dmutlak1@Admin | 2025-08-22 17:19 | [20 empty] | No Photo Available | No Photo Available | http://data.mapchannels.com/dualmaps6/map.htm?lat=39.610541&lng=-83.586338
08 | FAYETTE | FAY | SR | 00753 |  | 10.502 |  | SFAYSR00753**C | FAY-753-10.502 | 39.5107 | -83.4086 | 2025-12-31 | Active | 2014-07-01 04:00 | 93793 | 2014-12-11 | State | HL0010034 |  | FAY-35 & 753 | State | A-19 | Conventional |  |  | AT | A |  |  | 41 | 1 | 15 | [5 empty] | No | No | No |  | LED | 1 | 200 |  |  |  | II |  |  | 480 L-L | [8 empty] | L013 | A | psi0000446 | Dayton Power & Light |  | 53716987 |  |  |  |  | 2026-05-29 12:49 | NULL |  |  | Dsnyder5 | 2018-06-28 17:28 | acastle1 | 2022-01-04 13:47 | No | No | No | No | No | Standing | None | None | None | No | No | No |  | No | 2026-05-29 12:49 |  | csonner1 | 2026-05-29 12:49 | csonner1 | 2026-05-29 12:49 | No Photo Available | https://collectorweb.dot.state.oh.us/arcgis/rest/services/HIGHWAY_LIGHTING/HighwayLighting_Reference/FeatureServer/7/582234/attachments/ | http://data.mapchannels.com/dualmaps6/map.htm?lat=39.510722&lng=-83.408552
08 | FAYETTE | FAY | SR | 00753 |  | 10.532 |  | SFAYSR00753**C | FAY-753-10.532 | 39.5112 | -83.4082 | 2025-12-31 | Active | 2014-07-01 04:00 | 93793 | 2014-12-11 | State | HL0026625 |  | FAY-35 & 753 | State | A-18 | Conventional |  |  | AT | A |  |  | 41 | 1 | 15 | [5 empty] | No | No | No |  | LED | 1 | 200 |  |  |  | II |  |  | 480 L-L | [8 empty] | L013 | A | psi0000446 | Dayton Power & Light |  | 53716987 |  |  |  |  | 2026-05-29 12:51 | NULL |  |  | mhurlow1 | 2018-04-03 15:22 | acastle1 | 2022-01-04 13:47 | No | No | No | No | No | Standing | None | None | None | No | No | No |  | No | 2026-05-29 12:51 |  | csonner1 | 2026-05-29 12:51 | csonner1 | 2026-05-29 12:51 | No Photo Available | https://collectorweb.dot.state.oh.us/arcgis/rest/services/HIGHWAY_LIGHTING/HighwayLighting_Reference/FeatureServer/7/579027/attachments/ | http://data.mapchannels.com/dualmaps6/map.htm?lat=39.511164&lng=-83.408244
08 | FAYETTE | FAY | SR | 00753 |  | 10.617 |  | SFAYSR00753**N | FAY-753-10.617 | 39.5124 | -83.4085 | 2025-12-31 | Active | 2014-07-01 04:00 | 93793 | 2014-12-11 | State | HL0016624 |  | FAY-35 & 753 | State | A-17 | Conventional |  |  | AT | A |  |  | 41 | 1 | 15 | [5 empty] | No | No | No |  | LED | 1 |  | 90 |  |  | II |  |  | 480 L-L | [8 empty] | L013 | A | psi0000446 | Dayton Power & Light |  | 53716987 |  |  |  |  | 2026-05-29 12:47 | NULL |  |  | mhurlow1 | 2018-04-03 15:21 | acastle1 | 2021-05-28 15:03 | No | No | No | No | No | Standing | None | None | None | No | No | No |  | No | 2026-05-29 12:47 |  | csonner1 | 2026-05-29 12:48 | csonner1 | 2026-05-29 12:48 | No Photo Available | https://collectorweb.dot.state.oh.us/arcgis/rest/services/HIGHWAY_LIGHTING/HighwayLighting_Reference/FeatureServer/7/588920/attachments/ | http://data.mapchannels.com/dualmaps6/map.htm?lat=39.512388&lng=-83.408467
08 | FAYETTE | FAY | SR | 00753 |  | 10.636 |  | SFAYSR00753**C | FAY-753-10.636 | 39.5127 | -83.4081 | 2025-12-31 | Active | 2014-07-01 04:00 | 93793 | 2014-12-11 | State | HL0004452 |  | FAY-35 & 753 | State | A-16 | Conventional |  |  | AT | A |  |  | 41 | 1 | 15 | [5 empty] | No | No | No |  | LED | 1 | 200 |  |  |  | II |  |  | 480 L-L | [8 empty] | L013 | A | psi0000446 | Dayton Power & Light |  | 53716987 |  |  |  |  | 2026-05-29 12:53 | NULL |  |  | mhurlow1 | 2018-04-03 15:22 | acastle1 | 2022-01-04 13:46 | No | No | No | No | No | Standing | None | None | None | No | No | No |  | No | 2026-05-29 12:53 |  | csonner1 | 2026-05-29 12:53 | csonner1 | 2026-05-29 12:53 | No Photo Available | https://collectorweb.dot.state.oh.us/arcgis/rest/services/HIGHWAY_LIGHTING/HighwayLighting_Reference/FeatureServer/7/588121/attachments/ | http://data.mapchannels.com/dualmaps6/map.htm?lat=39.512660&lng=-83.408056
08 | FAYETTE | FAY | SR | 00753 |  | 10.802 |  | SFAYSR00753**N | FAY-753-10.802 | 39.5151 | -83.408 | 2025-12-31 | Active | 2014-07-01 04:00 | 93793 | 2014-12-11 | State | HL0013685 |  | FAY-35 & 753 | State | A-13 | Conventional |  |  | AT | A |  |  | 41 | 1 | 15 | [5 empty] | No | No | No |  | LED | 1 |  | 90 |  |  | II |  |  | 480 L-L | [8 empty] | L013 | A | psi0000446 | Dayton Power & Light |  | 53716987 |  |  |  |  | 2026-05-29 13:00 | NULL |  |  | mhurlow1 | 2018-04-03 15:22 | acastle1 | 2021-05-28 15:04 | No | No | No | No | No | Standing | None | None | None | No | No | No |  | No | 2026-05-29 13:00 |  | csonner1 | 2026-05-29 13:00 | csonner1 | 2026-05-29 13:00 | No Photo Available | https://collectorweb.dot.state.oh.us/arcgis/rest/services/HIGHWAY_LIGHTING/HighwayLighting_Reference/FeatureServer/7/579028/attachments/ | http://data.mapchannels.com/dualmaps6/map.htm?lat=39.515056&lng=-83.408042
08 | FAYETTE | FAY | SR | 00753 |  | 10.828 |  | SFAYSR00753**C | FAY-753-10.828 | 39.5154 | -83.4077 | 2025-12-31 | Active | 2014-07-01 04:00 | 93793 | 2014-12-11 | State | HL0026595 |  | FAY-35 & 753 | State | A-8 | Conventional |  |  | AT | A |  |  | 41 | 1 | 15 | [5 empty] | No | No | No |  | LED | 1 |  | 90 |  |  | II |  |  | 480 L-L | [8 empty] | L013 | A | psi0000446 | Dayton Power & Light |  | 53716987 |  |  |  |  | 2026-05-29 12:55 | NULL |  |  | mhurlow1 | 2018-04-03 15:22 | acastle1 | 2021-05-28 15:03 | No | No | No | No | No | Standing | None | None | None | No | No | No |  | No | 2026-05-29 12:55 |  | csonner1 | 2026-05-29 12:55 | csonner1 | 2026-05-29 12:55 | No Photo Available | https://collectorweb.dot.state.oh.us/arcgis/rest/services/HIGHWAY_LIGHTING/HighwayLighting_Reference/FeatureServer/7/588122/attachments/ | http://data.mapchannels.com/dualmaps6/map.htm?lat=39.515426&lng=-83.407653
08 | FAYETTE | FAY | SR | 00753 |  | 10.923 |  | SFAYSR00753**N | FAY-753-10.923 | 39.5168 | -83.4078 | 2025-12-31 | Active | 2014-07-01 04:00 | 93793 | 2014-12-11 | State | HL0015961 |  | FAY-35 & 753 | State | A-14 | Conventional |  |  | AT | A |  |  | 41 | 1 | 15 | [5 empty] | No | No | No |  | LED | 1 | 200 |  |  |  | II |  |  | 480 L-L | [8 empty] | L013 | A | psi0000446 | Dayton Power & Light |  | 53716987 |  |  |  |  | 2026-05-29 12:58 | NULL |  |  | Dsnyder5 | 2018-06-28 17:19 | acastle1 | 2022-01-04 13:50 | No | No | No | No | No | Standing | None | None | None | No | No | No |  | No | 2026-05-29 12:58 |  | csonner1 | 2026-05-29 12:58 | csonner1 | 2026-05-29 12:58 | No Photo Available | https://collectorweb.dot.state.oh.us/arcgis/rest/services/HIGHWAY_LIGHTING/HighwayLighting_Reference/FeatureServer/7/585400/attachments/ | http://data.mapchannels.com/dualmaps6/map.htm?lat=39.516801&lng=-83.407803
08 | FAYETTE | FAY | SR | 00753 |  | 10.943 |  | SFAYSR00753**C | FAY-753-10.943 | 39.5171 | -83.4074 | 2025-12-31 | Active | 2014-07-01 04:00 | 93793 | 2014-12-11 | State | HL0001278 |  | FAY-35 & 753 | State | A-15 | Conventional |  |  | AT | A |  |  | 41 | 1 | 15 | [5 empty] | No | No | No |  | LED | 1 | 200 |  |  |  | II |  |  | 480 L-L | [8 empty] | L013 | A | psi0000446 | Dayton Power & Light |  | 53716987 |  |  |  |  | 2026-05-29 12:56 | NULL |  |  | Dsnyder5 | 2018-06-28 17:19 | acastle1 | 2022-01-04 13:50 | No | No | No | No | No | Standing | None | None | None | No | No | No |  | No | 2026-05-29 12:56 |  | csonner1 | 2026-05-29 12:57 | csonner1 | 2026-05-29 12:57 | No Photo Available | https://collectorweb.dot.state.oh.us/arcgis/rest/services/HIGHWAY_LIGHTING/HighwayLighting_Reference/FeatureServer/7/588921/attachments/ | http://data.mapchannels.com/dualmaps6/map.htm?lat=39.517082&lng=-83.407395
08 | FAYETTE | FAY | US | 00022 |  | 6.248 |  | SFAYUS00022**C | FAY-22-6.248 | 39.5273 | -83.4713 | 2025-12-31 | Active | 2014-07-01 04:00 | 93793 | 2014-12-11 | State | HL0033090 |  | FAY-35 & 22/62 | State | B-8 | Conventional |  |  | AT |  |  |  | 41 | 1 | 15 | [5 empty] | No | No | No |  | LED | 1 |  | 90 |  |  | II |  |  | 480 L-L | [8 empty] | L010 | B | psi0000252 | Dayton Power & Light | 64960084588 | 1845653 |  |  |  |  | 2025-07-28 15:28 | NULL |  | 2026-03-31 14:58 | kgreene4@Editor | 2019-09-19 16:28 | acastle1 | 2021-05-28 15:01 | No | No | No | No | No | Standing | Dented | Bent | None | Yes | Yes | No | Needs new arm luminaire and base | Yes | 2025-07-28 15:28 | 2026-03-31 14:58 | smurphy2 | 2025-07-28 15:30 | dmutlak1 | 2026-04-01 15:00 | No Photo Available | https://collectorweb.dot.state.oh.us/arcgis/rest/services/HIGHWAY_LIGHTING/HighwayLighting_Reference/FeatureServer/7/558459/attachments/ | http://data.mapchannels.com/dualmaps6/map.htm?lat=39.527334&lng=-83.471265
08 | FAYETTE | FAY | US | 00022 |  | 6.273 |  | SFAYUS00022**C | FAY-22-6.273 | 39.5271 | -83.4708 | 2025-12-31 | Active | 2014-07-01 04:00 | 93793 | 2014-12-11 | State | HL0033089 |  | FAY-35 & 22/62 | State | B-9 | Conventional |  |  | AT |  |  |  | 41 | 1 | 15 | [5 empty] | No | No | No |  | LED | 1 |  | 90 |  |  | II |  |  | 480 L-L | [8 empty] | L010 | B | psi0000252 | Dayton Power & Light | 64960084588 | 1845653 |  |  |  |  | 2025-11-30 08:53 | NULL |  |  | kgreene4@Editor | 2019-09-19 16:27 | acastle1 | 2021-05-28 15:00 | No | No | No | No | No | Standing | None | None | None | No | No | No | Lights out | Yes | 2025-11-30 08:53 |  | Bcowden | 2025-11-30 08:53 | Bcowden | 2025-11-30 08:53 | No Photo Available | No Photo Available | http://data.mapchannels.com/dualmaps6/map.htm?lat=39.527102&lng=-83.470759
08 | FAYETTE | FAY | US | 00022 |  | 6.435 |  | SFAYUS00022**N | FAY-22-6.435 | 39.528 | -83.4679 | 2025-12-31 | Active | 2014-07-01 04:00 | 93793 | 2014-12-11 | State | HL0033083 |  | FAY-35 & 22/62 | State | B-7 | Conventional |  |  | AT |  |  |  | 41 | 1 | 15 | [5 empty] | No | No | No |  | LED | 1 |  | 90 |  |  | II |  |  | 480 L-L | [9 empty] | B | psi0000252 | Dayton Power & Light | 64960084588 | 1845653 |  |  |  |  | 2026-05-22 15:29 | NULL |  |  | kgreene4@Editor | 2019-09-19 16:27 | acastle1 | 2021-05-28 15:00 | No | No | No | No | No | Standing | None | None | None | No | No | No |  | No | 2026-05-22 15:29 |  | csonner1 | 2026-05-22 15:29 | csonner1 | 2026-05-22 15:29 | No Photo Available | No Photo Available | http://data.mapchannels.com/dualmaps6/map.htm?lat=39.528003&lng=-83.467887
08 | FAYETTE | FAY | US | 00022 |  | 6.454 |  | SFAYUS00022**N | FAY-22-6.454 | 39.5282 | -83.4676 | 2025-12-31 | Active | 2014-07-01 04:00 | 93793 | 2014-12-11 | State | HL0033082 |  | FAY-35 & 22/62 | State | B-6 | Conventional |  |  | AT |  |  |  | 41 | 1 | 10 | [5 empty] | No | No | No |  | LED | 1 |  | 90 |  |  | II |  |  | 480 L-L | [8 empty] | L010 | B | psi0000252 | Dayton Power & Light | 64960084588 | 1845653 |  |  |  |  | 2026-05-22 15:27 | NULL |  |  | kgreene4@Editor | 2019-09-19 16:27 | acastle1 | 2021-05-28 14:59 | No | No | No | No | No | Standing | None | None | None | No | No | No |  | No | 2026-05-22 15:27 |  | csonner1 | 2026-05-22 15:28 | csonner1 | 2026-05-22 15:28 | No Photo Available | No Photo Available | http://data.mapchannels.com/dualmaps6/map.htm?lat=39.528206&lng=-83.467604
08 | FAYETTE | FAY | US | 00022 |  | 6.464 |  | SFAYUS00022**C | FAY-22-6.464 | 39.5278 | -83.4673 | 2025-12-31 | Active | 2014-07-01 04:00 | 93793 | 2014-12-11 | State | HL0004274 |  | FAY-35 & 22/62 | State | B-4 | Conventional |  |  | AT |  |  |  | 41 | 1 | 15 | [5 empty] | No | No | No |  | LED | 1 |  | 90 |  |  | II |  |  | 480 L-L | [8 empty] | L010 | B | psi0000252 | Dayton Power & Light | 64960084588 | 1845653 |  |  |  |  | 2026-05-22 15:30 | NULL |  |  | mhurlow1 | 2018-04-03 14:10 | acastle1 | 2021-05-28 14:59 | No | No | No | No | No | Standing | None | None | None | No | No | No |  | No | 2026-05-22 15:30 |  | csonner1 | 2026-05-22 15:30 | csonner1 | 2026-05-22 15:30 | No Photo Available | No Photo Available | http://data.mapchannels.com/dualmaps6/map.htm?lat=39.527834&lng=-83.467271
08 | FAYETTE | FAY | US | 00022 |  | 6.741 |  | SFAYUS00022**N | FAY-22-6.741 | 39.5292 | -83.4624 | 2025-12-31 | Active | 2014-07-01 04:00 | 93793 | 2014-12-11 | State | HL0033086 |  | FAY-35 & 22/62 | State | A-7 | Conventional |  |  | AT |  |  |  | 41 | 1 | 15 | [5 empty] | No | No | No |  | LED | 1 |  | 90 |  |  | II |  |  | 480 L-L | [8 empty] | L011 | A | psi0000218 | Dayton Power & Light | 52851-77653 | 53716985 |  |  |  |  | 2026-05-22 15:19 | NULL |  |  | kgreene4@Editor | 2019-09-19 16:22 | csonner1 | 2026-05-22 15:35 | No | No | No | No | No | Standing | None | None | None | No | No | No |  | No | 2026-05-22 15:19 |  | csonner1 | 2026-05-22 15:20 | csonner1 | 2026-05-22 15:20 | No Photo Available | No Photo Available | http://data.mapchannels.com/dualmaps6/map.htm?lat=39.529238&lng=-83.462393
08 | FAYETTE | FAY | US | 00022 |  | 6.76 |  | SFAYUS00022**N | FAY-22-6.760 | 39.5294 | -83.4621 | 2025-12-31 | Active | 2014-10-15 | 93793 | 2014-12-11 | State | HL0033093 |  | FAY-35 & 22/62 | State | A-8 | Conventional |  |  | AT |  |  |  | 41 | 1 | 10 | [5 empty] | No | No | No |  | LED | 1 |  | 90 |  |  | II |  |  | 480 L-L | [9 empty] | A | psi0000218 | Dayton Power & Light | 52851-77653 | 53716985 |  |  |  |  | 2026-05-22 15:19 | NULL |  |  | kgreene4@Editor | 2019-09-19 16:36 | dmutlak1@Admin | 2025-06-11 11:37 | No | No | No | No | No | Standing | None | None | None | No | No | No |  | No | 2026-05-22 15:19 |  | csonner1 | 2026-05-22 15:19 | csonner1 | 2026-05-22 15:19 | No Photo Available | No Photo Available | http://data.mapchannels.com/dualmaps6/map.htm?lat=39.529407&lng=-83.462083
08 | FAYETTE | FAY | US | 00022 |  | 6.772 |  | SFAYUS00022**C | FAY-22-6.772 | 39.5291 | -83.4618 | 2025-12-31 | Active | 2014-07-01 04:00 | 93793 | 2014-12-11 | State | HL0033081 |  | FAY-35 & 22/62 | State | A-6 | Conventional |  |  | AT |  |  |  | 41 | 1 | 15 | [5 empty] | No | No | No |  | LED | 1 |  | 90 |  |  | II |  |  | 480 L-L | [8 empty] | L011 | A | psi0000218 | Dayton Power & Light | 52851-77653 | 53716985 |  |  |  |  | 2026-05-22 15:20 | NULL |  |  | kgreene4@Editor | 2019-09-19 16:22 | csonner1 | 2026-05-22 15:35 | No | No | No | No | No | Standing | None | None | None | No | No | No |  | No | 2026-05-22 15:20 |  | csonner1 | 2026-05-22 15:20 | csonner1 | 2026-05-22 15:20 | https://collectorweb.dot.state.oh.us/arcgis/rest/services/HIGHWAY_LIGHTING/HighwayLighting_Reference/FeatureServer/6/49374/attachments/ | No Photo Available | http://data.mapchannels.com/dualmaps6/map.htm?lat=39.529068&lng=-83.461753
08 | FAYETTE | FAY | US | 00022 |  | 6.917 |  | SFAYUS00022**N | FAY-22-6.917 | 39.5299 | -83.4592 | 2025-12-31 | Active | 2014-07-01 04:00 | 93793 | 2014-12-11 | State | HL0033080 |  | FAY-35 & 22/62 | State | A-9 | Conventional | [6 empty] | 41 | 1 | 15 | [5 empty] | No | No | No |  | LED | 1 |  | 90 |  |  | II |  |  | 480 L-L | [8 empty] | L011 | A | psi0000218 | Dayton Power & Light | 52851-77653 | 53716985 |  |  |  |  | 2026-05-22 14:59 | NULL |  |  | kgreene4@Editor | 2019-09-19 16:22 | acastle1 | 2021-05-28 14:57 | No | No | No | No | No | Standing | None | None | None | No | No | No |  | No | 2026-05-22 14:59 |  | csonner1 | 2026-05-22 15:00 | csonner1 | 2026-05-22 15:00 | No Photo Available | https://collectorweb.dot.state.oh.us/arcgis/rest/services/HIGHWAY_LIGHTING/HighwayLighting_Reference/FeatureServer/7/579424/attachments/ | http://data.mapchannels.com/dualmaps6/map.htm?lat=39.529944&lng=-83.459221
08 | FAYETTE | FAY | US | 00022 |  | 6.938 |  | SFAYUS00022**C | FAY-22-6.938 | 39.5298 | -83.4588 | 2025-12-31 | Active | 2014-07-01 04:00 | 93793 | 2014-12-11 | State | HL0033079 |  | FAY-35 & 22/62 | State | A-10 | Conventional |  |  | AT |  |  |  | 41 | 1 | 15 | [5 empty] | No | No | No |  | LED | 1 | 200 | 90 |  |  | II |  |  | 480 L-L | [8 empty] | L011 | A | psi0000218 | Dayton Power & Light | 52851-77653 | 53716985 |  |  |  |  | 2026-05-22 14:57 | NULL |  |  | kgreene4@Editor | 2019-09-19 16:21 | dmutlak1@Admin | 2025-06-11 11:38 | No | No | No | No | No | Standing | None | None | None | No | No | No |  | No | 2026-05-22 14:57 |  | csonner1 | 2026-05-22 14:57 | csonner1 | 2026-05-22 14:57 | No Photo Available | https://collectorweb.dot.state.oh.us/arcgis/rest/services/HIGHWAY_LIGHTING/HighwayLighting_Reference/FeatureServer/7/585746/attachments/ | http://data.mapchannels.com/dualmaps6/map.htm?lat=39.529804&lng=-83.458794
08 | FAYETTE | FAY | US | 00022 | I | 0.017 |  | SFAYUS00022*IC | FAY-22-0.017 | 39.5277 | -83.4676 | 2025-12-31 | Active | 2014-07-01 04:00 | 93793 | 2014-12-11 | State | HL0024114 |  | FAY-35 & 22/62 | State | B-5 | Conventional |  |  | AT |  |  |  | 41 | 1 | 15 | [5 empty] | No | No | No |  | LED | 1 |  | 90 |  |  | II |  |  | 480 L-L | [9 empty] | B | psi0000252 | Dayton Power & Light | 64960084588 | 1845653 |  |  |  |  | 2026-05-22 15:29 | NULL |  |  | mhurlow1 | 2018-04-03 14:10 | acastle1 | 2021-05-28 15:00 | No | No | No | No | No | Standing | None | None | None | No | No | No |  | No | 2026-05-22 15:29 |  | csonner1 | 2026-05-22 15:30 | csonner1 | 2026-05-22 15:30 | No Photo Available | No Photo Available | http://data.mapchannels.com/dualmaps6/map.htm?lat=39.527696&lng=-83.467599
08 | FAYETTE | FAY | US | 00035 |  | 1.731 |  | SFAYUS00035**N | FAY-35-1.731 | 39.6386 | -83.6307 | 2025-12-31 | Active | 2003-06-06 | 4388 | 2003-06-06 | State | HL0030515 | 2020-10-27 14:44 | FAY-35 & 435 W JCT | State | A-3 | Tower |  | 6 |  |  |  | 110 | [6 empty] | No |  | No | No | No |  | LED | 3 |  |  | 65,000 - 79,999 |  | V |  |  | 480 L-L | [8 empty] | L140 | A | psi0000217 | Dayton Power & Light | 4387198607 | [5 empty] | 2026-05-21 11:17 | 8 - Needs Inspected in 8 CY |  |  | chad.hostetler | 2014-12-19 08:20 | dmutlak1@Editor | 2025-06-11 11:33 | No | No | No | No | No | Standing | None | None | None | No | No | No | Winch cable, maxed out ring will not unlock no Lumineers maintenance | Yes | 2026-05-21 11:17 |  | csonner1 | 2026-05-21 11:18 | csonner1 | 2026-05-21 11:18 | No Photo Available | https://collectorweb.dot.state.oh.us/arcgis/rest/services/HIGHWAY_LIGHTING/HighwayLighting_Reference/FeatureServer/7/585741/attachments/ | http://data.mapchannels.com/dualmaps6/map.htm?lat=39.638627&lng=-83.630725
08 | FAYETTE | FAY | US | 00035 |  | 1.822 |  | SFAYUS00035**N | FAY-35-1.822 | 39.638 | -83.6292 | 2025-12-31 | Active | 2003-06-06 | 4388 | 2003-06-06 | State | HL0030516 | 2020-10-27 14:06 | FAY-35 & 435 W JCT | State | A-2 | Tower |  | 6 |  |  |  | 110 | [6 empty] | No |  | No | No | No |  | LED | 3 |  |  | 65,000 - 79,999 |  | V |  |  | 480 L-L | [8 empty] | L140 | A | psi0000217 | Dayton Power & Light | 4387198607 | [5 empty] | 2026-05-21 11:24 | 8 - Needs Inspected in 8 CY |  |  | chad.hostetler | 2014-12-19 08:23 | dmutlak1@Editor | 2025-06-11 11:33 | No | No | No | No | No | Standing | None | None | None | No | No | No |  | No | 2026-05-21 11:24 |  | csonner1 | 2026-05-21 11:31 | csonner1 | 2026-05-21 11:31 | No Photo Available | https://collectorweb.dot.state.oh.us/arcgis/rest/services/HIGHWAY_LIGHTING/HighwayLighting_Reference/FeatureServer/7/585341/attachments/ | http://data.mapchannels.com/dualmaps6/map.htm?lat=39.637983&lng=-83.629239
08 | FAYETTE | FAY | US | 00035 |  | 1.923 |  | SFAYUS00035**N | FAY-35-1.923 | 39.6372 | -83.6276 | 2025-12-31 | Active | 2003-06-06 | 4388 | 2003-06-06 | State | HL0030518 |  | FAY-35 & 435 W JCT | State | A-1 | Tower |  | 6 | A |  |  | 110 | [6 empty] | No |  | No | No | No |  | LED | 3 |  |  | 65,000 - 79,999 |  | V |  |  | 480 L-L |  | No | No | No | No |  |  |  | L140 | A | psi0000217 | Dayton Power & Light | 4387198607 | [5 empty] | 2026-05-21 11:53 | 8 - Needs Inspected in 8 CY |  |  | chad.hostetler | 2014-12-19 08:26 | dmutlak1@Admin | 2025-06-11 11:33 | No | No | No | No | No | Standing | None | None | None | No | No | No |  | No | 2026-05-21 11:53 |  | csonner1 | 2026-05-21 11:54 | csonner1 | 2026-05-21 11:54 | No Photo Available | https://collectorweb.dot.state.oh.us/arcgis/rest/services/HIGHWAY_LIGHTING/HighwayLighting_Reference/FeatureServer/7/586143/attachments/ | http://data.mapchannels.com/dualmaps6/map.htm?lat=39.637238&lng=-83.627600
08 | FAYETTE | FAY | US | 00035 |  | 2.254 |  | SFAYUS00035**C | FAY-35-2.254 | 39.6345 | -83.6223 | 2025-12-31 | Active | 2003-06-06 | 4388 | 2003-06-06 | State | HL0030524 |  | FAY-35 & 435 W JCT | State | B-2 | Tower |  | 6 |  |  |  | 100 | [6 empty] | No |  | No | No | No |  | LED | 3 |  |  | 65,000 - 79,999 |  | V |  |  | 480 L-L | [8 empty] | L140 | B | psi0000217 | Dayton Power & Light | 4387198607 | [5 empty] | 2026-05-21 12:34 | 8 - Needs Inspected in 8 CY |  |  | kurt.powers | 2014-12-19 08:36 | dmutlak1@Admin | 2025-06-11 11:32 | No | No | No | No | No | Standing | None | None | None | No | No | No |  | No | 2026-05-21 12:34 |  | csonner1 | 2026-05-21 12:34 | csonner1 | 2026-05-21 12:34 | No Photo Available | https://collectorweb.dot.state.oh.us/arcgis/rest/services/HIGHWAY_LIGHTING/HighwayLighting_Reference/FeatureServer/7/585743/attachments/ | http://data.mapchannels.com/dualmaps6/map.htm?lat=39.634532&lng=-83.622321
08 | FAYETTE | FAY | US | 00035 |  | 2.338 |  | SFAYUS00035**N | FAY-35-2.338 | 39.6342 | -83.6209 | 2025-12-31 | Active | 2003-06-06 | 4388 | 2003-06-06 | State | HL0030520 |  | FAY-35 & 435 W JCT | State | A-7 | Tower |  | 6 |  |  |  | 110 | [6 empty] | No |  | No | No | No |  | LED | 3 |  |  | 65,000 - 79,999 | No | V |  |  | 480 L-L |  | No | No | No | No | No |  |  | L140 | A | psi0000217 | Dayton Power & Light | 4387198607 | [5 empty] | 2026-05-19 16:25 | 8 - Needs Inspected in 8 CY |  |  | chad.hostetler | 2014-12-19 08:29 | cwalters2 | 2022-12-22 14:36 | No | No | No | No | No | Standing | None | None | None | No | No | No |  | No | 2026-05-19 16:25 |  | csonner1 | 2026-05-19 16:26 | csonner1 | 2026-05-19 16:26 | No Photo Available | https://collectorweb.dot.state.oh.us/arcgis/rest/services/HIGHWAY_LIGHTING/HighwayLighting_Reference/FeatureServer/7/585337/attachments/ | http://data.mapchannels.com/dualmaps6/map.htm?lat=39.634227&lng=-83.620877
08 | FAYETTE | FAY | US | 00035 |  | 4.376 |  | SFAYUS00035**C | FAY-35-4.376 | 39.614 | -83.5964 | 2025-12-31 | Active | 2003-08-12 | 9078 | 2003-08-12 | State | HL0027376 | 2020-10-27 14:43 | FAY-35 & 435 E JCT | State | A-2 | Tower |  | 4 | AT |  |  | 100 | [6 empty] | No |  | No | No | No |  | LED | 3 |  |  | 65,000 - 79,999 |  | V |  |  | 480 L-L |  | No | No | No | No | No |  |  | L141 | A | psi0001007 | Dayton Power & Light | 34376164033 | 1813237 |  |  |  |  | 2026-05-18 17:29 | 8 - Needs Inspected in 8 CY |  |  | mike.lutz | 2014-12-11 09:59 | cwalters2 | 2022-12-22 15:54 | No | No | No | No | No | Standing | None | None | None | No | No | No |  | No | 2026-05-18 17:29 |  | csonner1 | 2026-05-18 17:29 | csonner1 | 2026-05-18 17:29 | No Photo Available | https://collectorweb.dot.state.oh.us/arcgis/rest/services/HIGHWAY_LIGHTING/HighwayLighting_Reference/FeatureServer/7/585331/attachments/ | http://data.mapchannels.com/dualmaps6/map.htm?lat=39.613957&lng=-83.596407
08 | FAYETTE | FAY | US | 00035 |  | 4.546 |  | SFAYUS00035**N | FAY-35-4.546 | 39.612 | -83.5951 | 2025-12-31 | Active | 2003-08-12 | 9078 | 2003-08-12 | State | HL0027378 |  | FAY-35 & 435 E JCT | State | A-5 | Tower |  | 4 |  |  |  | 100 | [6 empty] | No |  | No | No | No |  | LED | 3 | 400 |  | 65,000 - 79,999 | No | V |  |  | 480 L-L |  | No | No | No | No | No |  |  | L141 | A | psi0001007 | Dayton Power & Light | 34376164033 | 1813237 |  |  |  |  | 2026-05-18 17:07 | 8 - Needs Inspected in 8 CY |  |  | trent.hanley | 2014-12-11 10:02 | cwalters2 | 2022-12-22 17:08 | No | No | No | No | No | Standing | None | None | None | No | No | No |  | No | 2026-05-18 17:07 |  | csonner1 | 2026-05-18 17:07 | csonner1 | 2026-05-18 17:07 | No Photo Available | https://collectorweb.dot.state.oh.us/arcgis/rest/services/HIGHWAY_LIGHTING/HighwayLighting_Reference/FeatureServer/7/585330/attachments/ | http://data.mapchannels.com/dualmaps6/map.htm?lat=39.612000&lng=-83.595129
08 | FAYETTE | FAY | US | 00035 |  | 4.624 |  | SFAYUS00035**N | FAY-35-4.624 | 39.611 | -83.5945 | 2025-12-31 | Active | 2003-08-12 | 9078 | 2003-08-12 | State | HL0027373 |  | FAY-35 & 435 E JCT | State | A-6 | Tower |  | 4 |  |  |  | 100 | [6 empty] | No |  | No | No | No |  | LED | 3 |  |  | 65,000 - 79,999 |  | V |  |  | 480 L-L |  | No | No | No | No | No |  |  | L141 | A | psi0001007 | Dayton Power & Light | 34376164033 | 1813237 |  |  |  |  | 2026-05-18 16:40 | 8 - Needs Inspected in 8 CY |  |  | trent.hanley | 2014-12-11 09:58 | cwalters2 | 2022-12-22 17:04 | No | No | No | No | No | Standing | None | None | None | No | No | No | Troubleshoot outage high mast tower traced back to breaker being tripped did not find any reasons why | No | 2026-05-18 16:40 |  | csonner1 | 2026-05-18 16:49 | csonner1 | 2026-05-18 16:49 | No Photo Available | https://collectorweb.dot.state.oh.us/arcgis/rest/services/HIGHWAY_LIGHTING/HighwayLighting_Reference/FeatureServer/7/579419/attachments/ | http://data.mapchannels.com/dualmaps6/map.htm?lat=39.610985&lng=-83.594539
08 | FAYETTE | FAY | US | 00035 |  | 4.69 |  | SFAYUS00035**N | FAY-35-4.690 | 39.6101 | -83.5941 | 2025-12-31 | Active | 2003-08-12 | 9078 | 2003-08-12 | State | HL0000717 |  | FAY-35 & 435 E JCT | State | A-7 | Low Mast |  |  | AT |  |  |  | 50 | 1 | [6 empty] | No | No | No |  | LED | 2 |  |  | 65,000 - 79,999 | No | V |  |  | 480 L-L |  | No | No | No | No | No |  |  | L141 | A | psi0001007 | Dayton Power & Light | 34376164033 | 1813237 |  |  |  |  | 2026-05-18 15:52 | NULL |  |  | mhurlow1 | 2018-04-03 13:40 | cwalters2 | 2022-12-22 16:07 | No | No | No | No | No | Standing | None | None | None | No | No | No | TBase danger pole leans not able to tighten by hand will need digger Derrick to remove pole to reset TBase | No | 2026-05-18 15:52 |  | csonner1 | 2026-05-18 15:53 | csonner1 | 2026-05-18 16:26 | No Photo Available | https://collectorweb.dot.state.oh.us/arcgis/rest/services/HIGHWAY_LIGHTING/HighwayLighting_Reference/FeatureServer/7/584931/attachments/ | http://data.mapchannels.com/dualmaps6/map.htm?lat=39.610057&lng=-83.594116
08 | FAYETTE | FAY | US | 00035 |  | 4.73 |  | SFAYUS00035**N | FAY-35-4.730 | 39.6096 | -83.5937 | 2025-12-31 | Active | 2003-08-12 | 9078 | 2003-08-12 | State | HL0017387 |  | FAY-35 & 435 E JCT | State | A-8 | Low Mast |  |  | AT |  |  |  | 50 | 1 | [6 empty] | No | No | No |  | LED | 2 |  |  | 65,000 - 79,999 | No | V |  |  | 480 L-L |  | No | No | No | No | No |  |  | L141 | A | psi0001007 | Dayton Power & Light | 34376164033 | 1813237 |  |  |  |  | 2026-05-18 15:57 | NULL |  |  | mhurlow1 | 2018-04-03 13:41 | cwalters2 | 2022-12-22 16:20 | No | No | No | No | No | Standing | None | None | None | No | No | No | Tb damage | No | 2026-05-18 15:57 |  | csonner1 | 2026-05-18 15:58 | csonner1 | 2026-05-18 15:58 | No Photo Available | https://collectorweb.dot.state.oh.us/arcgis/rest/services/HIGHWAY_LIGHTING/HighwayLighting_Reference/FeatureServer/7/579418/attachments/ | http://data.mapchannels.com/dualmaps6/map.htm?lat=39.609588&lng=-83.593655
08 | FAYETTE | FAY | US | 00035 |  | 4.769 |  | SFAYUS00035**N | FAY-35-4.769 | 39.6092 | -83.5932 | 2025-12-31 | Active | 2003-08-12 | 9078 | 2003-08-12 | State | HL0018229 |  | FAY-35 & 435 E JCT | State | A-9 | Low Mast |  |  | AT |  |  |  | 50 | 1 | [6 empty] | No | No | No |  | LED | 2 |  |  | 65,000 - 79,999 | No | V |  |  | 480 L-L |  | No | No | No | No | No |  |  | L141 | A | psi0001007 | Dayton Power & Light | 34376164033 | 1813237 |  |  |  |  | 2026-05-18 16:20 | NULL |  |  | mhurlow1 | 2018-04-03 13:41 | cwalters2 | 2022-12-22 16:30 | No | No | No | No | No | Standing | None | None | None | No | No | No | TBase is in danger anchor bolts are not turning by hand and need to be tightened if possible will have to use digger Derrick and remove pole and reset t base number 10 wire, bear copper troubleshoot did repair | Yes | 2026-05-18 16:20 |  | csonner1 | 2026-05-18 16:23 | csonner1 | 2026-05-18 16:24 | No Photo Available | https://collectorweb.dot.state.oh.us/arcgis/rest/services/HIGHWAY_LIGHTING/HighwayLighting_Reference/FeatureServer/7/582225/attachments/ | http://data.mapchannels.com/dualmaps6/map.htm?lat=39.609156&lng=-83.593162
08 | FAYETTE | FAY | US | 00035 |  | 4.808 |  | SFAYUS00035**N | FAY-35-4.808 | 39.6087 | -83.5927 | 2025-12-31 | Active | 2003-08-12 | 9078 | 2003-08-12 | State | HL0002158 |  | FAY-35 & 435 E JCT | State | A-10 | Low Mast |  |  | AT |  |  |  | 50 | 1 | [6 empty] | No | No | No |  | LED | 2 |  |  | 65,000 - 79,999 | No | V |  |  | 480 L-L |  | No | No | No | No | No |  |  | L141 | A | psi0001007 | Dayton Power & Light | 34376164033 | 1813237 |  |  |  |  | 2026-05-18 16:28 | NULL |  |  | mhurlow1 | 2018-04-03 13:41 | cwalters2 | 2022-12-22 16:45 | No | No | No | No | No | Standing | None | None | None | No | No | No |  | No | 2026-05-18 16:28 |  | csonner1 | 2026-05-18 16:28 | csonner1 | 2026-05-18 16:28 | No Photo Available | https://collectorweb.dot.state.oh.us/arcgis/rest/services/HIGHWAY_LIGHTING/HighwayLighting_Reference/FeatureServer/7/585329/attachments/ | http://data.mapchannels.com/dualmaps6/map.htm?lat=39.608747&lng=-83.592655
08 | FAYETTE | FAY | US | 00035 |  | 4.854 |  | SFAYUS00035**N | FAY-35-4.854 | 39.6083 | -83.592 | 2025-12-31 | Active | 2003-08-12 | 9078 | 2003-08-12 | State | HL0025239 |  | FAY-35 & 435 E JCT | State | A-11 | Low Mast |  |  | AT |  |  |  | 50 | 1 | [6 empty] | No | No | No |  | LED | 2 |  |  | 65,000 - 79,999 | No | V |  |  | 480 L-L |  | No | No | No | No | No |  |  | L141 | A | psi0001007 | Dayton Power & Light | 34376164033 | 1813237 |  |  |  |  | 2026-05-18 16:30 | NULL |  |  | mhurlow1 | 2018-04-03 13:41 | cwalters2 | 2022-12-22 16:50 | No | No | No | No | No | Standing | None | None | None | No | No | No | TBase damage #3 | Yes | 2026-05-18 16:30 |  | csonner1 | 2026-05-18 16:31 | csonner1 | 2026-05-18 16:31 | No Photo Available | https://collectorweb.dot.state.oh.us/arcgis/rest/services/HIGHWAY_LIGHTING/HighwayLighting_Reference/FeatureServer/7/586932/attachments/ | http://data.mapchannels.com/dualmaps6/map.htm?lat=39.608280&lng=-83.592024
08 | FAYETTE | FAY | US | 00035 |  | 4.901 |  | SFAYUS00035**N | FAY-35-4.901 | 39.6078 | -83.5913 | 2025-12-31 | Retired | 2003-08-12 | 9078 | 2003-08-12 | State | HL0023044 |  | FAY-35 & 435 E JCT | State | A-12 | Low Mast |  |  | AT |  |  |  | 50 | 1 | [6 empty] | No | No | No |  | HPS | 2 | 400 |  |  |  | V |  |  | 480 L-L | [8 empty] | L141 | A | psi0001007 | Dayton Power & Light | 34376164033 | 1813237 | [5 empty] | NULL |  |  | mhurlow1 | 2018-04-03 13:42 | dcarlin1 | 2020-04-17 15:56 | No | No | No | No | No | Down | None | None | None | No | No | No | Pole and foundation have been removed |  | 2020-04-17 15:55 |  | dcarlin1 | 2020-04-17 15:55 | dcarlin1 | 2020-04-17 15:55 | No Photo Available | No Photo Available | http://data.mapchannels.com/dualmaps6/map.htm?lat=39.607841&lng=-83.591340
08 | FAYETTE | FAY | US | 00035 |  | 4.942 |  | SFAYUS00035**N | FAY-35-4.942 | 39.6075 | -83.5907 | 2025-12-31 | Active | 2003-08-12 | 9078 | 2003-08-12 | State | HL0015953 |  | FAY-35 & 435 E JCT | State | A-13 | Low Mast |  |  | AT |  |  |  | 50 | 1 | [6 empty] | No | No | No |  | LED | 2 |  |  | 65,000 - 79,999 |  | V |  |  | 480 L-L |  | No | No | No | No | No |  |  | L141 | A | psi0001007 | Dayton Power & Light | 34376164033 | 1813237 |  |  |  |  | 2026-05-18 16:36 | NULL |  |  | mhurlow1 | 2018-04-03 13:42 | cwalters2 | 2022-12-22 16:55 | No | No | No | No | No | Standing | None | None | None | No | No | No |  | No | 2026-05-18 16:36 |  | csonner1 | 2026-05-18 16:36 | csonner1 | 2026-05-18 16:36 | No Photo Available | https://collectorweb.dot.state.oh.us/arcgis/rest/services/HIGHWAY_LIGHTING/HighwayLighting_Reference/FeatureServer/7/586131/attachments/ | http://data.mapchannels.com/dualmaps6/map.htm?lat=39.607492&lng=-83.590731
08 | FAYETTE | FAY | US | 00035 |  | 11.572 |  | SFAYUS00035**C | FAY-35-11.572 | 39.5521 | -83.4922 | 2025-12-31 | Active | 2007-09-01 04:00 | 80907 | 2008-05-09 | State | HL0006157 |  | FAY-35 & Palmer | State | B-11 | Low Mast |  |  | AT |  |  |  | 41 | 1 | [6 empty] | No | No | No |  | LED | 1 |  |  |  |  | V |  |  | 480 L-L | [8 empty] | L142 | B | psi0000236 | Dayton Power & Light | 3528709926 | 547338 |  |  |  |  | 2026-05-14 13:36 | NULL |  |  | mhurlow1 | 2018-04-03 13:49 | dmutlak1@Admin | 2026-03-16 16:10 | No | No | No | No | No | Standing | None | None | None | No | No | No |  | No | 2026-05-14 13:36 |  | csonner1 | 2026-05-14 13:36 | csonner1 | 2026-05-14 13:36 | No Photo Available | https://collectorweb.dot.state.oh.us/arcgis/rest/services/HIGHWAY_LIGHTING/HighwayLighting_Reference/FeatureServer/7/587318/attachments/ | http://data.mapchannels.com/dualmaps6/map.htm?lat=39.552148&lng=-83.492162
08 | FAYETTE | FAY | US | 00035 |  | 11.603 |  | SFAYUS00035**C | FAY-35-11.603 | 39.5519 | -83.4917 | 2025-12-31 | Active | 2007-09-01 04:00 | 80907 | 2008-05-09 | State | HL0005110 |  | FAY-35 & Palmer | State | B-12 | Low Mast |  |  | AT |  |  |  | 41 | 1 | [6 empty] | No | No | No |  | LED | 1 |  |  |  |  | V |  |  | 480 L-L | [8 empty] | L142 | B | psi0000236 | Dayton Power & Light | 3528709926 | 547338 |  |  |  |  | 2026-05-14 13:39 | NULL |  |  | mhurlow1 | 2018-04-03 13:49 | dmutlak1@Admin | 2026-03-16 16:10 | No | No | No | No | No | Standing | None | None | None | No | No | No | Tb door broke | Yes | 2026-05-14 13:39 |  | csonner1 | 2026-05-14 13:39 | csonner1 | 2026-05-14 13:39 | No Photo Available | https://collectorweb.dot.state.oh.us/arcgis/rest/services/HIGHWAY_LIGHTING/HighwayLighting_Reference/FeatureServer/7/584927/attachments/ | http://data.mapchannels.com/dualmaps6/map.htm?lat=39.551870&lng=-83.491705
08 | FAYETTE | FAY | US | 00035 |  | 11.631 |  | SFAYUS00035**C | FAY-35-11.631 | 39.5516 | -83.4913 | 2025-12-31 | Active | 2007-09-01 04:00 | 80907 | 2008-05-09 | State | HL0014960 |  | FAY-35 & Palmer | State | B-13 | Low Mast |  |  | AT |  |  |  | 41 | 1 | [6 empty] | No | No | No |  | LED | 1 |  |  |  |  | V |  |  | 480 L-L | [8 empty] | L142 | B | psi0000236 | Dayton Power & Light | 3528709926 | 547338 |  |  |  |  | 2026-05-14 13:42 | NULL |  |  | mhurlow1 | 2018-04-03 13:49 | dmutlak1@Admin | 2026-03-16 16:10 | No | No | No | No | No | Standing | None | None | None | No | No | No |  | No | 2026-05-14 13:42 |  | csonner1 | 2026-05-14 13:42 | csonner1 | 2026-05-14 13:42 | No Photo Available | https://collectorweb.dot.state.oh.us/arcgis/rest/services/HIGHWAY_LIGHTING/HighwayLighting_Reference/FeatureServer/7/584928/attachments/ | http://data.mapchannels.com/dualmaps6/map.htm?lat=39.551631&lng=-83.491281
08 | FAYETTE | FAY | US | 00035 |  | 12.069 |  | SFAYUS00035**C | FAY-35-12.069 | 39.5479 | -83.4847 | 2025-12-31 | Active | 2007-09-01 04:00 | 80907 | 2008-05-09 | State | HL0021482 |  | FAY-35 & Palmer | State | A-14 | Low Mast |  |  | AT |  |  |  | 41 | 1 | [6 empty] | No | No | No |  | LED | 1 |  |  |  |  | V |  |  | 480 L-L | [8 empty] | L142 | A | psi0000236 | Dayton Power & Light | 3528709926 | 547338 |  |  |  |  | 2026-05-14 13:48 | NULL |  |  | mhurlow1 | 2018-04-03 13:53 | dmutlak1@Admin | 2026-03-16 16:11 | No | No | No | No | No | Standing | None | None | None | No | No | No | Tb door broken | Yes | 2026-05-14 13:48 |  | csonner1 | 2026-05-14 13:49 | csonner1 | 2026-05-14 13:49 | No Photo Available | https://collectorweb.dot.state.oh.us/arcgis/rest/services/HIGHWAY_LIGHTING/HighwayLighting_Reference/FeatureServer/7/586918/attachments/ | http://data.mapchannels.com/dualmaps6/map.htm?lat=39.547907&lng=-83.484650
08 | FAYETTE | FAY | US | 00035 |  | 12.107 |  | SFAYUS00035**N | FAY-35-12.107 | 39.5477 | -83.4842 | 2025-12-31 | Active | 2007-09-01 04:00 | 80907 | 2008-05-09 | State | HL0000745 |  | FAY-35 & Palmer | State | A-15 | Low Mast |  |  | AT |  |  |  | 41 | 1 | [6 empty] | No | No | No |  | LED | 1 |  |  |  |  | V |  |  | 480 L-L | [8 empty] | L142 | A | psi0000236 | Dayton Power & Light | 3528709926 | 547338 |  |  |  |  | 2026-05-14 13:54 | NULL |  |  | mhurlow1 | 2018-04-03 13:55 | dmutlak1@Admin | 2026-03-16 16:11 | No | No | No | No | No | Standing | None | None | None | No | No | No | Troubleshoot needs new pull apart fused kits bad replaced them t base is bad and drivers in fixture are bad | No | 2026-05-14 13:54 |  | csonner1 | 2026-05-14 13:55 | csonner1 | 2026-05-14 14:35 | No Photo Available | https://collectorweb.dot.state.oh.us/arcgis/rest/services/HIGHWAY_LIGHTING/HighwayLighting_Reference/FeatureServer/7/585326/attachments/ | http://data.mapchannels.com/dualmaps6/map.htm?lat=39.547671&lng=-83.484200
08 | FAYETTE | FAY | US | 00035 |  | 12.135 |  | SFAYUS00035**N | FAY-35-12.135 | 39.5474 | -83.4838 | 2025-12-31 | Active | 2007-09-01 04:00 | 80907 | 2008-05-09 | State | HL0011343 |  | FAY-35 & Palmer | State | A-16 | Low Mast |  |  | AT |  |  |  | 41 | 1 | [6 empty] | No | No | No |  | LED | 1 |  |  |  |  | V |  |  | 480 L-L | [8 empty] | L142 | A | psi0000236 | Dayton Power & Light | 3528709926 | 547338 |  |  |  |  | 2026-05-14 14:50 | NULL |  |  | mhurlow1 | 2018-04-03 13:55 | dmutlak1@Admin | 2026-03-16 16:12 | No | No | No | No | No | Standing | None | None | None | No | No | No | Needs drivers / fixture bad TBase | Yes | 2026-05-14 14:50 |  | csonner1 | 2026-05-14 14:51 | csonner1 | 2026-05-14 14:51 | No Photo Available | https://collectorweb.dot.state.oh.us/arcgis/rest/services/HIGHWAY_LIGHTING/HighwayLighting_Reference/FeatureServer/7/587319/attachments/ | http://data.mapchannels.com/dualmaps6/map.htm?lat=39.547429&lng=-83.483773
08 | FAYETTE | FAY | US | 00035 |  | 13.779 |  | SFAYUS00035**N | FAY-35-13.779 | 39.5288 | -83.4651 | 2025-12-31 | Active | 2014-07-01 04:00 | 93793 | 2014-12-11 | State | HL0027325 | 2020-10-27 15:38 | FAY-35 & 22/62 | State | A-1 | Tower |  | 6 |  |  | 25 | 110 | [5 empty] | Yes |  |  | No | No | No |  | LED | 2 |  |  |  |  | III |  |  | 480 L-L | [8 empty] | L011 | A | psi0000218 | Dayton Power & Light | 52851-77653 | 53716985 |  |  |  |  | 2026-05-21 16:59 | 8 - Needs Inspected in 8 CY |  |  | mike.lutz | 2014-12-11 08:00 | acastle1 | 2022-12-30 13:53 | No | No | No | No | No | Standing | None | None | None | No | No | No | troubleshoot outage SO cord fault just before breaker breaker also seized up and number 10 wire from block to breaker needs replaced | No | 2026-05-21 16:59 |  | csonner1 | 2026-05-21 17:01 | csonner1 | 2026-05-21 17:11 | No Photo Available | https://collectorweb.dot.state.oh.us/arcgis/rest/services/HIGHWAY_LIGHTING/HighwayLighting_Reference/FeatureServer/7/579421/attachments/ | http://data.mapchannels.com/dualmaps6/map.htm?lat=39.528767&lng=-83.465145
08 | FAYETTE | FAY | US | 00035 |  | 14.217 |  | SFAYUS00035**C | FAY-35-14.217 | 39.5232 | -83.4606 | 2025-12-31 | Active | 2014-07-01 04:00 | 93793 | 2014-12-11 | State | HL0027344 |  | FAY-35 & 22/62 | State | B-14 | Tower |  | 6 |  |  | 25 | 100 | [8 empty] | No | No | No |  | LED | 2 |  |  |  |  | III |  |  | 480 L-L | [8 empty] | L010 | B | psi0000252 | Dayton Power & Light | 64960084588 | 1845653 |  |  |  |  | 2026-05-29 14:12 | 8 - Needs Inspected in 8 CY |  |  | mike.lutz | 2014-12-11 09:15 | acastle1 | 2022-12-30 13:21 | No | No | No | No | No | Standing | None | None | None | No | No | No |  | No | 2026-05-29 14:12 |  | csonner1 | 2026-05-29 14:12 | csonner1 | 2026-05-29 14:12 | No Photo Available | https://collectorweb.dot.state.oh.us/arcgis/rest/services/HIGHWAY_LIGHTING/HighwayLighting_Reference/FeatureServer/7/581835/attachments/ | http://data.mapchannels.com/dualmaps6/map.htm?lat=39.523247&lng=-83.460551
08 | FAYETTE | FAY | US | 00035 |  | 15 |  | SFAYUS00035**N | FAY-35-15.000 | 39.5169 | -83.4487 | 2025-12-31 | Active |  |  |  | State | HL0016077 |  | FAY-35 & 41 | State | E3 | Conventional |  |  | AT |  |  |  |  | 1 | [6 empty] | No | No | No |  | LED | 1 | 200 |  |  |  | III | [11 empty] | L012 | E | psi0000253 | Dayton Power & Light | 6348235337 | 1802548 |  |  |  |  | 2026-05-29 13:18 | NULL |  |  | mhurlow1 | 2018-04-03 14:51 | dmutlak1@Admin | 2025-11-06 12:44 | No | No | No | No | No | Standing | None | None | None | No | No | No | circuit out TB missing door | Yes | 2026-05-29 13:18 |  | csonner1 | 2026-05-29 13:18 | csonner1 | 2026-05-29 13:18 | No Photo Available | https://collectorweb.dot.state.oh.us/arcgis/rest/services/HIGHWAY_LIGHTING/HighwayLighting_Reference/FeatureServer/7/588124/attachments/ | http://data.mapchannels.com/dualmaps6/map.htm?lat=39.516874&lng=-83.448705
08 | FAYETTE | FAY | US | 00035 |  | 15.029 |  | SFAYUS00035**C | FAY-35-15.029 | 39.5163 | -83.4483 | 2025-12-31 | Active |  |  |  | State | HL0006529 |  | FAY-35 & 41 | State | E6 | Conventional |  |  | AT |  |  |  |  | 1 | [6 empty] | No | No | No |  | LED | 1 | 200 |  |  |  | III | [11 empty] | L012 | E | psi0000253 | Dayton Power & Light | 6348235337 | 1802548 |  |  |  |  | 2026-05-29 13:20 | NULL |  |  | mhurlow1 | 2018-04-03 14:52 | dmutlak1@Admin | 2025-11-06 12:45 | No | No | No | No | No | Standing | None | None | None | No | No | No | needs new foundation circuit out | Yes | 2026-05-29 13:20 |  | csonner1 | 2026-05-29 13:21 | csonner1 | 2026-05-29 13:21 | No Photo Available | https://collectorweb.dot.state.oh.us/arcgis/rest/services/HIGHWAY_LIGHTING/HighwayLighting_Reference/FeatureServer/7/579029/attachments/ | http://data.mapchannels.com/dualmaps6/map.htm?lat=39.516251&lng=-83.448338
08 | FAYETTE | FAY | US | 00035 |  | 15.182 |  | SFAYUS00035**C | FAY-35-15.182 | 39.5153 | -83.4457 | 2025-12-31 | Active |  |  |  | State | HL0027030 |  | FAY-35 & 41 | State | E4 | Conventional |  |  | AT |  |  |  |  | 1 | [6 empty] | No | No | No |  | LED | 1 | 200 |  |  |  | III | [11 empty] | L012 | E | psi0000253 | Dayton Power & Light | 6348235337 | 1802548 |  |  |  |  | 2026-05-29 13:29 | NULL |  |  | mhurlow1 | 2018-04-03 14:53 | dmutlak1@Admin | 2025-11-06 12:47 | No | No | No | No | No | Standing | None | None | None | No | No | No | possible foundation circuit out anchor bolt and nuts rusted away | Yes | 2026-05-29 13:29 |  | csonner1 | 2026-05-29 13:30 | csonner1 | 2026-05-29 13:30 | No Photo Available | https://collectorweb.dot.state.oh.us/arcgis/rest/services/HIGHWAY_LIGHTING/HighwayLighting_Reference/FeatureServer/7/588519/attachments/ | http://data.mapchannels.com/dualmaps6/map.htm?lat=39.515332&lng=-83.445710
08 | FAYETTE | FAY | US | 00035 |  | 15.679 |  | SFAYUS00035**C | FAY-35-15.679 | 39.5132 | -83.4368 | 2025-12-31 | Active |  |  |  | State | HL0012670 |  | FAY-35 & 41 | State | F6 | Conventional |  |  | AT |  |  |  |  | 1 | [6 empty] | No | No | No |  | LED | 1 | 200 |  |  |  | III | [11 empty] | L012 | F | psi0000253 | Dayton Power & Light | 6348235337 | 1802548 |  |  |  |  | 2026-05-14 17:27 | NULL |  |  | mhurlow1 | 2018-04-03 14:59 | dmutlak1@Admin | 2025-11-06 12:55 | No | No | No | No | No | Standing | None | None | None | No | No | No |  | No | 2026-05-14 17:27 |  | csonner1 | 2026-05-14 17:27 | csonner1 | 2026-05-14 17:27 | No Photo Available | https://collectorweb.dot.state.oh.us/arcgis/rest/services/HIGHWAY_LIGHTING/HighwayLighting_Reference/FeatureServer/7/586526/attachments/ | http://data.mapchannels.com/dualmaps6/map.htm?lat=39.513188&lng=-83.436811
08 | FAYETTE | FAY | US | 00035 |  | 15.679 |  | SFAYUS00035**N | FAY-35-15.679 | 39.5136 | -83.4368 | 2025-12-31 | Active |  |  |  | State | HL0000878 |  | FAY-35 & 41 | State | F3 | Conventional |  |  | AT |  |  |  |  | 1 | [6 empty] | No | No | No |  | LED | 1 | 200 |  |  |  | III | [11 empty] | L012 | F | psi0000253 | Dayton Power & Light | 6348235337 | 1802548 |  |  |  |  | 2026-05-21 14:48 | NULL |  |  | mhurlow1 | 2018-04-03 15:00 | dmutlak1@Admin | 2025-11-06 12:51 | No | No | No | No | No | Standing | None | None | None | No | No | No | bad anchor bolt and TB | Yes | 2026-05-21 14:48 |  | csonner1 | 2026-05-21 14:49 | csonner1 | 2026-05-21 14:49 | No Photo Available | No Photo Available | http://data.mapchannels.com/dualmaps6/map.htm?lat=39.513633&lng=-83.436778
08 | FAYETTE | FAY | US | 00035 |  | 15.748 |  | SFAYUS00035**C | FAY-35-15.748 | 39.513 | -83.4355 | 2025-12-31 | Active |  |  |  | State | HL0010268 |  | FAY-35 & 41 | State | F7 | Conventional |  |  | AT |  |  |  |  | 1 | [6 empty] | No | No | No |  | LED | 1 | 200 |  |  |  | III | [11 empty] | L012 | F | psi0000253 | Dayton Power & Light | 6348235337 | 1802548 |  |  |  |  | 2026-05-14 17:37 | NULL |  |  | mhurlow1 | 2018-04-03 15:14 | dmutlak1@Admin | 2025-11-06 12:55 | No | No | No | No | No | Standing | None | None | None | No | No | No |  | No | 2026-05-14 17:37 |  | csonner1 | 2026-05-14 17:37 | csonner1 | 2026-05-14 17:37 | No Photo Available | https://collectorweb.dot.state.oh.us/arcgis/rest/services/HIGHWAY_LIGHTING/HighwayLighting_Reference/FeatureServer/7/586125/attachments/ | http://data.mapchannels.com/dualmaps6/map.htm?lat=39.513035&lng=-83.435539
08 | FAYETTE | FAY | US | 00035 |  | 16.866 |  | SFAYUS00035**N | FAY-35-16.866 | 39.5132 | -83.4147 | 2025-12-31 | Active | 2014-07-01 04:00 | 93793 | 2014-12-11 | State | HL0011141 |  | FAY-35 & 753 | State | A-3 | Conventional |  |  | AT | A |  |  | 41 | 1 | 15 | [5 empty] | No | No | No |  | LED | 1 | 200 |  |  |  | III |  |  | 480 L-L | [8 empty] | L013 | A | psi0000446 | Dayton Power & Light |  | 53716987 |  |  |  |  | 2026-05-29 12:33 | NULL |  |  | mhurlow1 | 2018-04-03 15:20 | acastle1 | 2021-05-28 14:17 | No | No | No | No | No | Standing | None | None | None | No | No | No |  | No | 2026-05-29 12:33 |  | csonner1 | 2026-05-29 12:34 | csonner1 | 2026-05-29 12:34 | No Photo Available | https://collectorweb.dot.state.oh.us/arcgis/rest/services/HIGHWAY_LIGHTING/HighwayLighting_Reference/FeatureServer/7/589317/attachments/ | http://data.mapchannels.com/dualmaps6/map.htm?lat=39.513205&lng=-83.414690
08 | FAYETTE | FAY | US | 00035 |  | 16.911 |  | SFAYUS00035**C | FAY-35-16.911 | 39.5129 | -83.4138 | 2025-12-31 | Active | 2014-07-01 04:00 | 93793 | 2014-12-11 | State | HL0004666 |  | FAY-35 & 753 | State | A-7 | Conventional |  |  | AT | A |  |  | 41 | 1 | 15 | [5 empty] | No | No | No |  | LED | 1 |  | 90 |  |  | III |  |  | 480 L-L | [8 empty] | L013 | A | psi0000446 | Dayton Power & Light |  | 53716987 |  |  |  |  | 2026-05-29 12:37 | NULL |  |  | mhurlow1 | 2018-04-03 15:15 | acastle1 | 2021-05-28 15:01 | No | No | No | No | No | Standing | None | None | None | No | No | No |  | No | 2026-05-29 12:37 |  | csonner1 | 2026-05-29 12:37 | csonner1 | 2026-05-29 12:37 | No Photo Available | https://collectorweb.dot.state.oh.us/arcgis/rest/services/HIGHWAY_LIGHTING/HighwayLighting_Reference/FeatureServer/7/588919/attachments/ | http://data.mapchannels.com/dualmaps6/map.htm?lat=39.512894&lng=-83.413829
08 | FAYETTE | FAY | US | 00035 |  | 16.934 |  | SFAYUS00035**N | FAY-35-16.934 | 39.5134 | -83.4134 | 2025-12-31 | Active | 2014-07-01 04:00 | 93793 | 2014-12-11 | State | HL0002507 |  | FAY-35 & 753 | State | A-2 | Conventional |  |  | AT | A |  |  | 41 | 1 | 15 | [5 empty] | No | No | No |  | LED | 1 |  | 90 |  |  | III |  |  | 480 L-L | [8 empty] | L013 | A | psi0000446 | Dayton Power & Light |  | 53716987 |  |  |  |  | 2026-05-29 12:32 | NULL |  |  | mhurlow1 | 2018-04-03 15:17 | acastle1 | 2021-05-28 15:01 | No | No | No | No | No | Standing | None | None | None | No | No | No |  | No | 2026-05-29 12:32 |  | csonner1 | 2026-05-29 12:32 | csonner1 | 2026-05-29 12:32 | No Photo Available | https://collectorweb.dot.state.oh.us/arcgis/rest/services/HIGHWAY_LIGHTING/HighwayLighting_Reference/FeatureServer/7/588918/attachments/ | http://data.mapchannels.com/dualmaps6/map.htm?lat=39.513372&lng=-83.413427
08 | FAYETTE | FAY | US | 00035 |  | 17.38 |  | SFAYUS00035**N | FAY-35-17.380 | 39.5144 | -83.4052 | 2025-12-31 | Active | 2014-07-01 04:00 | 93793 | 2014-12-11 | State | HL0025953 |  | FAY-35 & 753 | State | A-11 | Conventional |  |  | AT | A |  |  | 41 | 1 | 15 | [5 empty] | No | No | No |  | LED | 1 |  | 90 |  |  | III |  |  | 480 L-L | [8 empty] | L013 | A | psi0000446 | Dayton Power & Light |  | 53716987 |  |  |  |  | 2026-05-29 13:07 | NULL |  |  | mhurlow1 | 2018-04-03 15:25 | acastle1 | 2021-05-28 15:04 | No | No | No | No | No | Standing | None | None | None | No | No | No |  | No | 2026-05-29 13:07 |  | csonner1 | 2026-05-29 13:07 | csonner1 | 2026-05-29 13:07 | No Photo Available | https://collectorweb.dot.state.oh.us/arcgis/rest/services/HIGHWAY_LIGHTING/HighwayLighting_Reference/FeatureServer/7/579428/attachments/ | http://data.mapchannels.com/dualmaps6/map.htm?lat=39.514409&lng=-83.405193
08 | FAYETTE | FAY | US | 00062 |  | 11.331 |  | SFAYUS00062**C | FAY-62-11.331 | 39.5225 | -83.4628 | 2025-12-31 | Active | 2014-07-01 04:00 | 93793 | 2014-12-11 | State | HL0033091 |  | FAY-35 & 22/62 | State | B-15 | Conventional |  |  | AT |  |  |  | 41 | 1 | 15 | [5 empty] | No | No | No |  | LED | 1 |  | 90 |  |  | II |  |  | 480 L-L | [8 empty] | L010 | B | psi0000252 | Dayton Power & Light | 64960084588 | 1845653 |  |  |  |  | 2026-05-22 14:49 | NULL |  |  | kgreene4@Editor | 2019-09-19 16:30 | acastle1 | 2021-05-28 14:59 | No | No | No | No | No | Standing | None | None | None | No | No | No |  | No | 2026-05-22 14:49 |  | csonner1 | 2026-05-22 14:49 | csonner1 | 2026-05-22 14:49 | No Photo Available | https://collectorweb.dot.state.oh.us/arcgis/rest/services/HIGHWAY_LIGHTING/HighwayLighting_Reference/FeatureServer/7/579422/attachments/ | http://data.mapchannels.com/dualmaps6/map.htm?lat=39.522513&lng=-83.462752
08 | FAYETTE | FAY | US | 00062 |  | 11.367 |  | SFAYUS00062**C | FAY-62-11.367 | 39.5227 | -83.4621 | 2025-12-31 | Active | 2014-07-01 04:00 | 93793 | 2014-12-11 | State | HL0033092 |  | FAY-35 & 22/62 | State | B-16 | Conventional |  |  | AT |  |  |  | 41 | 1 | 15 | [5 empty] | No | No | No |  | LED | 1 |  | 90 |  |  | II |  |  | 480 L-L | [8 empty] | L010 | B | psi0000252 | Dayton Power & Light | 64960084588 | 1845653 |  |  |  |  | 2026-05-22 14:51 | NULL |  |  | kgreene4@Editor | 2019-09-19 16:30 | acastle1 | 2021-05-28 14:58 | No | No | No | No | No | Standing | None | None | None | No | No | No |  | No | 2026-05-22 14:51 |  | csonner1 | 2026-05-22 14:52 | csonner1 | 2026-05-22 14:52 | No Photo Available | https://collectorweb.dot.state.oh.us/arcgis/rest/services/HIGHWAY_LIGHTING/HighwayLighting_Reference/FeatureServer/7/585346/attachments/ | http://data.mapchannels.com/dualmaps6/map.htm?lat=39.522671&lng=-83.462060
08 | FAYETTE | FAY | US | 00062 |  | 11.563 |  | SFAYUS00062**C | FAY-62-11.563 | 39.5245 | -83.4592 | 2025-12-31 | Active | 2014-07-01 04:00 | 93793 | 2014-12-11 | State | HL0033087 |  | FAY-35 & 22/62 | State | A-15 | Conventional |  |  | AT |  |  |  | 41 | 1 | 15 | [5 empty] | No | No | No |  | LED | 1 |  | 90 |  |  | II |  |  | 480 L-L | [8 empty] | L011 | A | psi0000218 | Dayton Power & Light | 52851-77653 | 53716985 |  |  |  |  | 2026-05-22 14:55 | NULL |  |  | kgreene4@Editor | 2019-09-19 16:25 | acastle1 | 2021-05-28 14:58 | No | No | No | No | No | Standing | None | None | None | No | No | No |  | No | 2026-05-22 14:55 |  | csonner1 | 2026-05-22 14:55 | csonner1 | 2026-05-22 14:55 | No Photo Available | No Photo Available | http://data.mapchannels.com/dualmaps6/map.htm?lat=39.524483&lng=-83.459237
08 | FAYETTE | FAY | US | 00062 |  | 11.597 |  | SFAYUS00062**C | FAY-62-11.597 | 39.5246 | -83.4586 | 2025-12-31 | Active | 2014-07-01 04:00 | 93793 | 2014-12-11 | State | HL0033088 |  | FAY-35 & 22/62 | State | A-16 | Conventional |  |  | AT |  |  |  | 41 | 1 | 15 | [5 empty] | No | No | No |  | LED | 1 |  | 90 |  |  | II |  |  | 480 L-L | [8 empty] | L011 | A | psi0000218 | Dayton Power & Light | 52851-77653 | 53716985 |  |  |  |  | 2026-05-22 14:54 | NULL |  |  | kgreene4@Editor | 2019-09-19 16:25 | acastle1 | 2021-05-28 14:58 | No | No | No | No | No | Standing | None | None | None | No | No | No |  | No | 2026-05-22 14:54 |  | csonner1 | 2026-05-22 14:54 | csonner1 | 2026-05-22 14:54 | No Photo Available | No Photo Available | http://data.mapchannels.com/dualmaps6/map.htm?lat=39.524626&lng=-83.458571
08 | FAYETTE | FAY | US | 00062 | I | 0.343 |  | SFAYUS00062*IC | FAY-62-0.343 | 39.5289 | -83.462 | 2025-12-31 | Active | 2014-10-15 | 93793 | 2014-12-11 | State | HL0033084 |  | FAY-35 & 22/62 | State | A-5 | Conventional |  |  | AT |  |  |  | 41 | 1 | 15 | [5 empty] | No | No | No |  | LED | 1 |  | 90 |  |  | II |  |  | 480 L-L | [9 empty] | A | psi0000218 | Dayton Power & Light | 52851-77653 | 53716985 |  |  |  |  | 2026-05-22 15:21 | NULL |  |  | kgreene4@Editor | 2019-09-19 16:37 | dmutlak1@Editor | 2025-06-11 11:38 | No | No | No | No | No | Standing | None | None | None | No | No | No |  | No | 2026-05-22 15:21 |  | csonner1 | 2026-05-22 15:21 | csonner1 | 2026-05-22 15:21 | No Photo Available | No Photo Available | http://data.mapchannels.com/dualmaps6/map.htm?lat=39.528879&lng=-83.462032
08 | HAMILTON | HAM | [7 empty] | 39.1536 | -84.5408 | 2025-12-31 | Active | 2025-09-01 13:44 | 104668 | 2025-09-01 | State | HL0040775 |  |  | State | X1 5 | Conventional | No |  | AT | A |  |  |  | 1 |  |  |  |  | No | No | No | Yes | No |  | LED | 1 |  | 190 |  | No |  |  |  | 240 L-L | No | No | No | No | No | [14 empty] | 7 - Needs Inspected in 7 CY |  |  | odotonline\rsuing | 2025-09-23 14:48 | odotonline\rsuing | 2025-09-23 14:48 | [20 empty] | https://collectorweb.dot.state.oh.us/arcgis/rest/services/HIGHWAY_LIGHTING/HighwayLighting_Reference/FeatureServer/6/461670/attachments/ | No Photo Available | http://data.mapchannels.com/dualmaps6/map.htm?lat=39.153555&lng=-84.540751
08 | HAMILTON | HAM | [7 empty] | 39.1536 | -84.5402 | 2025-12-31 | Active | 2025-09-01 13:44 | 104668 | 2025-09-01 | State | HL0040777 |  |  | State | X1 4 | Conventional | No |  | AT | A |  |  |  | 1 |  |  |  |  | No | No | No | Yes | No |  | LED | 1 |  | 190 |  | No |  |  |  | 240 L-L | No | No | No | No | No | [14 empty] | 7 - Needs Inspected in 7 CY |  |  | odotonline\rsuing | 2025-09-23 14:43 | odotonline\rsuing | 2025-09-23 14:43 | [20 empty] | https://collectorweb.dot.state.oh.us/arcgis/rest/services/HIGHWAY_LIGHTING/HighwayLighting_Reference/FeatureServer/6/462070/attachments/ | No Photo Available | http://data.mapchannels.com/dualmaps6/map.htm?lat=39.153574&lng=-84.540186
08 | HAMILTON | HAM | [7 empty] | 39.2176 | -84.6733 | 2025-12-31 | Retired |  |  |  | State | HL0020952 | 2020-05-15 02:15 |  | State | H-18 | Conventional | [7 empty] | 1 | [6 empty] | No | No | No |  | HPS | 1 | 200 | [26 empty] | NULL |  |  | mhurlow1 | 2018-05-17 16:57 | acode1 | 2024-09-12 11:38 | No | No | No | No | No | Standing | None | None | None | No | No | No |  |  | 2020-05-15 02:15 |  | cburden | 2020-05-15 02:15 | cburden | 2020-05-15 02:15 | No Photo Available | No Photo Available | http://data.mapchannels.com/dualmaps6/map.htm?lat=39.217623&lng=-84.673268
08 | HAMILTON | HAM | [7 empty] | 39.2499 | -84.4468 | 2025-12-31 | Retired |  |  |  | State | HL0029139 |  |  | State | E1 14 | Tower |  | 4 | [12 empty] | No | No | No | CKT E Jimson/Newman (2 bolts no thread reveal) | HPS | [28 empty] | NULL |  |  | darshan.singh | 2014-12-16 10:00 | acode1@Admin | 2024-01-16 19:28 | No | No | No | No | No | Standing | None | None | None | No | No | No | None ¦ None |  | 2014-12-16 10:00 |  | darshan.singh | 2014-12-16 10:00 | darshan.singh | 2014-12-16 10:20 | No Photo Available | https://collectorweb.dot.state.oh.us/arcgis/rest/services/HIGHWAY_LIGHTING/HighwayLighting_Reference/FeatureServer/7/1990/attachments/ | http://data.mapchannels.com/dualmaps6/map.htm?lat=39.249943&lng=-84.446770
08 | HAMILTON | HAM | [7 empty] | 39.2853 | -84.4105 | 2025-12-31 | Active |  |  |  | State | HL0023809 |  |  | State | OB-18 | Conventional | No |  | A | A |  |  |  | 1 |  |  |  |  | No | No | No | No | No |  | HPS | 1 | [26 empty] | 2025-11-18 03:39 | NULL |  |  | mhurlow1 | 2018-05-23 17:55 | jritchie2 | 2026-08-07 15:45 | No | No | No | No | No | Standing | None | None | None | No | No | No |  | No | 2025-11-18 03:39 |  | mneeley | 2025-11-18 03:39 | mneeley | 2025-11-18 03:39 | No Photo Available | No Photo Available | http://data.mapchannels.com/dualmaps6/map.htm?lat=39.285273&lng=-84.410452
08 | HAMILTON | HAM | CR | 00067 |  | 2.665 |  | CHAMCR00067**C | HAM-67-2.665 | 39.1696 | -84.398 | 2025-12-31 | Active |  |  |  | State | HL0042681 |  |  | State | C-21-A1 | Conventional | [14 empty] | No | No | No |  | LED | 2 | [26 empty] | 2026-02-04 17:28 | NULL |  | 2026-02-04 17:28 | csonner1 | 2026-02-04 17:27 | csonner1 | 2026-02-04 17:35 | No | No | No | No | No | Standing | None | None | None | No | No | No | Ok | No | 2026-02-04 17:28 | 2026-02-04 17:28 | csonner1 | 2026-02-04 17:29 | csonner1 | 2026-02-04 17:29 | https://collectorweb.dot.state.oh.us/arcgis/rest/services/HIGHWAY_LIGHTING/HighwayLighting_Reference/FeatureServer/6/475457/attachments/ | https://collectorweb.dot.state.oh.us/arcgis/rest/services/HIGHWAY_LIGHTING/HighwayLighting_Reference/FeatureServer/7/582139/attachments/ | http://data.mapchannels.com/dualmaps6/map.htm?lat=39.169557&lng=-84.397960
08 | HAMILTON | HAM | CR | 00101 |  | 9.358 |  | CHAMCR00101**C | HAM-101-9.358 | 39.2116 | -84.4393 | 2025-12-31 | Active |  |  |  | State | HL0033697 | 2020-04-14 18:02 |  | State | C3-13 | Conventional | [7 empty] | 1 | [6 empty] | No | No | No |  | HPS | 1 | 250 | [25 empty] | 2025-05-12 16:19 | NULL | 0 | 2025-05-12 16:19 | dturner | 2020-04-14 18:03 | dturner | 2020-04-14 18:03 | No | No | No | No | No | Standing | None | None | None | No | No | No | Rusted and bent bolts | No | 2025-05-12 16:19 | 2025-05-12 16:19 | ascott3 | 2025-05-12 16:21 | ascott3 | 2025-05-12 16:21 | No Photo Available | https://collectorweb.dot.state.oh.us/arcgis/rest/services/HIGHWAY_LIGHTING/HighwayLighting_Reference/FeatureServer/7/548396/attachments/ | http://data.mapchannels.com/dualmaps6/map.htm?lat=39.211600&lng=-84.439318
08 | HAMILTON | HAM | CR | 00101 |  | 9.384 |  | CHAMCR00101**C | HAM-101-9.384 | 39.2118 | -84.4389 | 2025-12-31 | Active |  |  |  | State | HL0033696 | 2020-04-14 17:28 |  | State | C3-14 | Conventional | [7 empty] | 1 | [6 empty] | No | No | No |  | HPS | 1 | 200 | [25 empty] | 2025-05-12 16:23 | NULL | 0 | 2025-05-12 16:23 | dturner | 2020-04-14 17:28 | dturner | 2020-04-14 17:28 | No | No | No | No | No | Standing | None | None | None | No | No | No | Missing door, rusted bolts, and nut | Yes | 2025-05-12 16:23 | 2025-05-12 16:23 | ascott3 | 2025-05-12 16:26 | ascott3 | 2025-05-12 16:26 | No Photo Available | https://collectorweb.dot.state.oh.us/arcgis/rest/services/HIGHWAY_LIGHTING/HighwayLighting_Reference/FeatureServer/7/545593/attachments/ | http://data.mapchannels.com/dualmaps6/map.htm?lat=39.211756&lng=-84.438880
08 | HAMILTON | HAM | CR | 00239 |  | 9.564 |  | CHAMCR00239**N | HAM-239-9.564 | 39.2967 | -84.5243 | 2025-12-31 | Active |  |  |  | State | HL0012620 | 2020-01-14 12:59 |  | State | C-12 | Conventional |  |  | AT |  |  |  |  | 1 | [6 empty] | No | No | No |  | HPS | 1 | 200 |  |  |  |  | American Electric Lighting (AEL) | [6 empty] | Yes | [13 empty] | 2025-10-17 14:02 | NULL | 0 |  | mhurlow1 | 2018-05-23 16:27 | lhundley | 2021-07-21 14:04 | No | No | No | No | No | Standing | None | None | None | No | No | No |  | No | 2025-10-17 14:02 |  | mneeley | 2025-10-17 14:02 | mneeley | 2025-10-17 14:02 | No Photo Available | No Photo Available | http://data.mapchannels.com/dualmaps6/map.htm?lat=39.296728&lng=-84.524270
08 | HAMILTON | HAM | CR | 00239 |  | 9.602 |  | CHAMCR00239**C | HAM-239-9.602 | 39.2973 | -84.5239 | 2025-12-31 | Active |  |  |  | State | HL0003587 | 2020-01-14 13:01 |  | State | C-5 | Conventional |  |  | AT |  |  |  |  | 1 | [6 empty] | No | No | No |  | HPS | 1 | 200 |  |  |  |  | American Electric Lighting (AEL) | [20 empty] | 2025-05-19 14:30 | NULL | 0 | 2025-05-19 14:30 | mhurlow1 | 2018-05-23 16:28 | lhundley | 2021-07-21 14:05 | No | No | No | No | No | Standing | None | None | None | No | No | No |  | No | 2025-05-19 14:30 | 2025-05-19 14:30 | ascott3 | 2025-05-19 14:30 | ascott3 | 2025-05-19 14:30 | No Photo Available | https://collectorweb.dot.state.oh.us/arcgis/rest/services/HIGHWAY_LIGHTING/HighwayLighting_Reference/FeatureServer/7/549223/attachments/ | http://data.mapchannels.com/dualmaps6/map.htm?lat=39.297256&lng=-84.523895
08 | HAMILTON | HAM | CR | 00239 |  | 10.015 |  | CHAMCR00239**C | HAM-239-10.015 | 39.3032 | -84.5235 | 2025-12-31 | Active |  |  |  | State | HL0024617 |  |  | State |  | Conventional | [14 empty] | No | No | No |  | HPS | [28 empty] | NULL |  |  | mhurlow1 | 2018-05-23 16:35 | Dsnyder5 | 2018-07-24 16:18 | [20 empty] | No Photo Available | No Photo Available | http://data.mapchannels.com/dualmaps6/map.htm?lat=39.303217&lng=-84.523453
08 | HAMILTON | HAM | CR | 00273 |  | 3.335 |  | CHAMCR00273**C | HAM-273-3.335 | 39.2243 | -84.3938 | 2025-12-31 | Active |  |  |  | State | HL0008836 |  |  | State |  | Conventional | [14 empty] | No | No | No |  | HPS | [28 empty] | NULL |  |  | mhurlow1 | 2018-05-22 15:32 | Dsnyder5 | 2018-07-24 16:16 | [20 empty] | No Photo Available | No Photo Available | http://data.mapchannels.com/dualmaps6/map.htm?lat=39.224302&lng=-84.393846
08 | HAMILTON | HAM | CR | 00351 |  | 0.111 |  | CHAMCR00351**C | HAM-351-0.111 | 39.0583 | -84.4197 | 2025-12-31 | Active |  |  |  | State | HL0025133 |  |  | State |  | Conventional | [14 empty] | No | No | No |  | HPS | [28 empty] | NULL |  |  | Dsnyder5 | 2018-06-08 14:02 | Dsnyder5 | 2018-07-24 16:13 | [20 empty] | No Photo Available | No Photo Available | http://data.mapchannels.com/dualmaps6/map.htm?lat=39.058346&lng=-84.419743
08 | HAMILTON | HAM | CR | 00351 |  | 0.132 |  | CHAMCR00351**C | HAM-351-0.132 | 39.0582 | -84.4193 | 2025-12-31 | Active |  |  |  | State | HL0014077 |  |  | State |  | Conventional | [14 empty] | No | No | No |  | HPS | [28 empty] | NULL |  |  | Dsnyder5 | 2018-06-08 14:02 | Dsnyder5 | 2018-07-24 16:13 | [20 empty] | No Photo Available | No Photo Available | http://data.mapchannels.com/dualmaps6/map.htm?lat=39.058193&lng=-84.419332
08 | HAMILTON | HAM | CR | 00351 |  | 0.15 |  | CHAMCR00351**C | HAM-351-0.150 | 39.0579 | -84.4193 | 2025-12-31 | Active |  |  |  | State | HL0009449 |  |  | State |  | Conventional | [14 empty] | No | No | No |  | HPS | [28 empty] | NULL |  |  | Dsnyder5 | 2018-06-08 14:02 | Dsnyder5 | 2018-07-24 16:13 | [20 empty] | No Photo Available | No Photo Available | http://data.mapchannels.com/dualmaps6/map.htm?lat=39.057877&lng=-84.419335
08 | HAMILTON | HAM | CR | 00351 |  | 0.186 |  | CHAMCR00351**C | HAM-351-0.186 | 39.0575 | -84.419 | 2025-12-31 | Active |  |  |  | State | HL0008375 |  |  | State |  | Conventional | [14 empty] | No | No | No |  | HPS | [28 empty] | NULL |  |  | Dsnyder5 | 2018-06-08 14:02 | Dsnyder5 | 2018-07-24 16:13 | [20 empty] | No Photo Available | No Photo Available | http://data.mapchannels.com/dualmaps6/map.htm?lat=39.057454&lng=-84.418976
08 | HAMILTON | HAM | CR | 00453 |  | 0.633 |  | CHAMCR00453**C | HAM-453-0.633 | 39.2297 | -84.6319 | 2025-12-31 | Active |  |  |  | State | HL0040236 |  |  | State | t3-2 | Conventional | [14 empty] | No | No | No |  | LED | 1 | [26 empty] | 2025-10-21 16:40 | NULL |  |  | ascott3 | 2025-05-13 17:06 | ascott3 | 2025-05-13 17:06 | No | No | No | No | No | Standing | None | None | None | No | No | No |  | No | 2025-10-21 16:40 |  | csonner1 | 2025-10-21 16:40 | csonner1 | 2025-10-21 16:40 | No Photo Available | No Photo Available | http://data.mapchannels.com/dualmaps6/map.htm?lat=39.229691&lng=-84.631857
08 | HAMILTON | HAM | CR | 00453 |  | 0.676 |  | CHAMCR00453**C | HAM-453-0.676 | 39.2295 | -84.6311 | 2025-12-31 | Active |  |  |  | State | HL0040234 |  |  | State | t3-3 | Conventional | [14 empty] | No | No | No |  | LED | 1 | [26 empty] | 2025-10-21 16:41 | NULL |  |  | ascott3 | 2025-05-13 17:11 | ascott3 | 2025-05-13 17:11 | No | No | No | No | No | Standing | None | None | None | No | No | No |  | No | 2025-10-21 16:41 |  | csonner1 | 2025-10-21 16:41 | csonner1 | 2025-10-21 16:41 | No Photo Available | No Photo Available | http://data.mapchannels.com/dualmaps6/map.htm?lat=39.229501&lng=-84.631104
08 | HAMILTON | HAM | CR | 00453 |  | 0.709 |  | CHAMCR00453**N | HAM-453-0.709 | 39.2301 | -84.6321 | 2025-12-31 | Active |  |  |  | State | HL0040220 |  |  | State | t3-4 | Conventional | [14 empty] | No | No | No |  | LED | 1 | [26 empty] | 2025-10-21 16:55 | NULL |  |  | ascott3 | 2025-05-13 14:55 | ascott3 | 2025-05-13 14:55 | No | No | No | No | No | Standing | None | None | None | No | No | No |  | No | 2025-10-21 16:55 |  | csonner1 | 2025-10-21 16:55 | csonner1 | 2025-10-21 16:55 | No Photo Available | No Photo Available | http://data.mapchannels.com/dualmaps6/map.htm?lat=39.230087&lng=-84.632093
08 | HAMILTON | HAM | CR | 00453 |  | 0.753 |  | CHAMCR00453**N | HAM-453-0.753 | 39.2299 | -84.6313 | 2025-12-31 | Active |  |  |  | State | HL0040221 |  |  | State | t3-5 | Conventional | [14 empty] | No | No | No |  | LED | 1 | [26 empty] | 2025-10-21 16:54 | NULL |  |  | ascott3 | 2025-05-13 15:01 | ascott3 | 2025-05-13 15:01 | No | No | No | No | No | Standing | None | None | None | No | No | No |  | No | 2025-10-21 16:54 |  | csonner1 | 2025-10-21 16:54 | csonner1 | 2025-10-21 16:54 | No Photo Available | No Photo Available | http://data.mapchannels.com/dualmaps6/map.htm?lat=39.229889&lng=-84.631315
08 | HAMILTON | HAM | CR | 00453 |  | 0.792 |  | CHAMCR00453**N | HAM-453-0.792 | 39.2297 | -84.6306 | 2025-12-31 | Active |  |  |  | State | HL0040214 |  |  | State | t3-6 | Conventional | [14 empty] | No | No | No |  | LED | 1 | [26 empty] | 2025-10-21 16:54 | NULL |  |  | ascott3 | 2025-05-13 15:03 | ascott3 | 2025-05-13 15:03 | No | No | No | No | No | Standing | None | None | None | No | No | No |  | No | 2025-10-21 16:54 |  | csonner1 | 2025-10-21 16:54 | csonner1 | 2025-10-21 16:54 | No Photo Available | No Photo Available | http://data.mapchannels.com/dualmaps6/map.htm?lat=39.229717&lng=-84.630635
08 | HAMILTON | HAM | CR | 00457 |  | 10.961 |  | CHAMCR00457**C | HAM-457-10.961 | 39.1971 | -84.6667 | 2025-12-31 | Active |  |  |  | State | HL0033690 | 2020-03-30 17:33 |  | State | CC-4 | Conventional | [7 empty] | 1 | [6 empty] | No | No | No |  | HPS | 1 | 200 | [25 empty] | 2025-05-15 13:53 | NULL | 0 | 2025-05-15 13:53 | dturner | 2020-03-30 17:34 | dturner | 2020-03-30 17:34 | No | No | Yes | No | No | Standing | None | None | None | No | No | No |  | No | 2025-05-15 13:53 | 2025-05-15 13:53 | ascott3 | 2025-05-15 13:53 | ascott3 | 2025-05-15 13:53 | No Photo Available | https://collectorweb.dot.state.oh.us/arcgis/rest/services/HIGHWAY_LIGHTING/HighwayLighting_Reference/FeatureServer/7/550401/attachments/ | http://data.mapchannels.com/dualmaps6/map.htm?lat=39.197078&lng=-84.666748
08 | HAMILTON | HAM | CR | 00457 |  | 11.225 |  | CHAMCR00457**C | HAM-457-11.225 | 39.1956 | -84.6626 | 2025-12-31 | Active |  |  |  | State | HL0026568 | 2020-03-31 15:12 |  | State | A-9 | Conventional | [7 empty] | 1 | [6 empty] | No | No | No |  | HPS | 1 | 200 | [25 empty] | 2025-09-30 13:13 | NULL | 0 |  | mhurlow1 | 2018-05-17 18:42 | dturner | 2020-03-31 15:13 | No | No | No | No | No | Standing | None | None | None | No | No | No |  | No | 2025-09-30 13:13 |  | mneeley | 2025-09-30 13:13 | mneeley | 2025-09-30 13:13 | No Photo Available | No Photo Available | http://data.mapchannels.com/dualmaps6/map.htm?lat=39.195561&lng=-84.662568
08 | HAMILTON | HAM | CR | 00470 |  | 4.322 |  | CHAMCR00470**C | HAM-470-4.322 | 39.2874 | -84.3702 | 2025-12-31 | Active |  |  |  | State | HL0006208 |  |  | State |  | Conventional | [14 empty] | No | No | No |  | HPS | [28 empty] | NULL |  |  | mhurlow1 | 2018-05-23 18:40 | Dsnyder5 | 2018-07-24 16:22 | [20 empty] | No Photo Available | No Photo Available | http://data.mapchannels.com/dualmaps6/map.htm?lat=39.287408&lng=-84.370198
08 | HAMILTON | HAM | CR | 00470 |  | 4.339 |  | CHAMCR00470**C | HAM-470-4.339 | 39.2876 | -84.3702 | 2025-12-31 | Active |  |  |  | State | HL0024357 |  |  | State |  | Conventional | [14 empty] | No | No | No |  | HPS | [28 empty] | NULL |  |  | mhurlow1 | 2018-05-23 18:40 | Dsnyder5 | 2018-07-24 16:22 | [20 empty] | No Photo Available | No Photo Available | http://data.mapchannels.com/dualmaps6/map.htm?lat=39.287650&lng=-84.370171
08 | HAMILTON | HAM | CR | 00470 |  | 4.369 |  | CHAMCR00470**C | HAM-470-4.369 | 39.2881 | -84.3702 | 2025-12-31 | Active |  |  |  | State | HL0016580 |  |  | State |  | Conventional | [14 empty] | No | No | No |  | HPS | [28 empty] | NULL |  |  | mhurlow1 | 2018-05-23 18:42 | Dsnyder5 | 2018-07-24 16:22 | [20 empty] | No Photo Available | No Photo Available | http://data.mapchannels.com/dualmaps6/map.htm?lat=39.288054&lng=-84.370166
08 | HAMILTON | HAM | CR | 00470 |  | 4.395 |  | CHAMCR00470**C | HAM-470-4.395 | 39.2885 | -84.3699 | 2025-12-31 | Active |  |  |  | State | HL0023774 |  |  | State |  | Conventional | [14 empty] | No | No | No |  | HPS | [28 empty] | NULL |  |  | mhurlow1 | 2018-05-23 18:43 | Dsnyder5 | 2018-07-24 16:22 | [20 empty] | No Photo Available | No Photo Available | http://data.mapchannels.com/dualmaps6/map.htm?lat=39.288459&lng=-84.369938
08 | HAMILTON | HAM | CR | 00470 |  | 4.423 |  | CHAMCR00470**C | HAM-470-4.423 | 39.2888 | -84.3703 | 2025-12-31 | Active |  |  |  | State | HL0010893 |  |  | State |  | Conventional | [14 empty] | No | No | No |  | HPS | [28 empty] | NULL |  |  | mhurlow1 | 2018-05-23 18:43 | Dsnyder5 | 2018-07-24 16:22 | [20 empty] | No Photo Available | No Photo Available | http://data.mapchannels.com/dualmaps6/map.htm?lat=39.288838&lng=-84.370261
08 | HAMILTON | HAM | CR | 00470 |  | 4.44 |  | CHAMCR00470**C | HAM-470-4.440 | 39.2891 | -84.3703 | 2025-12-31 | Active |  |  |  | State | HL0014796 |  |  | State |  | Conventional | [14 empty] | No | No | No |  | HPS | [28 empty] | NULL |  |  | mhurlow1 | 2018-05-23 18:44 | Dsnyder5 | 2018-07-24 16:22 | [20 empty] | No Photo Available | No Photo Available | http://data.mapchannels.com/dualmaps6/map.htm?lat=39.289064&lng=-84.370339
08 | HAMILTON | HAM | CR | 00504 |  | 3.498 |  | CHAMCR00504**C | HAM-504-3.498 | 39.0717 | -84.3521 | 2025-12-31 | Active |  |  |  | State | HL0033829 | 2020-06-02 14:09 |  | State | 5 | Conventional | No |  | AT | A |  |  |  | 1 |  |  |  |  | No | No | No | No | No |  | HPS | 1 | 400 | [8 empty] | Yes | [16 empty] | 2025-10-22 16:58 | NULL | 0 |  | dturner | 2020-06-02 14:10 | jritchie2 | 2026-06-18 10:16 | No | No | No | No | No | Standing | None | None | None | No | No | No | PUT NEW FIXTURE | No | 2025-10-22 16:58 |  | csonner1 | 2025-10-22 16:59 | csonner1 | 2025-10-22 16:59 | No Photo Available | No Photo Available | http://data.mapchannels.com/dualmaps6/map.htm?lat=39.071677&lng=-84.352099
08 | HAMILTON | HAM | CR | 00504 |  | 3.669 |  | CHAMCR00504**C | HAM-504-3.669 | 39.0741 | -84.352 | 2025-12-31 | Active |  |  |  | State | HL0033826 | 2020-06-02 13:36 |  | State | 2 | Conventional | No |  | AT | A |  |  |  | 1 |  |  |  |  | No | No | No | No | No |  | HPS | 1 | 400 | [8 empty] | Yes | [16 empty] | 2025-10-22 16:56 | NULL | 0 |  | dturner | 2020-06-02 13:36 | jritchie2 | 2026-06-18 10:13 | No | No | No | No | No | Standing | None | None | None | No | No | No | PUT NEW FIXTURE | No | 2025-10-22 16:56 |  | csonner1 | 2025-10-22 16:56 | csonner1 | 2025-10-22 16:56 | No Photo Available | No Photo Available | http://data.mapchannels.com/dualmaps6/map.htm?lat=39.074144&lng=-84.352043
08 | HAMILTON | HAM | CR | 00504 |  | 3.687 |  | CHAMCR00504**C | HAM-504-3.687 | 39.0744 | -84.3518 | 2025-12-31 | Active |  |  |  | State | HL0033825 | 2020-06-02 13:23 |  | State | 1 | Conventional | No |  | AT | A |  |  |  | 1 |  |  |  |  | No | No | No | No | No |  | HPS | 1 | 400 | [25 empty] | 2025-10-22 16:56 | NULL | 0 |  | csonner | 2020-06-02 13:23 | jritchie2 | 2026-06-18 10:13 | No | No | No | No | No | Standing | None | None | None | No | No | No | PUT NEW FIXTURE | No | 2025-10-22 16:56 |  | csonner1 | 2025-10-22 16:57 | csonner1 | 2025-10-22 16:57 | No Photo Available | No Photo Available | http://data.mapchannels.com/dualmaps6/map.htm?lat=39.074412&lng=-84.351824
08 | HAMILTON | HAM | IR | 00071 |  | 0.076 |  | SHAMIR00071**N | HAM-71-0.076 | 39.0932 | -84.5225 | 2025-12-31 | Active |  |  |  | State | HL0034864 |  |  | State | M1 | Conventional | [14 empty] | No | No | No |  | HPS | [27 empty] | 2025-07-15 06:05 | NULL |  |  | rdixon5 | 2022-01-04 07:39 | mneeley | 2024-08-08 06:40 | No | No | No | No | No | Standing | None | None | None | No | No | No |  | No | 2025-07-15 06:05 |  | mneeley | 2025-07-15 06:05 | mneeley | 2025-07-15 06:05 | No Photo Available | https://collectorweb.dot.state.oh.us/arcgis/rest/services/HIGHWAY_LIGHTING/HighwayLighting_Reference/FeatureServer/7/525313/attachments/ | http://data.mapchannels.com/dualmaps6/map.htm?lat=39.093250&lng=-84.522518
08 | HAMILTON | HAM | IR | 00071 |  | 0.11 |  | SHAMIR00071**N | HAM-71-0.110 | 39.0937 | -84.5225 | 2025-12-31 | Active |  |  |  | State | HL0034862 |  |  | State | m2 | Conventional | [14 empty] | No | No | No |  | HPS | [27 empty] | 2025-07-15 06:05 | NULL |  |  | rdixon5 | 2022-01-04 07:38 | mneeley | 2024-08-08 06:38 | No | No | No | No | No | Standing | None | None | None | No | No | No |  | No | 2025-07-15 06:05 |  | mneeley | 2025-07-15 06:05 | mneeley | 2025-07-15 06:05 | No Photo Available | https://collectorweb.dot.state.oh.us/arcgis/rest/services/HIGHWAY_LIGHTING/HighwayLighting_Reference/FeatureServer/7/558023/attachments/ | http://data.mapchannels.com/dualmaps6/map.htm?lat=39.093746&lng=-84.522470
08 | HAMILTON | HAM | IR | 00071 |  | 0.147 |  | SHAMIR00071**N | HAM-71-0.147 | 39.0943 | -84.5225 | 2025-12-31 | Active |  |  |  | State | HL0038967 |  |  | State | M3 | Conventional | [14 empty] | No | No | No |  | HPS | [27 empty] | 2025-11-13 09:33 | NULL |  |  | mneeley | 2024-08-08 06:36 | mneeley | 2024-08-08 06:36 | No | No | No | No | No | Standing | None | None | None | No | No | No |  | No | 2025-11-13 09:33 |  | mneeley | 2025-11-13 09:33 | mneeley | 2025-11-13 09:33 | No Photo Available | No Photo Available | http://data.mapchannels.com/dualmaps6/map.htm?lat=39.094278&lng=-84.522488
08 | HAMILTON | HAM | IR | 00071 |  | 0.179 |  | SHAMIR00071**N | HAM-71-0.179 | 39.0948 | -84.5225 | 2025-12-31 | Active |  |  |  | State | HL0026403 |  |  | State | M4 | Conventional | [14 empty] | No | No | No |  | HPS | [27 empty] | 2025-11-13 09:32 | NULL |  |  | mhurlow1 | 2018-05-08 17:06 | mneeley | 2024-08-08 06:35 | No | No | No | No | No | Standing | None | None | None | No | No | No |  | No | 2025-11-13 09:32 |  | mneeley | 2025-11-13 09:33 | mneeley | 2025-11-13 09:33 | No Photo Available | No Photo Available | http://data.mapchannels.com/dualmaps6/map.htm?lat=39.094761&lng=-84.522540
08 | HAMILTON | HAM | IR | 00071 |  | 0.181 |  | SHAMIR00071**C | HAM-71-0.181 | 39.0948 | -84.5222 | 2025-12-31 | Active |  |  |  | State | HL0014724 |  |  | State |  | Conventional | [14 empty] | No | No | No |  | HPS | [27 empty] | 2025-11-14 01:09 | NULL |  |  | mhurlow1 | 2018-05-08 16:14 | mhurlow1 | 2018-07-19 11:40 | No | No | No | No | No | Standing | None | None | None | No | No | No |  | No | 2025-11-14 01:09 |  | mneeley | 2025-11-14 01:09 | mneeley | 2025-11-14 01:09 | No Photo Available | No Photo Available | http://data.mapchannels.com/dualmaps6/map.htm?lat=39.094766&lng=-84.522249
08 | HAMILTON | HAM | IR | 00071 |  | 0.2 |  | SHAMIR00071**C | HAM-71-0.200 | 39.095 | -84.5222 | 2025-12-31 | Active |  |  |  | State | HL0014648 |  |  | State |  | Conventional | [14 empty] | No | No | No |  | HPS | [27 empty] | 2025-11-14 01:09 | NULL |  |  | mhurlow1 | 2018-05-08 16:14 | mhurlow1 | 2018-07-19 11:40 | No | No | No | No | No | Standing | None | None | None | No | No | No |  | No | 2025-11-14 01:09 |  | mneeley | 2025-11-14 01:10 | mneeley | 2025-11-14 01:10 | No Photo Available | No Photo Available | http://data.mapchannels.com/dualmaps6/map.htm?lat=39.095033&lng=-84.522182
08 | HAMILTON | HAM | IR | 00071 |  | 0.214 |  | SHAMIR00071**N | HAM-71-0.214 | 39.0953 | -84.5225 | 2025-12-31 | Active |  |  |  | State | HL0009423 |  |  | State | m5 | Conventional | [14 empty] | No | No | No |  | HPS | [27 empty] | 2025-11-13 09:32 | NULL |  |  | mhurlow1 | 2018-05-08 16:57 | mneeley | 2024-08-08 06:33 | No | No | No | No | No | Standing | None | None | None | No | No | No |  | No | 2025-11-13 09:32 |  | mneeley | 2025-11-13 09:32 | mneeley | 2025-11-13 09:32 | No Photo Available | No Photo Available | http://data.mapchannels.com/dualmaps6/map.htm?lat=39.095255&lng=-84.522516
08 | HAMILTON | HAM | IR | 00071 |  | 0.234 |  | SHAMIR00071**C | HAM-71-0.234 | 39.0955 | -84.522 | 2025-12-31 | Active |  |  |  | State | HL0016157 |  |  | State | N1 | Conventional | [14 empty] | No | No | No |  | HPS | 1 | [26 empty] | 2025-11-14 01:10 | NULL |  |  | mhurlow1 | 2018-05-08 16:15 | mneeley | 2025-07-15 06:26 | No | No | No | No | No | Standing | None | None | None | No | No | No |  | No | 2025-11-14 01:10 |  | mneeley | 2025-11-14 01:10 | mneeley | 2025-11-14 01:10 | No Photo Available | No Photo Available | http://data.mapchannels.com/dualmaps6/map.htm?lat=39.095520&lng=-84.522021
08 | HAMILTON | HAM | IR | 00071 |  | 0.25 |  | SHAMIR00071**N | HAM-71-0.250 | 39.0958 | -84.5225 | 2025-12-31 | Active |  |  |  | State | HL0014105 |  |  | State | M6 | Conventional | [14 empty] | No | No | No |  | HPS | [27 empty] | 2025-11-13 09:32 | NULL |  |  | mhurlow1 | 2018-05-08 17:05 | mneeley | 2024-08-08 06:31 | No | No | No | No | No | Standing | None | None | None | No | No | No |  | No | 2025-11-13 09:32 |  | mneeley | 2025-11-13 09:32 | mneeley | 2025-11-13 09:32 | No Photo Available | No Photo Available | http://data.mapchannels.com/dualmaps6/map.htm?lat=39.095773&lng=-84.522516
08 | HAMILTON | HAM | IR | 00071 |  | 0.26 |  | SHAMIR00071**C | HAM-71-0.260 | 39.0959 | -84.5219 | 2025-12-31 | Active |  |  |  | State | HL0012724 |  |  | State | N2 | Conventional | [14 empty] | No | No | No |  | HPS | 1 | [26 empty] | 2025-11-14 01:10 | NULL |  |  | mhurlow1 | 2018-05-08 16:16 | mneeley | 2025-07-15 06:26 | No | No | No | No | No | Standing | None | None | None | No | No | No |  | No | 2025-11-14 01:10 |  | mneeley | 2025-11-14 01:10 | mneeley | 2025-11-14 01:10 | No Photo Available | No Photo Available | http://data.mapchannels.com/dualmaps6/map.htm?lat=39.095881&lng=-84.521885
08 | HAMILTON | HAM | IR | 00071 |  | 0.293 |  | SHAMIR00071**C | HAM-71-0.293 | 39.0963 | -84.5216 | 2025-12-31 | Active |  |  |  | State | HL0010490 |  |  | State | N3 | Conventional | [14 empty] | No | No | No |  | HPS | 1 | [26 empty] | 2025-11-14 01:10 | NULL |  |  | mhurlow1 | 2018-05-08 16:16 | mneeley | 2025-07-15 06:25 | No | No | No | No | No | Standing | None | None | None | No | No | No |  | No | 2025-11-14 01:10 |  | mneeley | 2025-11-14 01:10 | mneeley | 2025-11-14 01:10 | No Photo Available | No Photo Available | http://data.mapchannels.com/dualmaps6/map.htm?lat=39.096314&lng=-84.521594
08 | HAMILTON | HAM | IR | 00071 |  | 0.322 |  | SHAMIR00071**C | HAM-71-0.322 | 39.0966 | -84.5212 | 2025-12-31 | Active |  |  |  | State | HL0019398 |  |  | State | N4 | Conventional | [14 empty] | No | No | No |  | HPS | 1 | [26 empty] | 2025-11-14 01:10 | NULL |  |  | mhurlow1 | 2018-05-08 16:17 | mneeley | 2025-07-15 06:25 | No | No | No | No | No | Standing | None | None | None | No | No | No |  | No | 2025-11-14 01:10 |  | mneeley | 2025-11-14 01:11 | mneeley | 2025-11-14 01:11 | No Photo Available | No Photo Available | http://data.mapchannels.com/dualmaps6/map.htm?lat=39.096633&lng=-84.521238
08 | HAMILTON | HAM | IR | 00071 |  | 0.336 |  | SHAMIR00071**N | HAM-71-0.336 | 39.097 | -84.5222 | 2025-12-31 | Active |  |  |  | State | HL0017754 |  |  | State |  | Conventional | [14 empty] | No | No | No |  | HPS | [27 empty] | 2022-01-04 07:23 | NULL |  |  | mhurlow1 | 2018-05-10 11:40 | mhurlow1 | 2018-07-19 11:35 | No | No | No | No | No | Standing | None | None | None | No | No | No |  |  | 2022-01-04 07:23 |  | rdixon5 | 2022-01-04 07:23 | rdixon5 | 2022-01-04 07:23 | No Photo Available | No Photo Available | http://data.mapchannels.com/dualmaps6/map.htm?lat=39.097011&lng=-84.522219
08 | HAMILTON | HAM | IR | 00071 |  | 0.362 |  | SHAMIR00071**C | HAM-71-0.362 | 39.0969 | -84.5206 | 2025-12-31 | Active |  |  |  | State | HL0021519 |  |  | State | N5 | Conventional | [14 empty] | No | No | No |  | HPS | 1 | [26 empty] | 2025-11-14 01:11 | NULL |  |  | mhurlow1 | 2018-05-08 16:18 | mneeley | 2025-07-15 06:24 | No | No | No | No | No | Standing | None | None | None | No | No | No |  | No | 2025-11-14 01:11 |  | mneeley | 2025-11-14 01:11 | mneeley | 2025-11-14 01:11 | No Photo Available | No Photo Available | http://data.mapchannels.com/dualmaps6/map.htm?lat=39.096907&lng=-84.520586
08 | HAMILTON | HAM | IR | 00071 |  | 0.401 |  | SHAMIR00071**N | HAM-71-0.401 | 39.098 | -84.5221 | 2025-12-31 | Active |  |  |  | State | HL0012085 |  |  | State |  | Conventional | [14 empty] | No | No | No |  | HPS | [27 empty] | 2025-07-10 05:36 | NULL |  |  | mhurlow1 | 2018-05-10 11:44 | mhurlow1 | 2018-07-19 11:35 | No | No | No | No | No | Standing | None | None | None | No | No | No |  | No | 2025-07-10 05:36 |  | mneeley | 2025-07-10 05:36 | mneeley | 2025-07-10 05:36 | No Photo Available | No Photo Available | http://data.mapchannels.com/dualmaps6/map.htm?lat=39.097976&lng=-84.522097
08 | HAMILTON | HAM | IR | 00071 |  | 0.42 |  | SHAMIR00071**N | HAM-71-0.420 | 39.0982 | -84.5219 | 2025-12-31 | Active |  |  |  | State | HL0040429 |  |  | State | B18 | Conventional | [14 empty] | No | No | No |  | HPS | 1 | [26 empty] | 2025-11-14 01:48 | NULL |  |  | mneeley | 2025-07-10 05:35 | mneeley | 2025-07-10 05:35 | No | No | No | No | No | Standing | None | None | None | No | No | No |  | No | 2025-11-14 01:48 |  | mneeley | 2025-11-14 01:48 | mneeley | 2025-11-14 01:48 | No Photo Available | No Photo Available | http://data.mapchannels.com/dualmaps6/map.htm?lat=39.098209&lng=-84.521879
08 | HAMILTON | HAM | IR | 00071 |  | 0.436 |  | SHAMIR00071**N | HAM-71-0.436 | 39.0984 | -84.5216 | 2025-12-31 |  |  |  |  | State | HL0039098 |  |  | State |  | Conventional | [14 empty] | No | No | No |  | HPS | [28 empty] | NULL |  |  | mneeley | 2024-08-22 02:51 | mneeley | 2024-08-22 03:11 | [20 empty] | No Photo Available | No Photo Available | http://data.mapchannels.com/dualmaps6/map.htm?lat=39.098362&lng=-84.521647
08 | HAMILTON | HAM | IR | 00071 |  | 0.441 |  | SHAMIR00071**N | HAM-71-0.441 | 39.0984 | -84.5216 | 2025-12-31 | Active |  |  |  | State | HL0040426 |  |  | State | B17 | Conventional | [14 empty] | No | No | No |  | HPS | 1 | [26 empty] | 2025-11-14 01:48 | NULL |  |  | mneeley | 2025-07-10 05:34 | mneeley | 2025-07-10 05:34 | No | No | No | No | No | Standing | None | None | None | No | No | No |  | No | 2025-11-14 01:48 |  | mneeley | 2025-11-14 01:48 | mneeley | 2025-11-14 01:48 | No Photo Available | No Photo Available | http://data.mapchannels.com/dualmaps6/map.htm?lat=39.098434&lng=-84.521597
08 | HAMILTON | HAM | IR | 00071 |  | 0.486 |  | SHAMIR00071**C | HAM-71-0.486 | 39.0972 | -84.5184 | 2025-12-31 | Active |  |  |  | State | HL0017925 |  |  | State |  | Conventional | [14 empty] | No | No | No |  | HPS | [27 empty] | 2025-11-14 01:12 | NULL |  |  | mhurlow1 | 2018-05-08 16:33 | mhurlow1 | 2018-07-19 11:39 | No | No | No | No | No | Standing | None | None | None | No | No | No |  | No | 2025-11-14 01:12 |  | mneeley | 2025-11-14 01:12 | mneeley | 2025-11-14 01:12 | No Photo Available | No Photo Available | http://data.mapchannels.com/dualmaps6/map.htm?lat=39.097189&lng=-84.518372
08 | HAMILTON | HAM | IR | 00071 |  | 0.501 |  | SHAMIR00071**N | HAM-71-0.501 | 39.0988 | -84.5205 | 2025-12-31 | Active |  |  |  | State | HL0021964 |  |  | State | B14 | Conventional | [14 empty] | No | No | No |  | HPS | [27 empty] | 2025-11-14 01:47 | NULL |  |  | mhurlow1 | 2018-05-10 11:45 | mneeley | 2024-08-22 02:48 | No | No | No | No | No | Standing | None | None | None | No | No | No |  | No | 2025-11-14 01:47 |  | mneeley | 2025-11-14 01:48 | mneeley | 2025-11-14 01:48 | No Photo Available | No Photo Available | http://data.mapchannels.com/dualmaps6/map.htm?lat=39.098797&lng=-84.520533
08 | HAMILTON | HAM | IR | 00071 |  | 0.504 |  | SHAMIR00071**C | HAM-71-0.504 | 39.0972 | -84.518 | 2025-12-31 | Active |  |  |  | State | HL0014693 |  |  | State |  | Conventional | [14 empty] | No | No | No |  | HPS | [27 empty] | 2025-11-14 01:12 | NULL |  |  | mhurlow1 | 2018-05-08 16:50 | mhurlow1 | 2018-07-19 11:39 | No | No | No | No | No | Standing | None | None | None | No | No | No |  | No | 2025-11-14 01:12 |  | mneeley | 2025-11-14 01:12 | mneeley | 2025-11-14 01:12 | No Photo Available | No Photo Available | http://data.mapchannels.com/dualmaps6/map.htm?lat=39.097217&lng=-84.518038
08 | HAMILTON | HAM | IR | 00071 |  | 0.518 |  | SHAMIR00071**C | HAM-71-0.518 | 39.0973 | -84.5178 | 2025-12-31 | Active |  |  |  | State | HL0003875 |  |  | State |  | Conventional | [14 empty] | No | No | No |  | HPS | [27 empty] | 2025-11-14 01:12 | NULL |  |  | mhurlow1 | 2018-05-08 16:41 | mhurlow1 | 2018-07-19 11:39 | No | No | No | No | No | Standing | None | None | None | No | No | No |  | No | 2025-11-14 01:12 |  | mneeley | 2025-11-14 01:12 | mneeley | 2025-11-14 01:12 | No Photo Available | No Photo Available | http://data.mapchannels.com/dualmaps6/map.htm?lat=39.097271&lng=-84.517781
08 | HAMILTON | HAM | IR | 00071 |  | 0.534 |  | SHAMIR00071**N | HAM-71-0.534 | 39.0987 | -84.5199 | 2025-12-31 | Active |  |  |  | State | HL0008150 |  |  | State | B13 | Conventional | [14 empty] | No | No | No |  | HPS | [27 empty] | 2025-11-14 01:47 | NULL |  |  | mhurlow1 | 2018-05-10 11:44 | mneeley | 2024-08-22 02:47 | No | No | No | No | No | Standing | None | None | None | No | No | No |  | No | 2025-11-14 01:47 |  | mneeley | 2025-11-14 01:47 | mneeley | 2025-11-14 01:47 | No Photo Available | No Photo Available | http://data.mapchannels.com/dualmaps6/map.htm?lat=39.098728&lng=-84.519887
08 | HAMILTON | HAM | IR | 00071 |  | 0.547 |  | SHAMIR00071**C | HAM-71-0.547 | 39.0974 | -84.5173 | 2025-12-31 | Active |  |  |  | State | HL0017978 |  |  | State |  | Conventional | [14 empty] | No | No | No |  | HPS | [27 empty] | 2025-11-14 01:12 | NULL |  |  | mhurlow1 | 2018-05-08 16:41 | mhurlow1 | 2018-07-19 11:39 | No | No | No | No | No | Standing | None | None | None | No | No | No |  | No | 2025-11-14 01:12 |  | mneeley | 2025-11-14 01:13 | mneeley | 2025-11-14 01:13 | No Photo Available | No Photo Available | http://data.mapchannels.com/dualmaps6/map.htm?lat=39.097367&lng=-84.517255
08 | HAMILTON | HAM | IR | 00071 |  | 0.573 |  | SHAMIR00071**C | HAM-71-0.573 | 39.0974 | -84.5168 | 2025-12-31 | Active |  |  |  | State | HL0001480 |  |  | State |  | Conventional | [14 empty] | No | No | No |  | HPS | [27 empty] | 2025-11-14 01:13 | NULL |  |  | mhurlow1 | 2018-05-08 16:42 | mhurlow1 | 2018-07-19 11:39 | No | No | No | No | No | Standing | None | None | None | No | No | No |  | No | 2025-11-14 01:13 |  | mneeley | 2025-11-14 01:13 | mneeley | 2025-11-14 01:13 | No Photo Available | No Photo Available | http://data.mapchannels.com/dualmaps6/map.htm?lat=39.097432&lng=-84.516772
08 | HAMILTON | HAM | IR | 00071 |  | 0.583 |  | SHAMIR00071**N | HAM-71-0.583 | 39.0982 | -84.5192 | 2025-12-31 | Active |  |  |  | State | HL0023561 |  |  | State | T4 | Conventional | [14 empty] | No | No | No |  | HPS | 1 | [26 empty] | 2025-11-14 01:46 | NULL |  |  | Dsnyder5 | 2018-06-07 15:27 | mneeley | 2025-07-15 06:45 | No | No | No | No | No | Standing | None | None | None | No | No | No |  | No | 2025-11-14 01:46 |  | mneeley | 2025-11-14 01:47 | mneeley | 2025-11-14 01:47 | No Photo Available | No Photo Available | http://data.mapchannels.com/dualmaps6/map.htm?lat=39.098223&lng=-84.519203
08 | HAMILTON | HAM | IR | 00071 |  | 0.6 |  | SHAMIR00071**C | HAM-71-0.600 | 39.0975 | -84.5163 | 2025-12-31 | Active |  |  |  | State | HL0013056 |  |  | State |  | Conventional | [14 empty] | No | No | No |  | HPS | [27 empty] | 2025-11-14 01:13 | NULL |  |  | mhurlow1 | 2018-05-08 16:45 | mhurlow1 | 2018-07-19 11:39 | No | No | No | No | No | Standing | None | None | None | No | No | No |  | No | 2025-11-14 01:13 |  | mneeley | 2025-11-14 01:13 | mneeley | 2025-11-14 01:13 | No Photo Available | No Photo Available | http://data.mapchannels.com/dualmaps6/map.htm?lat=39.097521&lng=-84.516287
08 | HAMILTON | HAM | IR | 00071 |  | 0.634 |  | SHAMIR00071**C | HAM-71-0.634 | 39.0976 | -84.5157 | 2025-12-31 | Active |  |  |  | State | HL0003263 |  |  | State |  | Conventional | [14 empty] | No | No | No |  | HPS | [27 empty] | 2025-11-14 01:13 | NULL |  |  | mhurlow1 | 2018-05-10 12:00 | mhurlow1 | 2018-07-19 11:39 | No | No | No | No | No | Standing | None | None | None | No | No | No |  | No | 2025-11-14 01:13 |  | mneeley | 2025-11-14 01:13 | mneeley | 2025-11-14 01:13 | No Photo Available | No Photo Available | http://data.mapchannels.com/dualmaps6/map.htm?lat=39.097606&lng=-84.515669
08 | HAMILTON | HAM | IR | 00071 |  | 0.644 |  | SHAMIR00071**N | HAM-71-0.644 | 39.0977 | -84.5183 | 2025-12-31 | Active |  |  |  | State | HL0002121 |  |  | State | T2 | Conventional | [14 empty] | No | No | No |  | HPS | 1 | [26 empty] | 2025-11-14 01:45 | NULL |  |  | mhurlow1 | 2018-05-10 11:51 | mneeley | 2025-07-15 06:44 | No | No | No | No | No | Standing | None | None | None | No | No | No |  | No | 2025-11-14 01:45 |  | mneeley | 2025-11-14 01:46 | mneeley | 2025-11-14 01:46 | No Photo Available | No Photo Available | http://data.mapchannels.com/dualmaps6/map.htm?lat=39.097719&lng=-84.518267
08 | HAMILTON | HAM | IR | 00071 |  | 0.664 |  | SHAMIR00071**C | HAM-71-0.664 | 39.0977 | -84.5151 | 2025-12-31 | Active |  |  |  | State | HL0025527 |  |  | State | M1 | Conventional | [14 empty] | No | No | No |  | HPS | [27 empty] | 2025-11-14 01:13 | NULL |  |  | mhurlow1 | 2018-05-10 12:03 | mneeley | 2024-08-21 06:56 | No | No | No | No | No | Standing | None | None | None | No | No | No |  | No | 2025-11-14 01:13 |  | mneeley | 2025-11-14 01:13 | mneeley | 2025-11-14 01:13 | No Photo Available | No Photo Available | http://data.mapchannels.com/dualmaps6/map.htm?lat=39.097656&lng=-84.515107
08 | HAMILTON | HAM | IR | 00071 |  | 0.673 |  | SHAMIR00071**C | HAM-71-0.673 | 39.0977 | -84.5149 | 2025-12-31 | Active |  |  |  | State | HL0003591 |  |  | State | m2 | Conventional | [14 empty] | No | No | No |  | HPS | [27 empty] | 2025-11-14 01:13 | NULL |  |  | mhurlow1 | 2018-05-10 12:03 | mneeley | 2024-08-21 06:57 | No | No | No | No | No | Standing | None | None | None | No | No | No |  | No | 2025-11-14 01:13 |  | mneeley | 2025-11-14 01:14 | mneeley | 2025-11-14 01:14 | No Photo Available | No Photo Available | http://data.mapchannels.com/dualmaps6/map.htm?lat=39.097685&lng=-84.514948
08 | HAMILTON | HAM | IR | 00071 |  | 0.674 |  | SHAMIR00071**N | HAM-71-0.674 | 39.0977 | -84.5177 | 2025-12-31 | Active |  |  |  | State | HL0012512 |  |  | State | T1 | Conventional | [14 empty] | No | No | No |  | HPS | 1 | [26 empty] | 2025-11-14 01:45 | NULL |  |  | mhurlow1 | 2018-05-08 16:50 | mneeley | 2025-07-15 06:44 | No | No | No | No | No | Standing | None | None | None | No | No | No |  | No | 2025-11-14 01:45 |  | mneeley | 2025-11-14 01:45 | mneeley | 2025-11-14 01:45 | No Photo Available | No Photo Available | http://data.mapchannels.com/dualmaps6/map.htm?lat=39.097658&lng=-84.517700
08 | HAMILTON | HAM | IR | 00071 |  | 0.682 |  | SHAMIR00071**C | HAM-71-0.682 | 39.0977 | -84.5148 | 2025-12-31 | Active |  |  |  | State | HL0016206 |  |  | State | M3 | Conventional | [14 empty] | No | No | No |  | HPS | [27 empty] | 2025-11-14 01:14 | NULL |  |  | mhurlow1 | 2018-05-10 12:03 | mneeley | 2024-08-21 06:57 | No | No | No | No | No | Standing | None | None | None | No | No | No |  | No | 2025-11-14 01:14 |  | mneeley | 2025-11-14 01:14 | mneeley | 2025-11-14 01:14 | No Photo Available | No Photo Available | http://data.mapchannels.com/dualmaps6/map.htm?lat=39.097708&lng=-84.514785
08 | HAMILTON | HAM | IR | 00071 |  | 0.69 |  | SHAMIR00071**C | HAM-71-0.690 | 39.0977 | -84.5146 | 2025-12-31 | Active |  |  |  | State | HL0004294 |  |  | State | M4 | Conventional | [14 empty] | No | No | No |  | HPS | [27 empty] | 2025-11-14 01:14 | NULL |  |  | mhurlow1 | 2018-05-10 12:04 | mneeley | 2024-08-21 06:58 | No | No | No | No | No | Standing | None | None | None | No | No | No |  | No | 2025-11-14 01:14 |  | mneeley | 2025-11-14 01:14 | mneeley | 2025-11-14 01:14 | No Photo Available | No Photo Available | http://data.mapchannels.com/dualmaps6/map.htm?lat=39.097729&lng=-84.514626
08 | HAMILTON | HAM | IR | 00071 |  | 0.699 |  | SHAMIR00071**C | HAM-71-0.699 | 39.0978 | -84.5145 | 2025-12-31 | Active |  |  |  | State | HL0012246 |  |  | State | m5 | Conventional | [14 empty] | No | No | No |  | HPS | [27 empty] | 2025-11-14 01:14 | NULL |  |  | mhurlow1 | 2018-05-10 12:04 | mneeley | 2024-08-21 06:59 | No | No | No | No | No | Standing | None | None | None | No | No | No |  | No | 2025-11-14 01:14 |  | mneeley | 2025-11-14 01:14 | mneeley | 2025-11-14 01:14 | No Photo Available | No Photo Available | http://data.mapchannels.com/dualmaps6/map.htm?lat=39.097752&lng=-84.514466
08 | HAMILTON | HAM | IR | 00071 |  | 0.708 |  | SHAMIR00071**C | HAM-71-0.708 | 39.0978 | -84.5143 | 2025-12-31 | Active |  |  |  | State | HL0014933 |  |  | State | M6 | Conventional | [14 empty] | No | No | No |  | HPS | [27 empty] | 2025-11-14 01:14 | NULL |  |  | mhurlow1 | 2018-05-10 12:04 | mneeley | 2024-08-21 06:59 | No | No | No | No | No | Standing | None | None | None | No | No | No |  | No | 2025-11-14 01:14 |  | mneeley | 2025-11-14 01:15 | mneeley | 2025-11-14 01:15 | No Photo Available | No Photo Available | http://data.mapchannels.com/dualmaps6/map.htm?lat=39.097781&lng=-84.514302
08 | HAMILTON | HAM | IR | 00071 |  | 0.716 |  | SHAMIR00071**C | HAM-71-0.716 | 39.0978 | -84.5142 | 2025-12-31 | Active |  |  |  | State | HL0015916 |  |  | State | m7 | Conventional | [14 empty] | No | No | No |  | HPS | [27 empty] | 2025-11-14 01:15 | NULL |  |  | mhurlow1 | 2018-05-10 12:04 | mneeley | 2024-08-21 07:00 | No | No | No | No | No | Standing | None | None | None | No | No | No |  | No | 2025-11-14 01:15 |  | mneeley | 2025-11-14 01:15 | mneeley | 2025-11-14 01:15 | No Photo Available | No Photo Available | http://data.mapchannels.com/dualmaps6/map.htm?lat=39.097798&lng=-84.514152
08 | HAMILTON | HAM | IR | 00071 |  | 0.753 |  | SHAMIR00071**C | HAM-71-0.753 | 39.0979 | -84.5135 | 2025-12-31 | Active |  |  |  | State | HL0002557 |  |  | State | M8 | Conventional | [14 empty] | No | No | No |  | HPS | [27 empty] | 2025-11-14 01:15 | NULL |  |  | mhurlow1 | 2018-05-10 12:05 | mneeley | 2024-08-21 07:02 | No | No | No | No | No | Standing | None | None | None | No | No | No |  | No | 2025-11-14 01:15 |  | mneeley | 2025-11-14 01:15 | mneeley | 2025-11-14 01:15 | No Photo Available | No Photo Available | http://data.mapchannels.com/dualmaps6/map.htm?lat=39.097900&lng=-84.513492
08 | HAMILTON | HAM | IR | 00071 |  | 0.762 |  | SHAMIR00071**C | HAM-71-0.762 | 39.0979 | -84.5133 | 2025-12-31 | Active |  |  |  | State | HL0001976 |  |  | State | M9 | Conventional | [14 empty] | No | No | No |  | HPS | [27 empty] | 2025-11-14 01:15 | NULL |  |  | mhurlow1 | 2018-05-10 12:05 | mneeley | 2024-08-21 07:03 | No | No | No | No | No | Standing | None | None | None | No | No | No |  | No | 2025-11-14 01:15 |  | mneeley | 2025-11-14 01:15 | mneeley | 2025-11-14 01:15 | No Photo Available | No Photo Available | http://data.mapchannels.com/dualmaps6/map.htm?lat=39.097927&lng=-84.513326
08 | HAMILTON | HAM | IR | 00071 |  | 0.771 |  | SHAMIR00071**C | HAM-71-0.771 | 39.098 | -84.5132 | 2025-12-31 | Active |  |  |  | State | HL0016307 |  |  | State | M10 | Conventional | [14 empty] | No | No | No |  | HPS | [27 empty] | 2025-11-14 01:15 | NULL |  |  | mhurlow1 | 2018-05-10 12:05 | mneeley | 2024-08-21 07:04 | No | No | No | No | No | Standing | None | None | None | No | No | No |  | No | 2025-11-14 01:15 |  | mneeley | 2025-11-14 01:15 | mneeley | 2025-11-14 01:15 | No Photo Available | No Photo Available | http://data.mapchannels.com/dualmaps6/map.htm?lat=39.097953&lng=-84.513163
08 | HAMILTON | HAM | IR | 00071 |  | 0.779 |  | SHAMIR00071**C | HAM-71-0.779 | 39.098 | -84.513 | 2025-12-31 | Active |  |  |  | State | HL0008396 |  |  | State | M11 | Conventional | [14 empty] | No | No | No |  | HPS | [27 empty] | 2025-11-14 01:15 | NULL |  |  | mhurlow1 | 2018-05-10 12:05 | mneeley | 2024-08-21 07:04 | No | No | No | No | No | Standing | None | None | None | No | No | No |  | No | 2025-11-14 01:15 |  | mneeley | 2025-11-14 01:16 | mneeley | 2025-11-14 01:16 | No Photo Available | No Photo Available | http://data.mapchannels.com/dualmaps6/map.htm?lat=39.097981&lng=-84.513009
08 | HAMILTON | HAM | IR | 00071 |  | 0.788 |  | SHAMIR00071**C | HAM-71-0.788 | 39.098 | -84.5129 | 2025-12-31 | Active |  |  |  | State | HL0024119 |  |  | State | M12 | Conventional | [14 empty] | No | No | No |  | HPS | [27 empty] | 2025-11-14 01:16 | NULL |  |  | mhurlow1 | 2018-05-10 12:06 | mneeley | 2024-08-21 07:05 | No | No | No | No | No | Standing | None | None | None | No | No | No |  | No | 2025-11-14 01:16 |  | mneeley | 2025-11-14 01:16 | mneeley | 2025-11-14 01:16 | No Photo Available | No Photo Available | http://data.mapchannels.com/dualmaps6/map.htm?lat=39.097997&lng=-84.512854
08 | HAMILTON | HAM | IR | 00071 |  | 0.797 |  | SHAMIR00071**C | HAM-71-0.797 | 39.098 | -84.5127 | 2025-12-31 | Active |  |  |  | State | HL0021126 |  |  | State | M13 | Conventional | [14 empty] | No | No | No |  | HPS | [27 empty] | 2025-11-14 01:16 | NULL |  |  | mhurlow1 | 2018-05-10 12:06 | mneeley | 2024-08-21 07:06 | No | No | No | No | No | Standing | None | None | None | No | No | No |  | No | 2025-11-14 01:16 |  | mneeley | 2025-11-14 01:16 | mneeley | 2025-11-14 01:16 | No Photo Available | No Photo Available | http://data.mapchannels.com/dualmaps6/map.htm?lat=39.098027&lng=-84.512690
08 | HAMILTON | HAM | IR | 00071 |  | 0.805 |  | SHAMIR00071**C | HAM-71-0.805 | 39.098 | -84.5125 | 2025-12-31 | Active |  |  |  | State | HL0015548 |  |  | State | M14 | Conventional | [14 empty] | No | No | No |  | HPS | [27 empty] | 2025-11-14 01:16 | NULL |  |  | mhurlow1 | 2018-05-10 12:06 | mneeley | 2024-08-21 07:06 | No | No | No | No | No | Standing | None | None | None | No | No | No |  | No | 2025-11-14 01:16 |  | mneeley | 2025-11-14 01:16 | mneeley | 2025-11-14 01:16 | No Photo Available | No Photo Available | http://data.mapchannels.com/dualmaps6/map.htm?lat=39.098045&lng=-84.512529
08 | HAMILTON | HAM | IR | 00071 |  | 0.811 |  | SHAMIR00071**N | HAM-71-0.811 | 39.0981 | -84.5152 | 2025-12-31 | Active |  |  |  | State | HL0001458 |  |  | State | C28 | Conventional | [14 empty] | No | No | No |  | HPS | [27 empty] | 2025-11-14 01:42 | NULL |  |  | mhurlow1 | 2018-05-10 12:02 | mneeley | 2024-08-22 02:33 | No | No | No | No | No | Standing | None | None | None | No | No | No |  | No | 2025-11-14 01:42 |  | mneeley | 2025-11-14 01:43 | mneeley | 2025-11-14 01:43 | No Photo Available | No Photo Available | http://data.mapchannels.com/dualmaps6/map.htm?lat=39.098099&lng=-84.515219
08 | HAMILTON | HAM | IR | 00071 |  | 0.819 |  | SHAMIR00071**N | HAM-71-0.819 | 39.0981 | -84.5151 | 2025-12-31 | Active |  |  |  | State | HL0026483 |  |  | State | C27 | Conventional | [14 empty] | No | No | No |  | HPS | [27 empty] | 2025-11-14 01:42 | NULL |  |  | mhurlow1 | 2018-05-10 12:03 | mneeley | 2024-08-22 02:32 | No | No | No | No | No | Standing | None | None | None | No | No | No |  | No | 2025-11-14 01:42 |  | mneeley | 2025-11-14 01:42 | mneeley | 2025-11-14 01:42 | No Photo Available | No Photo Available | http://data.mapchannels.com/dualmaps6/map.htm?lat=39.098124&lng=-84.515061
08 | HAMILTON | HAM | IR | 00071 |  | 0.828 |  | SHAMIR00071**N | HAM-71-0.828 | 39.0981 | -84.5149 | 2025-12-31 | Active |  |  |  | State | HL0015566 |  |  | State | C26 | Conventional | [14 empty] | No | No | No |  | HPS | [27 empty] | 2025-11-14 01:42 | NULL |  |  | mhurlow1 | 2018-05-10 12:03 | mneeley | 2024-08-22 02:31 | No | No | No | No | No | Standing | None | None | None | No | No | No |  | No | 2025-11-14 01:42 |  | mneeley | 2025-11-14 01:42 | mneeley | 2025-11-14 01:42 | No Photo Available | No Photo Available | http://data.mapchannels.com/dualmaps6/map.htm?lat=39.098149&lng=-84.514900
08 | HAMILTON | HAM | IR | 00071 |  | 0.837 |  | SHAMIR00071**N | HAM-71-0.837 | 39.0982 | -84.5147 | 2025-12-31 | Active |  |  |  | State | HL0004030 |  |  | State | C25 | Conventional | [14 empty] | No | No | No |  | HPS | [27 empty] | 2025-11-14 01:42 | NULL |  |  | mhurlow1 | 2018-05-10 12:03 | mneeley | 2024-08-22 02:31 | No | No | No | No | No | Standing | None | None | None | No | No | No |  | No | 2025-11-14 01:42 |  | mneeley | 2025-11-14 01:42 | mneeley | 2025-11-14 01:42 | No Photo Available | No Photo Available | http://data.mapchannels.com/dualmaps6/map.htm?lat=39.098174&lng=-84.514736
08 | HAMILTON | HAM | IR | 00071 |  | 0.842 |  | SHAMIR00071**C | HAM-71-0.842 | 39.0981 | -84.5119 | 2025-12-31 | Active |  |  |  | State | HL0017200 |  |  | State | M15 | Conventional | [14 empty] | No | No | No |  | HPS | [27 empty] | 2025-11-14 01:16 | NULL |  |  | mhurlow1 | 2018-05-10 12:08 | mneeley | 2024-08-21 07:09 | No | No | No | No | No | Standing | None | None | None | No | No | No |  | No | 2025-11-14 01:16 |  | mneeley | 2025-11-14 01:16 | mneeley | 2025-11-14 01:16 | No Photo Available | No Photo Available | http://data.mapchannels.com/dualmaps6/map.htm?lat=39.098149&lng=-84.511869
08 | HAMILTON | HAM | IR | 00071 |  | 0.846 |  | SHAMIR00071**N | HAM-71-0.846 | 39.0982 | -84.5146 | 2025-12-31 | Active |  |  |  | State | HL0009167 |  |  | State | C24 | Conventional | [14 empty] | No | No | No |  | HPS | [27 empty] | 2025-11-14 01:42 | NULL |  |  | mhurlow1 | 2018-05-10 12:03 | mneeley | 2024-08-22 02:30 | No | No | No | No | No | Standing | None | None | None | No | No | No |  | No | 2025-11-14 01:42 |  | mneeley | 2025-11-14 01:42 | mneeley | 2025-11-14 01:42 | No Photo Available | No Photo Available | http://data.mapchannels.com/dualmaps6/map.htm?lat=39.098197&lng=-84.514581
08 | HAMILTON | HAM | IR | 00071 |  | 0.851 |  | SHAMIR00071**C | HAM-71-0.851 | 39.0982 | -84.5117 | 2025-12-31 | Active |  |  |  | State | HL0011836 |  |  | State | M16 | Conventional | [14 empty] | No | No | No |  | HPS | [27 empty] | 2025-11-14 01:16 | NULL |  |  | mhurlow1 | 2018-05-10 12:08 | mneeley | 2024-08-21 07:10 | No | No | No | No | No | Standing | None | None | None | No | No | No |  | No | 2025-11-14 01:16 |  | mneeley | 2025-11-14 01:17 | mneeley | 2025-11-14 01:17 | No Photo Available | No Photo Available | http://data.mapchannels.com/dualmaps6/map.htm?lat=39.098174&lng=-84.511706
08 | HAMILTON | HAM | IR | 00071 |  | 0.855 |  | SHAMIR00071**N | HAM-71-0.855 | 39.0982 | -84.5144 | 2025-12-31 | Active |  |  |  | State | HL0019840 |  |  | State | C23 | Conventional | [14 empty] | No | No | No |  | HPS | [27 empty] | 2025-11-14 01:41 | NULL |  |  | mhurlow1 | 2018-05-10 12:03 | mneeley | 2024-08-22 02:30 | No | No | No | No | No | Standing | None | None | None | No | No | No |  | No | 2025-11-14 01:41 |  | mneeley | 2025-11-14 01:42 | mneeley | 2025-11-14 01:42 | No Photo Available | No Photo Available | http://data.mapchannels.com/dualmaps6/map.htm?lat=39.098220&lng=-84.514415
08 | HAMILTON | HAM | IR | 00071 |  | 0.859 |  | SHAMIR00071**C | HAM-71-0.859 | 39.0982 | -84.5115 | 2025-12-31 | Active |  |  |  | State | HL0018236 |  |  | State | M17 | Conventional | [14 empty] | No | No | No |  | HPS | [27 empty] | 2025-11-14 01:17 | NULL |  |  | mhurlow1 | 2018-05-10 12:08 | mneeley | 2024-08-21 07:10 | No | No | No | No | No | Standing | None | None | None | No | No | No |  | No | 2025-11-14 01:17 |  | mneeley | 2025-11-14 01:17 | mneeley | 2025-11-14 01:17 | No Photo Available | No Photo Available | http://data.mapchannels.com/dualmaps6/map.htm?lat=39.098197&lng=-84.511547
08 | HAMILTON | HAM | IR | 00071 |  | 0.863 |  | SHAMIR00071**N | HAM-71-0.863 | 39.0982 | -84.5143 | 2025-12-31 | Active |  |  |  | State | HL0013967 |  |  | State | C22 | Conventional | [14 empty] | No | No | No |  | HPS | [27 empty] | 2025-11-14 01:41 | NULL |  |  | mhurlow1 | 2018-05-10 12:03 | mneeley | 2024-08-22 02:29 | No | No | No | No | No | Standing | None | None | None | No | No | No |  | No | 2025-11-14 01:41 |  | mneeley | 2025-11-14 01:41 | mneeley | 2025-11-14 01:41 | No Photo Available | No Photo Available | http://data.mapchannels.com/dualmaps6/map.htm?lat=39.098241&lng=-84.514254
08 | HAMILTON | HAM | IR | 00071 |  | 0.867 |  | SHAMIR00071**C | HAM-71-0.867 | 39.0982 | -84.5114 | 2025-12-31 | Active |  |  |  | State | HL0020919 |  |  | State | M18 | Conventional | [14 empty] | No | No | No |  | HPS | [27 empty] | 2025-11-14 01:17 | NULL |  |  | mhurlow1 | 2018-05-10 12:11 | mneeley | 2024-08-21 07:11 | No | No | No | No | No | Standing | None | None | None | No | No | No |  | No | 2025-11-14 01:17 |  | mneeley | 2025-11-14 01:17 | mneeley | 2025-11-14 01:17 | No Photo Available | No Photo Available | http://data.mapchannels.com/dualmaps6/map.htm?lat=39.098222&lng=-84.511405
08 | HAMILTON | HAM | IR | 00071 |  | 0.876 |  | SHAMIR00071**C | HAM-71-0.876 | 39.0982 | -84.5112 | 2025-12-31 | Active |  |  |  | State | HL0001798 |  |  | State | M19 | Conventional | [14 empty] | No | No | No |  | HPS | [27 empty] | 2025-11-14 01:17 | NULL |  |  | mhurlow1 | 2018-05-10 12:11 | mneeley | 2024-08-21 07:12 | No | No | No | No | No | Standing | None | None | None | No | No | No |  | No | 2025-11-14 01:17 |  | mneeley | 2025-11-14 01:17 | mneeley | 2025-11-14 01:17 | No Photo Available | No Photo Available | http://data.mapchannels.com/dualmaps6/map.htm?lat=39.098240&lng=-84.511245
08 | HAMILTON | HAM | IR | 00071 |  | 0.885 |  | SHAMIR00071**C | HAM-71-0.885 | 39.0983 | -84.5111 | 2025-12-31 | Active |  |  |  | State | HL0004807 |  |  | State | M20 | Conventional | [14 empty] | No | No | No |  | HPS | [27 empty] | 2025-11-14 01:17 | NULL |  |  | mhurlow1 | 2018-05-10 12:11 | mneeley | 2024-08-21 07:13 | No | No | No | No | No | Standing | None | None | None | No | No | No |  | No | 2025-11-14 01:17 |  | mneeley | 2025-11-14 01:18 | mneeley | 2025-11-14 01:18 | No Photo Available | No Photo Available | http://data.mapchannels.com/dualmaps6/map.htm?lat=39.098270&lng=-84.511083
08 | HAMILTON | HAM | IR | 00071 |  | 0.893 |  | SHAMIR00071**C | HAM-71-0.893 | 39.0983 | -84.5109 | 2025-12-31 | Active |  |  |  | State | HL0021642 |  |  | State | M21 | Conventional | [14 empty] | No | No | No |  | HPS | [27 empty] | 2025-11-14 01:18 | NULL |  |  | mhurlow1 | 2018-05-10 12:11 | mneeley | 2024-08-21 07:14 | No | No | No | No | No | Standing | None | None | None | No | No | No |  | No | 2025-11-14 01:18 |  | mneeley | 2025-11-14 01:18 | mneeley | 2025-11-14 01:18 | No Photo Available | No Photo Available | http://data.mapchannels.com/dualmaps6/map.htm?lat=39.098301&lng=-84.510928
08 | HAMILTON | HAM | IR | 00071 |  | 0.9 |  | SHAMIR00071**N | HAM-71-0.900 | 39.0983 | -84.5136 | 2025-12-31 | Active |  |  |  | State | HL0005421 |  |  | State | C21 | Conventional | [14 empty] | No | No | No |  | HPS | [27 empty] | 2025-11-14 01:41 | NULL |  |  | mhurlow1 | 2018-05-10 12:04 | mneeley | 2024-08-22 02:28 | No | No | No | No | No | Standing | None | None | None | No | No | No |  | No | 2025-11-14 01:41 |  | mneeley | 2025-11-14 01:41 | mneeley | 2025-11-14 01:41 | No Photo Available | No Photo Available | http://data.mapchannels.com/dualmaps6/map.htm?lat=39.098347&lng=-84.513596
08 | HAMILTON | HAM | IR | 00071 |  | 0.908 |  | SHAMIR00071**N | HAM-71-0.908 | 39.0984 | -84.5134 | 2025-12-31 | Active |  |  |  | State | HL0020681 |  |  | State | C20 | Conventional | [14 empty] | No | No | No |  | HPS | [27 empty] | 2025-11-14 01:41 | NULL |  |  | mhurlow1 | 2018-05-10 12:04 | mneeley | 2024-08-22 02:28 | No | No | No | No | No | Standing | None | None | None | No | No | No |  | No | 2025-11-14 01:41 |  | mneeley | 2025-11-14 01:41 | mneeley | 2025-11-14 01:41 | No Photo Available | No Photo Available | http://data.mapchannels.com/dualmaps6/map.htm?lat=39.098368&lng=-84.513436
08 | HAMILTON | HAM | IR | 00071 |  | 0.917 |  | SHAMIR00071**N | HAM-71-0.917 | 39.0984 | -84.5133 | 2025-12-31 | Active |  |  |  | State | HL0009566 |  |  | State | C19 | Conventional | [14 empty] | No | No | No |  | HPS | [27 empty] | 2025-11-14 01:41 | NULL |  |  | mhurlow1 | 2018-05-10 12:05 | mneeley | 2024-08-22 02:27 | No | No | No | No | No | Standing | None | None | None | No | No | No |  | No | 2025-11-14 01:41 |  | mneeley | 2025-11-14 01:41 | mneeley | 2025-11-14 01:41 | No Photo Available | No Photo Available | http://data.mapchannels.com/dualmaps6/map.htm?lat=39.098390&lng=-84.513279
08 | HAMILTON | HAM | IR | 00071 |  | 0.926 |  | SHAMIR00071**N | HAM-71-0.926 | 39.0984 | -84.5131 | 2025-12-31 | Active |  |  |  | State | HL0002013 |  |  | State | c18 | Conventional | [14 empty] | No | No | No |  | HPS | [27 empty] | 2025-11-14 01:40 | NULL |  |  | mhurlow1 | 2018-05-10 12:05 | mneeley | 2024-08-22 02:27 | No | No | No | No | No | Standing | None | None | None | No | No | No |  | No | 2025-11-14 01:40 |  | mneeley | 2025-11-14 01:41 | mneeley | 2025-11-14 01:41 | No Photo Available | No Photo Available | http://data.mapchannels.com/dualmaps6/map.htm?lat=39.098414&lng=-84.513114
08 | HAMILTON | HAM | IR | 00071 |  | 0.929 |  | SHAMIR00071**C | HAM-71-0.929 | 39.0984 | -84.5103 | 2025-12-31 | Active |  |  |  | State | HL0008385 |  |  | State | M22 | Conventional | [14 empty] | No | No | No |  | HPS | [27 empty] | 2025-11-14 01:18 | NULL |  |  | mhurlow1 | 2018-05-10 12:12 | mneeley | 2024-08-21 07:17 | No | No | No | No | No | Standing | None | None | None | No | No | No |  | No | 2025-11-14 01:18 |  | mneeley | 2025-11-14 01:18 | mneeley | 2025-11-14 01:18 | No Photo Available | No Photo Available | http://data.mapchannels.com/dualmaps6/map.htm?lat=39.098389&lng=-84.510279
08 | HAMILTON | HAM | IR | 00071 |  | 0.934 |  | SHAMIR00071**N | HAM-71-0.934 | 39.0984 | -84.513 | 2025-12-31 | Active |  |  |  | State | HL0021888 |  |  | State | c17 | Conventional | [14 empty] | No | No | No |  | HPS | [27 empty] | 2025-11-14 01:40 | NULL |  |  | mhurlow1 | 2018-05-10 12:05 | mneeley | 2024-08-22 02:26 | No | No | No | No | No | Standing | None | None | None | No | No | No |  | No | 2025-11-14 01:40 |  | mneeley | 2025-11-14 01:40 | mneeley | 2025-11-14 01:40 | No Photo Available | No Photo Available | http://data.mapchannels.com/dualmaps6/map.htm?lat=39.098439&lng=-84.512961
08 | HAMILTON | HAM | IR | 00071 |  | 0.938 |  | SHAMIR00071**C | HAM-71-0.938 | 39.0984 | -84.5101 | 2025-12-31 | Active |  |  |  | State | HL0014430 |  |  | State | M23 | Conventional | [14 empty] | No | No | No |  | HPS | [27 empty] | 2025-11-14 01:20 | NULL |  |  | mhurlow1 | 2018-05-10 12:12 | mneeley | 2024-08-21 07:18 | No | No | No | No | No | Standing | None | None | None | No | No | No |  | No | 2025-11-14 01:20 |  | mneeley | 2025-11-14 01:20 | mneeley | 2025-11-14 01:20 | No Photo Available | No Photo Available | http://data.mapchannels.com/dualmaps6/map.htm?lat=39.098418&lng=-84.510118
08 | HAMILTON | HAM | IR | 00071 |  | 0.943 |  | SHAMIR00071**N | HAM-71-0.943 | 39.0985 | -84.5128 | 2025-12-31 | Active |  |  |  | State | HL0009706 |  |  | State | C16 | Conventional | [14 empty] | No | No | No |  | HPS | [27 empty] | 2025-11-14 01:40 | NULL |  |  | mhurlow1 | 2018-05-10 12:05 | mneeley | 2024-08-22 02:25 | No | No | No | No | No | Standing | None | None | None | No | No | No |  | No | 2025-11-14 01:40 |  | mneeley | 2025-11-14 01:40 | mneeley | 2025-11-14 01:40 | No Photo Available | No Photo Available | http://data.mapchannels.com/dualmaps6/map.htm?lat=39.098464&lng=-84.512800
08 | HAMILTON | HAM | IR | 00071 |  | 0.946 |  | SHAMIR00071**C | HAM-71-0.946 | 39.0984 | -84.51 | 2025-12-31 | Active |  |  |  | State | HL0010870 |  |  | State | M24 | Conventional | [14 empty] | No | No | No |  | HPS | [27 empty] | 2025-11-14 01:26 | NULL |  |  | mhurlow1 | 2018-05-10 12:12 | mneeley | 2024-08-21 07:18 | No | No | No | No | No | Standing | None | None | None | No | No | No |  | No | 2025-11-14 01:26 |  | mneeley | 2025-11-14 01:26 | mneeley | 2025-11-14 01:26 | No Photo Available | No Photo Available | http://data.mapchannels.com/dualmaps6/map.htm?lat=39.098441&lng=-84.509962
08 | HAMILTON | HAM | IR | 00071 |  | 0.952 |  | SHAMIR00071**N | HAM-71-0.952 | 39.0985 | -84.5126 | 2025-12-31 | Active |  |  |  | State | HL0002272 |  |  | State | C15 | Conventional | [14 empty] | No | No | No |  | HPS | [27 empty] | 2025-11-14 01:40 | NULL |  |  | mhurlow1 | 2018-05-10 12:05 | mneeley | 2024-08-22 02:24 | No | No | No | No | No | Standing | None | None | None | No | No | No |  | No | 2025-11-14 01:40 |  | mneeley | 2025-11-14 01:40 | mneeley | 2025-11-14 01:40 | No Photo Available | No Photo Available | http://data.mapchannels.com/dualmaps6/map.htm?lat=39.098482&lng=-84.512642
08 | HAMILTON | HAM | IR | 00071 |  | 0.955 |  | SHAMIR00071**C | HAM-71-0.955 | 39.0985 | -84.5098 | 2025-12-31 | Active |  |  |  | State | HL0008538 |  |  | State | M25 | Conventional | [14 empty] | No | No | No |  | HPS | [27 empty] | 2025-11-14 01:26 | NULL |  |  | mhurlow1 | 2018-05-10 12:12 | mneeley | 2024-08-21 07:19 | No | No | No | No | No | Standing | None | None | None | No | No | No |  | No | 2025-11-14 01:26 |  | mneeley | 2025-11-14 01:26 | mneeley | 2025-11-14 01:26 | No Photo Available | No Photo Available | http://data.mapchannels.com/dualmaps6/map.htm?lat=39.098462&lng=-84.509798
08 | HAMILTON | HAM | IR | 00071 |  | 0.964 |  | SHAMIR00071**C | HAM-71-0.964 | 39.0985 | -84.5096 | 2025-12-31 | Active |  |  |  | State | HL0004905 |  |  | State | M26 | Conventional | [14 empty] | No | No | No |  | HPS | [27 empty] | 2025-11-14 01:26 | NULL |  |  | mhurlow1 | 2018-05-10 12:12 | mneeley | 2024-08-21 07:20 | No | No | No | No | No | Standing | None | None | None | No | No | No |  | No | 2025-11-14 01:26 |  | mneeley | 2025-11-14 01:26 | mneeley | 2025-11-14 01:26 | No Photo Available | No Photo Available | http://data.mapchannels.com/dualmaps6/map.htm?lat=39.098491&lng=-84.509643
08 | HAMILTON | HAM | IR | 00071 |  | 0.972 |  | SHAMIR00071**C | HAM-71-0.972 | 39.0985 | -84.5095 | 2025-12-31 | Active |  |  |  | State | HL0009740 |  |  | State | M27 | Conventional | [14 empty] | No | No | No |  | HPS | [27 empty] | 2025-11-14 01:26 | NULL |  |  | mhurlow1 | 2018-05-10 12:12 | mneeley | 2024-08-21 07:20 | No | No | No | No | No | Standing | None | None | None | No | No | No |  | No | 2025-11-14 01:26 |  | mneeley | 2025-11-14 01:26 | mneeley | 2025-11-14 01:26 | No Photo Available | No Photo Available | http://data.mapchannels.com/dualmaps6/map.htm?lat=39.098507&lng=-84.509482
08 | HAMILTON | HAM | IR | 00071 |  | 0.981 |  | SHAMIR00071**C | HAM-71-0.981 | 39.0985 | -84.5093 | 2025-12-31 | Active |  |  |  | State | HL0016076 |  |  | State | M28 | Conventional | [14 empty] | No | No | No |  | HPS | [27 empty] | 2025-11-14 01:26 | NULL |  |  | mhurlow1 | 2018-05-10 12:12 | mneeley | 2024-08-21 07:21 | No | No | No | No | No | Standing | None | None | None | No | No | No |  | No | 2025-11-14 01:26 |  | mneeley | 2025-11-14 01:27 | mneeley | 2025-11-14 01:27 | No Photo Available | No Photo Available | http://data.mapchannels.com/dualmaps6/map.htm?lat=39.098536&lng=-84.509324
08 | HAMILTON | HAM | IR | 00071 |  | 0.989 |  | SHAMIR00071**N | HAM-71-0.989 | 39.0986 | -84.512 | 2025-12-31 | Active |  |  |  | State | HL0025258 |  |  | State | C14 | Conventional | [14 empty] | No | No | No |  | HPS | [27 empty] | 2025-11-14 01:39 | NULL |  |  | mhurlow1 | 2018-05-10 12:07 | mneeley | 2024-08-22 02:22 | No | No | No | No | No | Standing | None | None | None | No | No | No |  | No | 2025-11-14 01:39 |  | mneeley | 2025-11-14 01:40 | mneeley | 2025-11-14 01:40 | No Photo Available | No Photo Available | http://data.mapchannels.com/dualmaps6/map.htm?lat=39.098589&lng=-84.511968
08 | HAMILTON | HAM | IR | 00071 |  | 0.997 |  | SHAMIR00071**N | HAM-71-0.997 | 39.0986 | -84.5118 | 2025-12-31 | Active |  |  |  | State | HL0004041 |  |  | State | C13 | Conventional | [14 empty] | No | No | No |  | HPS | [27 empty] | 2025-11-14 01:39 | NULL |  |  | mhurlow1 | 2018-05-10 12:07 | mneeley | 2024-08-22 02:21 | No | No | No | No | No | Standing | None | None | None | No | No | No |  | No | 2025-11-14 01:39 |  | mneeley | 2025-11-14 01:39 | mneeley | 2025-11-14 01:39 | No Photo Available | No Photo Available | http://data.mapchannels.com/dualmaps6/map.htm?lat=39.098609&lng=-84.511810
08 | HAMILTON | HAM | IR | 00071 |  | 1.006 |  | SHAMIR00071**N | HAM-71-1.006 | 39.0986 | -84.5117 | 2025-12-31 | Active |  |  |  | State | HL0017462 |  |  | State | c12 | Conventional | [14 empty] | No | No | No |  | HPS | [27 empty] | 2025-11-14 01:39 | NULL |  |  | mhurlow1 | 2018-05-10 12:07 | mneeley | 2024-08-22 02:21 | No | No | No | No | No | Standing | None | None | None | No | No | No |  | No | 2025-11-14 01:39 |  | mneeley | 2025-11-14 01:39 | mneeley | 2025-11-14 01:39 | No Photo Available | No Photo Available | http://data.mapchannels.com/dualmaps6/map.htm?lat=39.098632&lng=-84.511655
08 | HAMILTON | HAM | IR | 00071 |  | 1.015 |  | SHAMIR00071**C | HAM-71-1.015 | 39.0986 | -84.5087 | 2025-12-31 | Active |  |  |  | State | HL0018128 |  |  | State | M29 | Conventional | [14 empty] | No | No | No |  | HPS | 1 | [26 empty] | 2025-11-14 01:27 | NULL |  |  | mhurlow1 | 2018-05-10 12:15 | mneeley | 2025-07-01 03:02 | No | No | No | No | No | Standing | None | None | None | No | No | No |  | No | 2025-11-14 01:27 |  | mneeley | 2025-11-14 01:27 | mneeley | 2025-11-14 01:27 | No Photo Available | No Photo Available | http://data.mapchannels.com/dualmaps6/map.htm?lat=39.098642&lng=-84.508716
08 | HAMILTON | HAM | IR | 00071 |  | 1.015 |  | SHAMIR00071**N | HAM-71-1.015 | 39.0987 | -84.5115 | 2025-12-31 | Active |  |  |  | State | HL0019276 |  |  | State | c11 | Conventional | [14 empty] | No | No | No |  | HPS | [27 empty] | 2025-11-14 01:38 | NULL |  |  | mhurlow1 | 2018-05-10 12:07 | mneeley | 2024-08-22 02:20 | No | No | No | No | No | Standing | None | None | None | No | No | No |  | No | 2025-11-14 01:38 |  | mneeley | 2025-11-14 01:39 | mneeley | 2025-11-14 01:39 | No Photo Available | No Photo Available | http://data.mapchannels.com/dualmaps6/map.htm?lat=39.098655&lng=-84.511494
08 | HAMILTON | HAM | IR | 00071 |  | 1.024 |  | SHAMIR00071**N | HAM-71-1.024 | 39.0987 | -84.5113 | 2025-12-31 | Active |  |  |  | State | HL0026662 |  |  | State | C10 | Conventional | [14 empty] | No | No | No |  | HPS | [27 empty] | 2025-11-14 01:38 | NULL |  |  | mhurlow1 | 2018-05-10 12:07 | mneeley | 2024-08-22 02:20 | No | No | No | No | No | Standing | None | None | None | No | No | No |  | No | 2025-11-14 01:38 |  | mneeley | 2025-11-14 01:38 | mneeley | 2025-11-14 01:38 | No Photo Available | No Photo Available | http://data.mapchannels.com/dualmaps6/map.htm?lat=39.098682&lng=-84.511333
08 | HAMILTON | HAM | IR | 00071 |  | 1.032 |  | SHAMIR00071**N | HAM-71-1.032 | 39.0987 | -84.5112 | 2025-12-31 | Active |  |  |  | State | HL0023061 |  |  | State | C9 | Conventional | [14 empty] | No | No | No |  | HPS | [27 empty] | 2025-11-14 01:38 | NULL |  |  | mhurlow1 | 2018-05-10 12:08 | mneeley | 2024-08-22 02:18 | No | No | No | No | No | Standing | None | None | None | No | No | No |  | No | 2025-11-14 01:38 |  | mneeley | 2025-11-14 01:38 | mneeley | 2025-11-14 01:38 | No Photo Available | No Photo Available | http://data.mapchannels.com/dualmaps6/map.htm?lat=39.098703&lng=-84.511172
08 | HAMILTON | HAM | IR | 00071 |  | 1.041 |  | SHAMIR00071**N | HAM-71-1.041 | 39.0987 | -84.511 | 2025-12-31 | Active |  |  |  | State | HL0002747 |  |  | State | C8 | Conventional | [14 empty] | No | No | No |  | HPS | [27 empty] | 2025-11-14 01:38 | NULL |  |  | mhurlow1 | 2018-05-10 12:08 | mneeley | 2024-08-22 02:17 | No | No | No | No | No | Standing | None | None | None | No | No | No |  | No | 2025-11-14 01:38 |  | mneeley | 2025-11-14 01:38 | mneeley | 2025-11-14 01:38 | No Photo Available | No Photo Available | http://data.mapchannels.com/dualmaps6/map.htm?lat=39.098728&lng=-84.511014
08 | HAMILTON | HAM | IR | 00071 |  | 1.046 |  | SHAMIR00071**C | HAM-71-1.046 | 39.0987 | -84.5081 | 2025-12-31 | Active |  |  |  | State | HL0000896 |  |  | State |  | Conventional | [14 empty] | No | No | No |  | HPS | [27 empty] | 2025-11-14 01:27 | NULL |  |  | mhurlow1 | 2018-05-10 12:16 | Dsnyder5 | 2018-07-27 14:07 | No | No | No | No | No | Standing | None | None | None | No | No | No |  | No | 2025-11-14 01:27 |  | mneeley | 2025-11-14 01:27 | mneeley | 2025-11-14 01:27 | No Photo Available | No Photo Available | http://data.mapchannels.com/dualmaps6/map.htm?lat=39.098725&lng=-84.508143
08 | HAMILTON | HAM | IR | 00071 |  | 1.075 |  | SHAMIR00071**N | HAM-71-1.075 | 39.0988 | -84.5104 | 2025-12-31 | Active |  |  |  | State | HL0006159 |  |  | State | C7 | Conventional | [14 empty] | No | No | No |  | HPS | [27 empty] | 2025-11-14 01:37 | NULL |  |  | mhurlow1 | 2018-05-10 12:13 | mneeley | 2024-08-22 02:16 | No | No | No | No | No | Standing | None | None | None | No | No | No |  | No | 2025-11-14 01:37 |  | mneeley | 2025-11-14 01:37 | mneeley | 2025-11-14 01:37 | No Photo Available | No Photo Available | http://data.mapchannels.com/dualmaps6/map.htm?lat=39.098836&lng=-84.510399
08 | HAMILTON | HAM | IR | 00071 |  | 1.078 |  | SHAMIR00071**C | HAM-71-1.078 | 39.0988 | -84.5076 | 2025-12-31 | Active |  |  |  | State | HL0013153 |  |  | State |  | Conventional | [14 empty] | No | No | No |  | HPS | [27 empty] | 2025-11-14 01:27 | NULL |  |  | mhurlow1 | 2018-05-10 12:22 | Dsnyder5 | 2018-07-27 14:07 | No | No | No | No | No | Standing | None | None | None | No | No | No |  | No | 2025-11-14 01:27 |  | mneeley | 2025-11-14 01:27 | mneeley | 2025-11-14 01:27 | No Photo Available | No Photo Available | http://data.mapchannels.com/dualmaps6/map.htm?lat=39.098794&lng=-84.507571
08 | HAMILTON | HAM | IR | 00071 |  | 1.084 |  | SHAMIR00071**N | HAM-71-1.084 | 39.0989 | -84.5102 | 2025-12-31 | Active |  |  |  | State | HL0013078 |  |  | State | C6 | Conventional | [14 empty] | No | No | No |  | HPS | [27 empty] | 2025-11-14 01:37 | NULL |  |  | mhurlow1 | 2018-05-10 12:13 | mneeley | 2024-08-22 02:16 | No | No | No | No | No | Standing | None | None | None | No | No | No |  | No | 2025-11-14 01:37 |  | mneeley | 2025-11-14 01:37 | mneeley | 2025-11-14 01:37 | No Photo Available | No Photo Available | http://data.mapchannels.com/dualmaps6/map.htm?lat=39.098857&lng=-84.510230
08 | HAMILTON | HAM | IR | 00071 |  | 1.092 |  | SHAMIR00071**N | HAM-71-1.092 | 39.0989 | -84.5101 | 2025-12-31 | Active |  |  |  | State | HL0011486 |  |  | State | C5 | Conventional | [14 empty] | No | No | No |  | HPS | [27 empty] | 2025-11-14 01:37 | NULL |  |  | mhurlow1 | 2018-05-10 12:13 | mneeley | 2024-08-22 02:15 | No | No | No | No | No | Standing | None | None | None | No | No | No |  | No | 2025-11-14 01:37 |  | mneeley | 2025-11-14 01:37 | mneeley | 2025-11-14 01:37 | No Photo Available | No Photo Available | http://data.mapchannels.com/dualmaps6/map.htm?lat=39.098878&lng=-84.510088
08 | HAMILTON | HAM | IR | 00071 |  | 1.101 |  | SHAMIR00071**N | HAM-71-1.101 | 39.0989 | -84.5099 | 2025-12-31 | Active |  |  |  | State | HL0004233 |  |  | State | C4 | Conventional | [14 empty] | No | No | No |  | HPS | [27 empty] | 2025-11-14 01:37 | NULL |  |  | mhurlow1 | 2018-05-10 12:13 | mneeley | 2024-08-22 02:14 | No | No | No | No | No | Standing | None | None | None | No | No | No |  | No | 2025-11-14 01:37 |  | mneeley | 2025-11-14 01:37 | mneeley | 2025-11-14 01:37 | No Photo Available | No Photo Available | http://data.mapchannels.com/dualmaps6/map.htm?lat=39.098905&lng=-84.509925
08 | HAMILTON | HAM | IR | 00071 |  | 1.108 |  | SHAMIR00071**C | HAM-71-1.108 | 39.0988 | -84.507 | 2025-12-31 | Active |  |  |  | State | HL0021169 |  |  | State | R-1 | Conventional | [14 empty] | No | No | No |  | HPS | 1 | [26 empty] | 2025-11-14 01:27 | NULL |  |  | mhurlow1 | 2018-05-10 12:25 | ascott3 | 2025-04-25 03:39 | No | No | No | No | No | Standing | None | None | None | No | No | No |  | No | 2025-11-14 01:27 |  | mneeley | 2025-11-14 01:28 | mneeley | 2025-11-14 01:28 | No Photo Available | No Photo Available | http://data.mapchannels.com/dualmaps6/map.htm?lat=39.098817&lng=-84.507016
08 | HAMILTON | HAM | IR | 00071 |  | 1.11 |  | SHAMIR00071**N | HAM-71-1.110 | 39.0989 | -84.5098 | 2025-12-31 | Active |  |  |  | State | HL0006411 |  |  | State | C3 | Conventional | [14 empty] | No | No | No |  | HPS | [27 empty] | 2025-11-14 01:36 | NULL |  |  | mhurlow1 | 2018-05-10 12:13 | mneeley | 2024-08-22 02:14 | No | No | No | No | No | Standing | None | None | None | No | No | No |  | No | 2025-11-14 01:36 |  | mneeley | 2025-11-14 01:37 | mneeley | 2025-11-14 01:37 | No Photo Available | No Photo Available | http://data.mapchannels.com/dualmaps6/map.htm?lat=39.098928&lng=-84.509764
08 | HAMILTON | HAM | IR | 00071 |  | 1.118 |  | SHAMIR00071**N | HAM-71-1.118 | 39.099 | -84.5096 | 2025-12-31 | Active |  |  |  | State | HL0005677 |  |  | State | C2 | Conventional | [14 empty] | No | No | No |  | HPS | [27 empty] | 2025-11-14 01:36 | NULL |  |  | mhurlow1 | 2018-05-10 12:13 | mneeley | 2024-08-22 02:13 | No | No | No | No | No | Standing | None | None | None | No | No | No |  | No | 2025-11-14 01:36 |  | mneeley | 2025-11-14 01:36 | mneeley | 2025-11-14 01:36 | No Photo Available | No Photo Available | http://data.mapchannels.com/dualmaps6/map.htm?lat=39.098951&lng=-84.509605
08 | HAMILTON | HAM | IR | 00071 |  | 1.127 |  | SHAMIR00071**N | HAM-71-1.127 | 39.099 | -84.5094 | 2025-12-31 | Active |  |  |  | State | HL0001945 |  |  | State | C1 | Conventional | [14 empty] | No | No | No |  | HPS | [27 empty] | 2025-11-14 01:36 | NULL |  |  | mhurlow1 | 2018-05-10 12:13 | mneeley | 2024-08-22 02:12 | No | No | No | No | No | Standing | None | None | None | No | No | No |  | No | 2025-11-14 01:36 |  | mneeley | 2025-11-14 01:36 | mneeley | 2025-11-14 01:36 | No Photo Available | No Photo Available | http://data.mapchannels.com/dualmaps6/map.htm?lat=39.098974&lng=-84.509439
08 | HAMILTON | HAM | IR | 00071 |  | 1.139 |  | SHAMIR00071**C | HAM-71-1.139 | 39.0988 | -84.5064 | 2025-12-31 | Active |  |  |  | State | HL0004677 |  |  | State |  | Conventional | [14 empty] | No | No | No |  | HPS | [27 empty] | 2025-11-14 01:28 | NULL |  |  | mhurlow1 | 2018-05-10 12:27 | Dsnyder5 | 2018-07-27 14:07 | No | No | No | No | No | Standing | None | None | None | No | No | No |  | No | 2025-11-14 01:28 |  | mneeley | 2025-11-14 01:28 | mneeley | 2025-11-14 01:28 | No Photo Available | No Photo Available | http://data.mapchannels.com/dualmaps6/map.htm?lat=39.098832&lng=-84.506428
08 | HAMILTON | HAM | IR | 00071 |  | 1.161 |  | SHAMIR00071**N | HAM-71-1.161 | 39.0991 | -84.5088 | 2025-12-31 | Active |  |  |  | State | HL0023034 |  |  | State | D10 | Conventional | [14 empty] | No | No | No |  | HPS | 1 | [26 empty] | 2025-11-14 01:35 | NULL |  |  | mhurlow1 | 2018-05-10 12:17 | mneeley | 2025-07-01 03:20 | No | No | No | No | No | Standing | None | None | None | No | No | No |  | No | 2025-11-14 01:35 |  | mneeley | 2025-11-14 01:35 | mneeley | 2025-11-14 01:35 | No Photo Available | No Photo Available | http://data.mapchannels.com/dualmaps6/map.htm?lat=39.099065&lng=-84.508828
08 | HAMILTON | HAM | IR | 00071 |  | 1.17 |  | SHAMIR00071**C | HAM-71-1.170 | 39.0988 | -84.5058 | 2025-12-31 | Active |  |  |  | State | HL0019266 |  |  | State | R-2 | Conventional | [14 empty] | No | No | No |  | HPS | 1 | [26 empty] | 2025-11-14 01:28 | NULL |  |  | mhurlow1 | 2018-05-10 12:28 | ascott3 | 2025-04-25 03:39 | No | No | No | No | No | Standing | None | None | None | No | No | No |  | No | 2025-11-14 01:28 |  | mneeley | 2025-11-14 01:28 | mneeley | 2025-11-14 01:28 | No Photo Available | No Photo Available | http://data.mapchannels.com/dualmaps6/map.htm?lat=39.098850&lng=-84.505848
08 | HAMILTON | HAM | IR | 00071 |  | 1.192 |  | SHAMIR00071**N | HAM-71-1.192 | 39.0992 | -84.5083 | 2025-12-31 | Active |  |  |  | State | HL0025194 |  |  | State | d8 | Conventional | [14 empty] | No | No | No |  | HPS | 1 | [26 empty] | 2025-11-14 01:35 | NULL |  |  | mhurlow1 | 2018-05-10 12:18 | mneeley | 2025-07-01 03:20 | No | No | No | No | No | Standing | None | None | None | No | No | No |  | No | 2025-11-14 01:35 |  | mneeley | 2025-11-14 01:35 | mneeley | 2025-11-14 01:35 | No Photo Available | No Photo Available | http://data.mapchannels.com/dualmaps6/map.htm?lat=39.099150&lng=-84.508254
08 | HAMILTON | HAM | IR | 00071 |  | 1.202 |  | SHAMIR00071**C | HAM-71-1.202 | 39.0989 | -84.5052 | 2025-12-31 | Active |  |  |  | State | HL0020909 |  |  | State |  | Conventional | [14 empty] | No | No | No |  | HPS | [27 empty] | 2025-11-14 01:28 | NULL |  |  | mhurlow1 | 2018-05-10 12:30 | Dsnyder5 | 2018-07-27 14:07 | No | No | No | No | No | Standing | None | None | None | No | No | No |  | No | 2025-11-14 01:28 |  | mneeley | 2025-11-14 01:29 | mneeley | 2025-11-14 01:29 | No Photo Available | No Photo Available | http://data.mapchannels.com/dualmaps6/map.htm?lat=39.098943&lng=-84.505246
08 | HAMILTON | HAM | IR | 00071 |  | 1.223 |  | SHAMIR00071**N | HAM-71-1.223 | 39.0992 | -84.5077 | 2025-12-31 | Active |  |  |  | State | HL0023161 |  |  | State | D-7 | Conventional | [14 empty] | No | No | No |  | HPS | 1 | [26 empty] | 2025-11-14 01:34 | NULL |  |  | mhurlow1 | 2018-05-10 12:23 | ascott3 | 2025-05-06 04:14 | No | No | No | No | No | Standing | None | None | None | No | No | No |  | No | 2025-11-14 01:34 |  | mneeley | 2025-11-14 01:35 | mneeley | 2025-11-14 01:35 | No Photo Available | No Photo Available | http://data.mapchannels.com/dualmaps6/map.htm?lat=39.099224&lng=-84.507688
08 | HAMILTON | HAM | IR | 00071 |  | 1.234 |  | SHAMIR00071**C | HAM-71-1.234 | 39.0991 | -84.5047 | 2025-12-31 | Active |  |  |  | State | HL0009988 |  |  | State |  | Conventional | [14 empty] | No | No | No |  | HPS | [27 empty] | 2025-11-14 01:29 | NULL |  |  | mhurlow1 | 2018-05-10 12:31 | Dsnyder5 | 2018-07-27 14:07 | No | No | No | No | No | Standing | None | None | None | No | No | No |  | No | 2025-11-14 01:29 |  | mneeley | 2025-11-14 01:29 | mneeley | 2025-11-14 01:29 | No Photo Available | No Photo Available | http://data.mapchannels.com/dualmaps6/map.htm?lat=39.099141&lng=-84.504704
08 | HAMILTON | HAM | IR | 00071 |  | 1.254 |  | SHAMIR00071**N | HAM-71-1.254 | 39.0993 | -84.5071 | 2025-12-31 | Active |  |  |  | State | HL0024651 |  |  | State | D-6 | Conventional | [14 empty] | No | No | No |  | HPS | 1 | [26 empty] | 2025-11-14 01:34 | NULL |  |  | mhurlow1 | 2018-05-10 12:38 | ascott3 | 2025-05-06 04:06 | No | No | No | No | No | Standing | None | None | None | No | No | No |  | No | 2025-11-14 01:34 |  | mneeley | 2025-11-14 01:34 | mneeley | 2025-11-14 01:34 | No Photo Available | No Photo Available | http://data.mapchannels.com/dualmaps6/map.htm?lat=39.099295&lng=-84.507118
08 | HAMILTON | HAM | IR | 00071 |  | 1.256 |  | SHAMIR00071**N | HAM-71-1.256 | 39.0991 | -84.507 | 2025-12-31 | Active |  |  |  | State | HL0020842 |  |  | State |  | Conventional | [14 empty] | No | No | No |  | HPS | [28 empty] | NULL |  |  | mhurlow1 | 2018-05-10 12:36 | Dsnyder5 | 2018-07-27 14:07 | [20 empty] | No Photo Available | No Photo Available | http://data.mapchannels.com/dualmaps6/map.htm?lat=39.099114&lng=-84.507032
08 | HAMILTON | HAM | IR | 00071 |  | 1.286 |  | SHAMIR00071**N | HAM-71-1.286 | 39.0994 | -84.5065 | 2025-12-31 | Active |  |  |  | State | HL0007521 |  |  | State | D-5 | Conventional | [14 empty] | No | No | No |  | HPS | 1 | [26 empty] | 2025-11-14 01:33 | NULL |  |  | mhurlow1 | 2018-05-10 12:41 | ascott3 | 2025-05-06 04:05 | No | No | No | No | No | Standing | None | None | None | No | No | No |  | No | 2025-11-14 01:33 |  | mneeley | 2025-11-14 01:34 | mneeley | 2025-11-14 01:34 | No Photo Available | No Photo Available | http://data.mapchannels.com/dualmaps6/map.htm?lat=39.099381&lng=-84.506547
08 | HAMILTON | HAM | IR | 00071 |  | 1.32 |  | SHAMIR00071**N | HAM-71-1.320 | 39.0995 | -84.5059 | 2025-12-31 | Active |  |  |  | State | HL0014061 |  |  | State | D-4 | Conventional | [14 empty] | No | No | No |  | HPS | 1 | [26 empty] | 2025-11-14 01:33 | NULL |  |  | mhurlow1 | 2018-05-10 12:42 | ascott3 | 2025-05-06 03:52 | No | No | No | No | No | Standing | None | None | None | No | No | No |  | No | 2025-11-14 01:33 |  | mneeley | 2025-11-14 01:33 | mneeley | 2025-11-14 01:33 | https://collectorweb.dot.state.oh.us/arcgis/rest/services/HIGHWAY_LIGHTING/HighwayLighting_Reference/FeatureServer/6/14061/attachments/ | No Photo Available | http://data.mapchannels.com/dualmaps6/map.htm?lat=39.099494&lng=-84.505943
08 | HAMILTON | HAM | IR | 00071 |  | 1.381 |  | SHAMIR00071**N | HAM-71-1.381 | 39.0999 | -84.505 | 2025-12-31 | Active |  |  |  | State | HL0022153 |  |  | State | D-2 | Conventional | [14 empty] | No | No | No |  | HPS | 1 | [26 empty] | 2025-11-14 01:31 | NULL |  |  | mhurlow1 | 2018-05-10 12:48 | ascott3 | 2025-05-06 03:25 | No | No | No | No | No | Standing | None | None | None | No | No | No |  | No | 2025-11-14 01:31 |  | mneeley | 2025-11-14 01:32 | mneeley | 2025-11-14 01:32 | No Photo Available | No Photo Available | http://data.mapchannels.com/dualmaps6/map.htm?lat=39.099875&lng=-84.504965
08 | HAMILTON | HAM | IR | 00071 |  | 1.41 |  | SHAMIR00071**N | HAM-71-1.410 | 39.1002 | -84.5046 | 2025-12-31 | Active |  |  |  | State | HL0021382 |  |  | State | D-1 | Conventional | [14 empty] | No | No | No |  | HPS | 1 | [26 empty] | 2025-11-14 01:31 | NULL |  |  | mhurlow1 | 2018-05-10 12:40 | ascott3 | 2025-05-06 03:25 | No | No | No | No | No | Standing | None | None | None | No | No | No |  | No | 2025-11-14 01:31 |  | mneeley | 2025-11-14 01:32 | mneeley | 2025-11-14 01:32 | No Photo Available | No Photo Available | http://data.mapchannels.com/dualmaps6/map.htm?lat=39.100193&lng=-84.504648
08 | HAMILTON | HAM | IR | 00071 |  | 1.84 |  | SHAMIR00071**N | HAM-71-1.840 | 39.1062 | -84.5041 | 2025-12-31 | Active |  |  |  | State | HL0024266 |  |  | State | L2A7 | Conventional | [14 empty] | No | No | No |  | HPS | 1 | [26 empty] | 2025-11-12 01:52 | NULL |  |  | mhurlow1 | 2018-05-10 12:53 | mneeley | 2025-07-01 03:33 | No | No | No | No | No | Standing | None | None | None | No | No | No |  | No | 2025-11-12 01:52 |  | mneeley | 2025-11-12 01:52 | mneeley | 2025-11-12 01:52 | No Photo Available | No Photo Available | http://data.mapchannels.com/dualmaps6/map.htm?lat=39.106161&lng=-84.504114
08 | HAMILTON | HAM | IR | 00071 |  | 1.882 |  | SHAMIR00071**N | HAM-71-1.882 | 39.1067 | -84.5038 | 2025-12-31 | Active |  |  |  | State | HL0010782 |  |  | State | L2A8 | Conventional | [14 empty] | No | No | No |  | HPS | 1 | [26 empty] | 2025-11-12 01:52 | NULL |  |  | mhurlow1 | 2018-05-10 12:53 | mneeley | 2025-11-11 00:44 | No | No | No | No | No | Standing | None | None | None | No | No | No |  | No | 2025-11-12 01:52 |  | mneeley | 2025-11-12 01:52 | mneeley | 2025-11-12 01:52 | No Photo Available | No Photo Available | http://data.mapchannels.com/dualmaps6/map.htm?lat=39.106718&lng=-84.503793
08 | HAMILTON | HAM | IR | 00071 |  | 1.922 |  | SHAMIR00071**N | HAM-71-1.922 | 39.1072 | -84.5034 | 2025-12-31 | Active |  |  |  | State | HL0014621 |  |  | State | L5A2 | Conventional | [14 empty] | No | No | No |  | HPS | [27 empty] | 2025-11-12 01:53 | NULL |  |  | mhurlow1 | 2018-05-10 13:02 | mneeley | 2024-08-01 01:58 | No | No | No | No | No | Standing | None | None | None | No | No | No |  | No | 2025-11-12 01:53 |  | mneeley | 2025-11-12 01:53 | mneeley | 2025-11-12 01:53 | No Photo Available | No Photo Available | http://data.mapchannels.com/dualmaps6/map.htm?lat=39.107224&lng=-84.503432
08 | HAMILTON | HAM | IR | 00071 |  | 1.966 |  | SHAMIR00071**N | HAM-71-1.966 | 39.1078 | -84.503 | 2025-12-31 | Active |  |  |  | State | HL0022284 |  |  | State | L5A3 | Conventional | [14 empty] | No | No | No |  | HPS | [27 empty] | 2025-11-12 01:53 | NULL |  |  | mhurlow1 | 2018-05-10 13:02 | mneeley | 2024-08-01 02:00 | No | No | No | No | No | Standing | None | None | None | No | No | No |  | No | 2025-11-12 01:53 |  | mneeley | 2025-11-12 01:53 | mneeley | 2025-11-12 01:53 | No Photo Available | No Photo Available | http://data.mapchannels.com/dualmaps6/map.htm?lat=39.107789&lng=-84.503043
08 | HAMILTON | HAM | IR | 00071 |  | 2.013 |  | SHAMIR00071**N | HAM-71-2.013 | 39.1084 | -84.5026 | 2025-12-31 | Active |  |  |  | State | HL0017385 |  |  | State | L5A4 | Conventional | [14 empty] | No | No | No |  | HPS | [27 empty] | 2025-11-12 01:53 | NULL |  |  | mhurlow1 | 2018-05-10 13:02 | mneeley | 2024-08-01 02:01 | No | No | No | No | No | Standing | None | None | None | No | No | No |  | No | 2025-11-12 01:53 |  | mneeley | 2025-11-12 01:53 | mneeley | 2025-11-12 01:53 | No Photo Available | No Photo Available | http://data.mapchannels.com/dualmaps6/map.htm?lat=39.108390&lng=-84.502630
08 | HAMILTON | HAM | IR | 00071 |  | 2.06 |  | SHAMIR00071**N | HAM-71-2.060 | 39.109 | -84.5022 | 2025-12-31 | Active |  |  |  | State | HL0016564 |  |  | State | L5A5 | Conventional | [14 empty] | No | No | No |  | HPS | [27 empty] | 2025-11-12 01:53 | NULL |  |  | mhurlow1 | 2018-05-10 13:03 | mneeley | 2024-08-01 02:02 | No | No | No | No | No | Standing | None | None | None | No | No | No |  | No | 2025-11-12 01:53 |  | mneeley | 2025-11-12 01:53 | mneeley | 2025-11-12 01:53 | No Photo Available | No Photo Available | http://data.mapchannels.com/dualmaps6/map.htm?lat=39.108998&lng=-84.502236
08 | HAMILTON | HAM | IR | 00071 |  | 2.066 |  | SHAMIR00071**C | HAM-71-2.066 | 39.1104 | -84.5013 | 2025-12-31 | Active |  |  |  | State | HL0034936 |  |  | State | L5C9 | Conventional | [14 empty] | No | No | No |  | HPS | 1 | [26 empty] | 2025-11-12 01:47 | NULL |  |  | rdixon5 | 2022-01-14 06:05 | mneeley | 2025-11-11 01:07 | No | No | No | No | No | Standing | None | None | None | No | No | No |  | No | 2025-11-12 01:47 |  | mneeley | 2025-11-12 01:47 | mneeley | 2025-11-12 01:47 | No Photo Available | No Photo Available | http://data.mapchannels.com/dualmaps6/map.htm?lat=39.110368&lng=-84.501349
08 | HAMILTON | HAM | IR | 00071 |  | 2.108 |  | SHAMIR00071**N | HAM-71-2.108 | 39.1096 | -84.5018 | 2025-12-31 | Active |  |  |  | State | HL0017317 |  |  | State | L5A6 | Conventional | [14 empty] | No | No | No |  | HPS | [27 empty] | 2025-11-12 01:54 | NULL |  |  | mhurlow1 | 2018-05-10 13:04 | mneeley | 2024-08-01 02:03 | No | No | No | No | No | Standing | None | None | None | No | No | No |  | No | 2025-11-12 01:54 |  | mneeley | 2025-11-12 01:54 | mneeley | 2025-11-12 01:54 | No Photo Available | No Photo Available | http://data.mapchannels.com/dualmaps6/map.htm?lat=39.109623&lng=-84.501823
08 | HAMILTON | HAM | IR | 00071 |  | 2.121 |  | SHAMIR00071**C | HAM-71-2.121 | 39.1111 | -84.5011 | 2025-12-31 | Active |  |  |  | State | HL0015784 |  |  | State | L5A11 | Conventional | [14 empty] | No | No | No |  | HPS | [27 empty] | 2025-11-12 01:55 | NULL |  |  | mhurlow1 | 2018-05-10 13:15 | mneeley | 2024-08-01 22:05 | No | No | No | No | No | Standing | None | None | None | No | No | No |  | No | 2025-11-12 01:55 |  | mneeley | 2025-11-12 01:55 | mneeley | 2025-11-12 01:55 | https://collectorweb.dot.state.oh.us/arcgis/rest/services/HIGHWAY_LIGHTING/HighwayLighting_Reference/FeatureServer/6/15784/attachments/ | No Photo Available | http://data.mapchannels.com/dualmaps6/map.htm?lat=39.111140&lng=-84.501106
08 | HAMILTON | HAM | IR | 00071 |  | 2.145 |  | SHAMIR00071**N | HAM-71-2.145 | 39.1101 | -84.5016 | 2025-12-31 | Active |  |  |  | State | HL0006972 |  |  | State | L5A-8 | Conventional | [14 empty] | No | No | No |  | HPS | 1 | [26 empty] | 2025-11-12 01:54 | NULL |  |  | mhurlow1 | 2018-05-10 13:04 | mneeley | 2025-11-11 00:42 | No | No | No | No | No | Standing | None | None | None | No | No | No |  | No | 2025-11-12 01:54 |  | mneeley | 2025-11-12 01:54 | mneeley | 2025-11-12 01:54 | No Photo Available | No Photo Available | http://data.mapchannels.com/dualmaps6/map.htm?lat=39.110112&lng=-84.501557
08 | HAMILTON | HAM | IR | 00071 |  | 2.18 |  | SHAMIR00071**N | HAM-71-2.180 | 39.1106 | -84.5013 | 2025-12-31 | Active |  |  |  | State | HL0025737 |  |  | State | L5A10 | Conventional | [14 empty] | No | No | No |  | HPS | 1 | [26 empty] | 2025-11-12 01:54 | NULL |  |  | mhurlow1 | 2018-05-10 13:04 | mneeley | 2025-11-11 01:06 | No | No | No | No | No | Standing | None | None | None | No | No | No |  | No | 2025-11-12 01:54 |  | mneeley | 2025-11-12 01:55 | mneeley | 2025-11-12 01:55 | No Photo Available | No Photo Available | http://data.mapchannels.com/dualmaps6/map.htm?lat=39.110599&lng=-84.501332
08 | HAMILTON | HAM | IR | 00071 |  | 2.226 |  | SHAMIR00071**C | HAM-71-2.226 | 39.1126 | -84.5007 | 2025-12-31 | Active |  |  |  | State | HL0008877 |  |  | State | L6A1 | Conventional | [14 empty] | No | No | No |  | HPS | [27 empty] | 2025-11-12 01:55 | NULL |  |  | mhurlow1 | 2018-05-10 13:35 | mneeley | 2024-08-01 02:20 | No | No | No | No | No | Standing | None | None | None | No | No | No |  | No | 2025-11-12 01:55 |  | mneeley | 2025-11-12 01:55 | mneeley | 2025-11-12 01:55 | No Photo Available | No Photo Available | http://data.mapchannels.com/dualmaps6/map.htm?lat=39.112612&lng=-84.500707
08 | HAMILTON | HAM | IR | 00071 |  | 2.246 |  | SHAMIR00071**C | HAM-71-2.246 | 39.1129 | -84.5004 | 2025-12-31 | Active |  |  |  | State | HL0006186 |  |  | State | L7A7 | Conventional | [14 empty] | No | No | No |  | HPS | [27 empty] | 2024-08-06 05:08 | NULL |  |  | mhurlow1 | 2018-05-10 13:36 | mneeley | 2024-08-06 05:08 | No | No | No | No | No | Standing | None | None | None | No | No | No |  |  | 2024-08-06 05:08 |  | mneeley | 2024-08-06 05:09 | mneeley | 2024-08-06 05:09 | No Photo Available | https://collectorweb.dot.state.oh.us/arcgis/rest/services/HIGHWAY_LIGHTING/HighwayLighting_Reference/FeatureServer/7/503804/attachments/ | http://data.mapchannels.com/dualmaps6/map.htm?lat=39.112873&lng=-84.500410
08 | HAMILTON | HAM | IR | 00071 |  | 2.274 |  | SHAMIR00071**C | HAM-71-2.274 | 39.1133 | -84.5003 | 2025-12-31 | Active |  |  |  | State | HL0013235 |  |  | State | L7A8 | Conventional | [14 empty] | No | No | No |  | HPS | [27 empty] | 2025-11-12 01:56 | NULL |  |  | mhurlow1 | 2018-05-10 13:36 | mneeley | 2024-08-06 05:06 | No | No | No | No | No | Standing | None | None | None | No | No | No |  | No | 2025-11-12 01:56 |  | mneeley | 2025-11-12 01:56 | mneeley | 2025-11-12 01:56 | No Photo Available | No Photo Available | http://data.mapchannels.com/dualmaps6/map.htm?lat=39.113278&lng=-84.500316
08 | HAMILTON | HAM | IR | 00071 |  | 2.3 |  | SHAMIR00071**C | HAM-71-2.300 | 39.1136 | -84.5003 | 2025-12-31 | Active |  |  |  | State | HL0014429 |  |  | State | L7A9 | Conventional | [14 empty] | No | No | No |  | HPS | [27 empty] | 2025-11-12 01:56 | NULL |  |  | mhurlow1 | 2018-05-10 13:36 | mneeley | 2024-08-06 05:04 | No | No | No | No | No | Standing | None | None | None | No | No | No |  | No | 2025-11-12 01:56 |  | mneeley | 2025-11-12 01:56 | mneeley | 2025-11-12 01:56 | No Photo Available | No Photo Available | http://data.mapchannels.com/dualmaps6/map.htm?lat=39.113643&lng=-84.500251
08 | HAMILTON | HAM | IR | 00071 |  | 2.305 |  | SHAMIR00071**N | HAM-71-2.305 | 39.1124 | -84.501 | 2025-12-31 | Active |  |  |  | State | HL0006962 |  |  | State | L9A4 | Conventional | [14 empty] | No | No | No |  | HPS | 1 | [26 empty] | 2025-11-12 01:55 | NULL |  |  | mhurlow1 | 2018-05-10 13:35 | mneeley | 2025-07-08 06:40 | No | No | No | No | No | Standing | None | None | None | No | No | No |  | No | 2025-11-12 01:55 |  | mneeley | 2025-11-12 01:55 | mneeley | 2025-11-12 01:55 | No Photo Available | No Photo Available | http://data.mapchannels.com/dualmaps6/map.htm?lat=39.112394&lng=-84.501026
08 | HAMILTON | HAM | IR | 00071 |  | 2.322 |  | SHAMIR00071**C | HAM-71-2.322 | 39.114 | -84.5002 | 2025-12-31 | Active |  |  |  | State | HL0034946 |  |  | State | L7A10 | Conventional | [14 empty] | No | No | No |  | HPS | [27 empty] | 2025-11-12 01:56 | NULL |  |  | rdixon5 | 2022-01-14 07:39 | mneeley | 2024-08-06 05:07 | No | No | No | No | No | Standing | None | None | None | No | No | No |  | No | 2025-11-12 01:56 |  | mneeley | 2025-11-12 01:57 | mneeley | 2025-11-12 01:57 | No Photo Available | No Photo Available | http://data.mapchannels.com/dualmaps6/map.htm?lat=39.113966&lng=-84.500233
08 | HAMILTON | HAM | IR | 00071 |  | 2.326 |  | SHAMIR00071**C | HAM-71-2.326 | 39.114 | -84.5003 | 2025-12-31 | Active |  |  |  | State | HL0007710 |  |  | State | L9C3 | Conventional | [14 empty] | No | No | No |  | HPS | [27 empty] | 2025-11-05 21:39 | NULL |  | 2025-11-05 21:39 | mhurlow1 | 2018-05-10 13:40 | mneeley | 2024-07-26 01:44 | No | No | No | No | No | Standing | None | None | None | No | No | No |  | No | 2025-11-05 21:39 | 2025-11-05 21:39 | ascott3 | 2025-11-05 21:39 | ascott3 | 2025-11-05 21:39 | No Photo Available | No Photo Available | http://data.mapchannels.com/dualmaps6/map.htm?lat=39.114036&lng=-84.500255
08 | HAMILTON | HAM | IR | 00071 |  | 2.332 |  | SHAMIR00071**N | HAM-71-2.332 | 39.1128 | -84.501 | 2025-12-31 | Active |  |  |  | State | HL0010872 |  |  | State | L9A5 | Conventional | [14 empty] | No | No | No |  | HPS | [27 empty] | 2025-11-12 01:55 | NULL |  |  | mhurlow1 | 2018-05-10 13:35 | mneeley | 2024-08-06 07:34 | No | No | No | No | No | Standing | None | None | None | No | No | No |  | No | 2025-11-12 01:55 |  | mneeley | 2025-11-12 01:56 | mneeley | 2025-11-12 01:56 | https://collectorweb.dot.state.oh.us/arcgis/rest/services/HIGHWAY_LIGHTING/HighwayLighting_Reference/FeatureServer/6/10872/attachments/ | No Photo Available | http://data.mapchannels.com/dualmaps6/map.htm?lat=39.112779&lng=-84.500992
08 | HAMILTON | HAM | IR | 00071 |  | 2.36 |  | SHAMIR00071**C | HAM-71-2.360 | 39.1145 | -84.5001 | 2025-12-31 | Active |  |  |  | State | HL0013895 |  |  | State | L9C9 | Conventional | [14 empty] | No | No | No |  | HPS | [27 empty] | 2025-11-12 01:57 | NULL |  |  | mhurlow1 | 2018-05-10 13:40 | mneeley | 2024-07-26 01:55 | No | No | No | No | No | Standing | None | None | None | No | No | No |  | No | 2025-11-12 01:57 |  | mneeley | 2025-11-12 01:57 | mneeley | 2025-11-12 01:57 | No Photo Available | No Photo Available | http://data.mapchannels.com/dualmaps6/map.htm?lat=39.114513&lng=-84.500078
08 | HAMILTON | HAM | IR | 00071 |  | 2.397 |  | SHAMIR00071**N | HAM-71-2.397 | 39.1137 | -84.5009 | 2025-12-31 | Active |  |  |  | State | HL0022041 |  |  | State | L9A7 | Conventional | [14 empty] | No | No | No |  | HPS | [27 empty] | 2025-07-08 06:44 | NULL |  |  | mhurlow1 | 2018-05-10 13:48 | mneeley | 2024-08-06 07:29 | No | No | No | No | No | Standing | None | None | None | No | No | No |  | No | 2025-07-08 06:44 |  | mneeley | 2025-07-08 06:44 | mneeley | 2025-07-08 06:44 | No Photo Available | https://collectorweb.dot.state.oh.us/arcgis/rest/services/HIGHWAY_LIGHTING/HighwayLighting_Reference/FeatureServer/7/549302/attachments/ | http://data.mapchannels.com/dualmaps6/map.htm?lat=39.113717&lng=-84.500913
08 | HAMILTON | HAM | IR | 00071 |  | 2.399 |  | SHAMIR00071**C | HAM-71-2.399 | 39.1151 | -84.5 | 2025-12-31 | Active |  |  |  | State | HL0025071 |  |  | State | L9C10 | Conventional | [14 empty] | No | No | No |  | HPS | [27 empty] | 2025-11-12 01:57 | NULL |  |  | mhurlow1 | 2018-05-10 13:40 | mneeley | 2024-07-26 01:54 | No | No | No | No | No | Standing | None | None | None | No | No | No |  | No | 2025-11-12 01:57 |  | mneeley | 2025-11-12 01:58 | mneeley | 2025-11-12 01:58 | No Photo Available | No Photo Available | http://data.mapchannels.com/dualmaps6/map.htm?lat=39.115070&lng=-84.499968
08 | HAMILTON | HAM | IR | 00071 |  | 2.572 |  | SHAMIR00071**C | HAM-71-2.572 | 39.1175 | -84.4992 | 2025-12-31 | Active |  |  |  | State | HL0017720 |  |  | State | L11A4 | Conventional | [14 empty] | No | No | No |  | HPS | [27 empty] | 2025-11-05 21:41 | NULL |  | 2025-11-05 21:41 | mhurlow1 | 2018-05-10 15:12 | mneeley | 2024-07-26 02:12 | No | No | No | No | No | Standing | None | None | None | No | No | No |  | No | 2025-11-05 21:41 | 2025-11-05 21:41 | ascott3 | 2025-11-05 21:41 | ascott3 | 2025-11-05 21:41 | No Photo Available | No Photo Available | http://data.mapchannels.com/dualmaps6/map.htm?lat=39.117470&lng=-84.499192
08 | HAMILTON | HAM | IR | 00071 |  | 2.608 |  | SHAMIR00071**C | HAM-71-2.608 | 39.118 | -84.499 | 2025-12-31 | Active |  |  |  | State | HL0010781 |  |  | State | L11A5 | Conventional | [14 empty] | No | No | No |  | HPS | [27 empty] | 2025-11-05 21:42 | NULL |  | 2025-11-05 21:42 | mhurlow1 | 2018-05-10 15:13 | mneeley | 2024-07-26 02:14 | No | No | No | No | No | Standing | None | None | None | No | No | No |  | No | 2025-11-05 21:42 | 2025-11-05 21:42 | ascott3 | 2025-11-05 21:42 | ascott3 | 2025-11-05 21:42 | No Photo Available | No Photo Available | http://data.mapchannels.com/dualmaps6/map.htm?lat=39.117967&lng=-84.498979
08 | HAMILTON | HAM | IR | 00071 |  | 2.626 |  | SHAMIR00071**C | HAM-71-2.626 | 39.1183 | -84.4991 | 2025-12-31 | Active |  |  |  | State | HL0010158 |  |  | State | L11B6 | Conventional | [14 empty] | No | No | No |  | HPS | [27 empty] | 2025-07-01 04:06 | NULL |  |  | mhurlow1 | 2018-05-10 15:14 | mneeley | 2024-08-01 02:24 | No | No | No | No | No | Standing | None | None | None | No | No | No |  | No | 2025-07-01 04:06 |  | mneeley | 2025-07-01 04:06 | mneeley | 2025-07-01 04:06 | No Photo Available | https://collectorweb.dot.state.oh.us/arcgis/rest/services/HIGHWAY_LIGHTING/HighwayLighting_Reference/FeatureServer/7/550874/attachments/ | http://data.mapchannels.com/dualmaps6/map.htm?lat=39.118285&lng=-84.499145
08 | HAMILTON | HAM | IR | 00071 |  | 2.627 |  | SHAMIR00071**C | HAM-71-2.627 | 39.1183 | -84.4991 | 2025-12-31 | Active |  |  |  | State | HL0012166 |  |  | State |  | Conventional | [14 empty] | No | No | No |  | HPS | [27 empty] | 2025-11-07 05:37 | NULL |  |  | mhurlow1 | 2018-05-10 15:14 | mhurlow1 | 2018-07-19 14:06 | No | No | No | No | No | Standing | None | None | None | No | No | No |  | No | 2025-11-07 05:37 |  | mneeley | 2025-11-07 05:37 | mneeley | 2025-11-07 05:37 | No Photo Available | No Photo Available | http://data.mapchannels.com/dualmaps6/map.htm?lat=39.118299&lng=-84.499147
08 | HAMILTON | HAM | IR | 00071 |  | 2.644 |  | SHAMIR00071**C | HAM-71-2.644 | 39.1185 | -84.4988 | 2025-12-31 | Active |  |  |  | State | HL0018447 |  |  | State | L11A6 | Conventional | [14 empty] | No | No | No |  | HPS | [27 empty] | 2025-11-05 21:42 | NULL |  | 2025-11-05 21:42 | mhurlow1 | 2018-05-10 15:15 | mneeley | 2024-07-26 02:16 | No | No | No | No | No | Standing | None | None | None | No | No | No |  | No | 2025-11-05 21:42 | 2025-11-05 21:42 | ascott3 | 2025-11-05 21:42 | ascott3 | 2025-11-05 21:42 | No Photo Available | No Photo Available | http://data.mapchannels.com/dualmaps6/map.htm?lat=39.118471&lng=-84.498757
08 | HAMILTON | HAM | IR | 00071 |  | 2.664 |  | SHAMIR00071**C | HAM-71-2.664 | 39.1188 | -84.4989 | 2025-12-31 | Active |  |  |  | State | HL0023288 |  |  | State | L11B7 | Conventional | [14 empty] | No | No | No |  | HPS | [27 empty] | 2025-11-07 05:38 | NULL |  |  | mhurlow1 | 2018-05-10 15:16 | mneeley | 2024-08-01 02:25 | No | No | No | No | No | Standing | None | None | None | No | No | No |  | No | 2025-11-07 05:38 |  | mneeley | 2025-11-07 05:38 | mneeley | 2025-11-07 05:38 | No Photo Available | No Photo Available | http://data.mapchannels.com/dualmaps6/map.htm?lat=39.118817&lng=-84.498930
08 | HAMILTON | HAM | IR | 00071 |  | 2.684 |  | SHAMIR00071**C | HAM-71-2.684 | 39.119 | -84.4985 | 2025-12-31 | Active |  |  |  | State | HL0014552 |  |  | State | L11A7 | Conventional | [14 empty] | No | No | No |  | HPS | [27 empty] | 2025-11-05 21:42 | NULL |  | 2025-11-05 21:42 | mhurlow1 | 2018-05-10 15:17 | mneeley | 2024-07-26 02:16 | No | No | No | No | No | Standing | None | None | None | No | No | No |  | No | 2025-11-05 21:42 | 2025-11-05 21:42 | ascott3 | 2025-11-05 21:42 | ascott3 | 2025-11-05 21:42 | No Photo Available | No Photo Available | http://data.mapchannels.com/dualmaps6/map.htm?lat=39.119014&lng=-84.498532
08 | HAMILTON | HAM | IR | 00071 |  | 2.712 |  | SHAMIR00071**C | HAM-71-2.712 | 39.1195 | -84.4987 | 2025-12-31 | Active |  |  |  | State | HL0014166 |  |  | State | L11B8 | Conventional | [14 empty] | No | No | No |  | HPS | [27 empty] | 2025-11-07 05:38 | NULL |  |  | mhurlow1 | 2018-05-10 15:19 | mneeley | 2024-08-01 02:27 | No | No | No | No | No | Standing | None | None | None | No | No | No |  | No | 2025-11-07 05:38 |  | mneeley | 2025-11-07 05:38 | mneeley | 2025-11-07 05:38 | No Photo Available | No Photo Available | http://data.mapchannels.com/dualmaps6/map.htm?lat=39.119471&lng=-84.498670
08 | HAMILTON | HAM | IR | 00071 |  | 2.737 |  | SHAMIR00071**C | HAM-71-2.737 | 39.1197 | -84.4982 | 2025-12-31 | Active |  |  |  | State | HL0014131 |  |  | State | L11A8 | Conventional | [14 empty] | No | No | No |  | HPS | [27 empty] | 2025-11-05 21:42 | NULL |  | 2025-11-05 21:42 | mhurlow1 | 2018-05-10 15:50 | mneeley | 2024-07-26 02:18 | No | No | No | No | No | Standing | None | None | None | No | No | No |  | No | 2025-11-05 21:42 | 2025-11-05 21:42 | ascott3 | 2025-11-05 21:42 | ascott3 | 2025-11-05 21:42 | No Photo Available | No Photo Available | http://data.mapchannels.com/dualmaps6/map.htm?lat=39.119743&lng=-84.498215
08 | HAMILTON | HAM | IR | 00071 |  | 2.74 |  | SHAMIR00071**N | HAM-71-2.740 | 39.1185 | -84.4994 | 2025-12-31 | Active |  |  |  | State | HL0010379 |  |  | State | L10B8 | Conventional | [14 empty] | No | No | No |  | HPS | [27 empty] | 2025-11-12 02:01 | NULL |  |  | Dsnyder5 | 2018-06-12 17:41 | mneeley | 2024-08-01 05:15 | No | No | No | No | No | Standing | None | None | None | No | No | No |  | No | 2025-11-12 02:01 |  | mneeley | 2025-11-12 02:02 | mneeley | 2025-11-12 02:02 | No Photo Available | No Photo Available | http://data.mapchannels.com/dualmaps6/map.htm?lat=39.118493&lng=-84.499415
08 | HAMILTON | HAM | IR | 00071 |  | 2.762 |  | SHAMIR00071**C | HAM-71-2.762 | 39.1202 | -84.4984 | 2025-12-31 | Active |  |  |  | State | HL0014480 |  |  | State | L11B9 | Conventional | [14 empty] | No | No | No |  | HPS | [27 empty] | 2025-11-07 05:40 | NULL |  |  | mhurlow1 | 2018-05-10 15:51 | mneeley | 2024-08-01 02:28 | No | No | No | No | No | Standing | None | None | None | No | No | No |  | No | 2025-11-07 05:40 |  | mneeley | 2025-11-07 05:40 | mneeley | 2025-11-07 05:40 | No Photo Available | No Photo Available | http://data.mapchannels.com/dualmaps6/map.htm?lat=39.120157&lng=-84.498389
08 | HAMILTON | HAM | IR | 00071 |  | 2.778 |  | SHAMIR00071**N | HAM-71-2.778 | 39.119 | -84.4991 | 2025-12-31 | Active |  |  |  | State | HL0023299 |  |  | State | L10B9 | Conventional | [14 empty] | No | No | No |  | HPS | [27 empty] | 2025-11-12 02:01 | NULL |  |  | Dsnyder5 | 2018-06-12 17:41 | mneeley | 2024-08-01 05:14 | No | No | No | No | No | Standing | None | None | None | No | No | No |  | No | 2025-11-12 02:01 |  | mneeley | 2025-11-12 02:01 | mneeley | 2025-11-12 02:01 | No Photo Available | No Photo Available | http://data.mapchannels.com/dualmaps6/map.htm?lat=39.118993&lng=-84.499106
08 | HAMILTON | HAM | IR | 00071 |  | 2.784 |  | SHAMIR00071**C | HAM-71-2.784 | 39.1204 | -84.498 | 2025-12-31 | Active |  |  |  | State | HL0010813 |  |  | State | L8A1 | Conventional | [14 empty] | No | No | No |  | HPS | [27 empty] | 2025-11-05 21:43 | NULL |  | 2025-11-05 21:43 | mhurlow1 | 2018-05-10 15:53 | mneeley | 2024-07-26 02:28 | No | No | No | No | No | Standing | None | None | None | No | No | No |  | No | 2025-11-05 21:43 | 2025-11-05 21:43 | ascott3 | 2025-11-05 21:43 | ascott3 | 2025-11-05 21:43 | No Photo Available | No Photo Available | http://data.mapchannels.com/dualmaps6/map.htm?lat=39.120403&lng=-84.497967
08 | HAMILTON | HAM | IR | 00071 |  | 2.808 |  | SHAMIR00071**C | HAM-71-2.808 | 39.1208 | -84.4982 | 2025-12-31 | Active |  |  |  | State | HL0004979 |  |  | State | L8A6 | Conventional | [14 empty] | No | No | No |  | HPS | [27 empty] | 2025-11-07 05:40 | NULL |  |  | mhurlow1 | 2018-05-10 15:53 | mneeley | 2024-08-01 02:29 | No | No | No | No | No | Standing | None | None | None | No | No | No |  | No | 2025-11-07 05:40 |  | mneeley | 2025-11-07 05:40 | mneeley | 2025-11-07 05:40 | No Photo Available | No Photo Available | http://data.mapchannels.com/dualmaps6/map.htm?lat=39.120805&lng=-84.498157
08 | HAMILTON | HAM | IR | 00071 |  | 2.818 |  | SHAMIR00071**N | HAM-71-2.818 | 39.1195 | -84.4988 | 2025-12-31 | Active |  |  |  | State | HL0020254 |  |  | State | L10B10 | Conventional | [14 empty] | No | No | No |  | HPS | [27 empty] | 2025-11-12 02:02 | NULL |  |  | mhurlow1 | 2018-05-10 15:50 | mneeley | 2024-08-01 05:13 | No | No | No | No | No | Standing | None | None | None | No | No | No |  | No | 2025-11-12 02:02 |  | mneeley | 2025-11-12 02:02 | mneeley | 2025-11-12 02:02 | No Photo Available | No Photo Available | http://data.mapchannels.com/dualmaps6/map.htm?lat=39.119525&lng=-84.498821
08 | HAMILTON | HAM | IR | 00071 |  | 2.831 |  | SHAMIR00071**C | HAM-71-2.831 | 39.1211 | -84.4978 | 2025-12-31 | Active |  |  |  | State | HL0004209 |  |  | State | L8A2 | Conventional | [14 empty] | No | No | No |  | HPS | [27 empty] | 2025-11-05 21:43 | NULL |  | 2025-11-05 21:43 | mhurlow1 | 2018-05-10 15:53 | mneeley | 2024-07-26 02:32 | No | No | No | No | No | Standing | None | None | None | No | No | No |  | No | 2025-11-05 21:43 | 2025-11-05 21:43 | ascott3 | 2025-11-05 21:43 | ascott3 | 2025-11-05 21:43 | No Photo Available | No Photo Available | http://data.mapchannels.com/dualmaps6/map.htm?lat=39.121071&lng=-84.497755
08 | HAMILTON | HAM | IR | 00071 |  | 2.871 |  | SHAMIR00071**N | HAM-71-2.871 | 39.1202 | -84.4984 | 2025-12-31 | Active |  |  |  | State | HL0015583 |  |  | State | L10B11 | Conventional | [14 empty] | No | No | No |  | HPS | [27 empty] | 2025-11-12 02:02 | NULL |  |  | mhurlow1 | 2018-05-10 15:52 | mneeley | 2024-08-01 05:10 | No | No | No | No | No | Standing | None | None | None | No | No | No |  | No | 2025-11-12 02:02 |  | mneeley | 2025-11-12 02:02 | mneeley | 2025-11-12 02:02 | No Photo Available | No Photo Available | http://data.mapchannels.com/dualmaps6/map.htm?lat=39.120234&lng=-84.498448
08 | HAMILTON | HAM | IR | 00071 |  | 2.874 |  | SHAMIR00071**C | HAM-71-2.874 | 39.1217 | -84.4976 | 2025-12-31 | Active |  |  |  | State | HL0010033 |  |  | State | L8A3 | Conventional | [14 empty] | No | No | No |  | HPS | [27 empty] | 2025-11-05 21:43 | NULL |  | 2025-11-05 21:43 | mhurlow1 | 2018-05-10 15:59 | mneeley | 2024-07-26 02:42 | No | No | No | No | No | Standing | None | None | None | No | No | No |  | No | 2025-11-05 21:43 | 2025-11-05 21:43 | ascott3 | 2025-11-05 21:43 | ascott3 | 2025-11-05 21:43 | No Photo Available | No Photo Available | http://data.mapchannels.com/dualmaps6/map.htm?lat=39.121703&lng=-84.497635
08 | HAMILTON | HAM | IR | 00071 |  | 2.922 |  | SHAMIR00071**C | HAM-71-2.922 | 39.1224 | -84.4976 | 2025-12-31 | Active |  |  |  | State | HL0014802 |  |  | State | L8A4 | Conventional | [14 empty] | No | No | No |  | HPS | [27 empty] | 2025-11-05 21:43 | NULL |  | 2025-11-05 21:43 | Dsnyder5 | 2018-12-10 20:11 | mneeley | 2024-07-26 02:44 | No | No | No | No | No | Standing | None | None | None | No | No | No |  | No | 2025-11-05 21:43 | 2025-11-05 21:43 | ascott3 | 2025-11-05 21:43 | ascott3 | 2025-11-05 21:43 | No Photo Available | No Photo Available | http://data.mapchannels.com/dualmaps6/map.htm?lat=39.122393&lng=-84.497556
08 | HAMILTON | HAM | IR | 00071 |  | 2.948 |  | SHAMIR00071**N | HAM-71-2.948 | 39.1213 | -84.4981 | 2025-12-31 | Active |  |  |  | State | HL0038868 |  |  | State | L8A8 | Conventional | [14 empty] | No | No | No |  | HPS | 1 | [26 empty] | 2025-11-12 02:02 | NULL |  |  | ascott3 | 2024-08-01 02:55 | mneeley | 2025-11-06 09:25 | No | No | No | No | No | Standing | None | None | None | No | No | No |  | No | 2025-11-12 02:02 |  | mneeley | 2025-11-12 02:02 | mneeley | 2025-11-12 02:02 | No Photo Available | No Photo Available | http://data.mapchannels.com/dualmaps6/map.htm?lat=39.121325&lng=-84.498100
08 | HAMILTON | HAM | IR | 00071 |  | 2.956 |  | SHAMIR00071**N | HAM-71-2.956 | 39.1214 | -84.498 | 2025-12-31 | Active |  |  |  | State | HL0000919 |  |  | State | L8A7 | Conventional | [14 empty] | No | No | No |  | HPS | [27 empty] | 2025-11-07 05:41 | NULL |  |  | mhurlow1 | 2018-05-10 15:56 | mneeley | 2024-08-01 02:31 | No | No | No | No | No | Standing | None | None | None | No | No | No |  | No | 2025-11-07 05:41 |  | mneeley | 2025-11-07 05:41 | mneeley | 2025-11-07 05:41 | No Photo Available | No Photo Available | http://data.mapchannels.com/dualmaps6/map.htm?lat=39.121438&lng=-84.498002
08 | HAMILTON | HAM | IR | 00071 |  | 2.969 |  | SHAMIR00071**C | HAM-71-2.969 | 39.1231 | -84.4975 | 2025-12-31 | Active |  |  |  | State | HL0010747 |  |  | State | L8A5 | Conventional | [14 empty] | No | No | No |  | HPS | [27 empty] | 2025-11-05 21:44 | NULL |  | 2025-11-05 21:44 | Dsnyder5 | 2018-06-12 17:39 | mneeley | 2024-07-26 02:45 | No | No | No | No | No | Standing | None | None | None | No | No | No |  | No | 2025-11-05 21:44 | 2025-11-05 21:44 | ascott3 | 2025-11-05 21:44 | ascott3 | 2025-11-05 21:44 | No Photo Available | No Photo Available | http://data.mapchannels.com/dualmaps6/map.htm?lat=39.123080&lng=-84.497484
08 | HAMILTON | HAM | IR | 00071 |  | 2.976 |  | SHAMIR00071**N | HAM-71-2.976 | 39.1218 | -84.4982 | 2025-12-31 | Active |  |  |  | State | HL0001159 |  |  | State | L8A11 | Conventional | [14 empty] | No | No | No |  | HPS | [27 empty] | 2025-07-08 06:28 | NULL |  |  | mhurlow1 | 2018-05-10 15:58 | mneeley | 2024-08-06 06:28 | No | No | No | No | No | Standing | None | None | None | No | No | No |  | No | 2025-07-08 06:28 |  | mneeley | 2025-07-08 06:28 | mneeley | 2025-07-08 06:28 | No Photo Available | https://collectorweb.dot.state.oh.us/arcgis/rest/services/HIGHWAY_LIGHTING/HighwayLighting_Reference/FeatureServer/7/548494/attachments/ | http://data.mapchannels.com/dualmaps6/map.htm?lat=39.121761&lng=-84.498231
08 | HAMILTON | HAM | IR | 00071 |  | 3.003 |  | SHAMIR00071**N | HAM-71-3.003 | 39.1221 | -84.4979 | 2025-12-31 | Active |  |  |  | State | HL0015844 |  |  | State | L8A9 | Conventional | [14 empty] | No | No | No |  | HPS | [27 empty] | 2025-11-07 01:54 | NULL |  |  | mhurlow1 | 2018-05-10 15:59 | mneeley | 2024-08-01 02:33 | No | No | No | No | No | Standing | None | None | None | No | No | No |  | No | 2025-11-07 01:54 |  | mneeley | 2025-11-07 01:54 | mneeley | 2025-11-07 01:54 | No Photo Available | No Photo Available | http://data.mapchannels.com/dualmaps6/map.htm?lat=39.122123&lng=-84.497904
08 | HAMILTON | HAM | IR | 00071 |  | 3.024 |  | SHAMIR00071**N | HAM-71-3.024 | 39.1224 | -84.4981 | 2025-12-31 | Active |  |  |  | State | HL0010393 |  |  | State | L8A12 | Conventional | [14 empty] | No | No | No |  | HPS | [27 empty] | 2025-07-08 06:27 | NULL |  |  | Dsnyder5 | 2018-12-10 20:11 | mneeley | 2024-08-06 06:27 | No | No | No | No | No | Standing | None | None | None | No | No | No |  | No | 2025-07-08 06:27 |  | mneeley | 2025-07-08 06:27 | mneeley | 2025-07-08 06:27 | No Photo Available | https://collectorweb.dot.state.oh.us/arcgis/rest/services/HIGHWAY_LIGHTING/HighwayLighting_Reference/FeatureServer/7/522090/attachments/ | http://data.mapchannels.com/dualmaps6/map.htm?lat=39.122441&lng=-84.498130
08 | HAMILTON | HAM | IR | 00071 |  | 3.048 |  | SHAMIR00071**N | HAM-71-3.048 | 39.1228 | -84.4978 | 2025-12-31 | Active |  |  |  | State | HL0023956 |  |  | State | L8A10 | Conventional | [14 empty] | No | No | No |  | HPS | [27 empty] | 2025-11-07 01:53 | NULL |  |  | mhurlow1 | 2018-05-09 19:15 | mneeley | 2024-08-01 02:35 | No | No | No | No | No | Standing | None | None | None | No | No | No |  | No | 2025-11-07 01:53 |  | mneeley | 2025-11-07 01:54 | mneeley | 2025-11-07 01:54 | No Photo Available | No Photo Available | http://data.mapchannels.com/dualmaps6/map.htm?lat=39.122771&lng=-84.497843
08 | HAMILTON | HAM | IR | 00071 |  | 3.07 |  | SHAMIR00071**N | HAM-71-3.070 | 39.1231 | -84.4981 | 2025-12-31 | Active |  |  |  | State | HL0015730 |  |  | State | L8A13 | Conventional | [14 empty] | No | No | No |  | HPS | [27 empty] | 2025-07-08 06:26 | NULL |  |  | Dsnyder5 | 2018-06-12 17:39 | mneeley | 2024-08-06 06:26 | No | No | No | No | No | Standing | None | None | None | No | No | No |  | No | 2025-07-08 06:26 |  | mneeley | 2025-07-08 06:27 | mneeley | 2025-07-08 06:27 | No Photo Available | https://collectorweb.dot.state.oh.us/arcgis/rest/services/HIGHWAY_LIGHTING/HighwayLighting_Reference/FeatureServer/7/556787/attachments/ | http://data.mapchannels.com/dualmaps6/map.htm?lat=39.123109&lng=-84.498058
08 | HAMILTON | HAM | IR | 00071 |  | 3.093 |  | SHAMIR00071**N | HAM-71-3.093 | 39.1234 | -84.4978 | 2025-12-31 | Active |  |  |  | State | HL0021553 |  |  | State | 1-1-1 | Conventional | [14 empty] | No | No | No |  | HPS | [27 empty] | 2025-11-07 01:53 | NULL |  |  | mhurlow1 | 2018-05-09 19:15 | mneeley | 2024-08-01 02:37 | No | No | No | No | No | Standing | None | None | None | No | No | No |  | No | 2025-11-07 01:53 |  | mneeley | 2025-11-07 01:54 | mneeley | 2025-11-07 01:54 | No Photo Available | No Photo Available | http://data.mapchannels.com/dualmaps6/map.htm?lat=39.123424&lng=-84.497763
08 | HAMILTON | HAM | IR | 00071 |  | 3.139 |  | SHAMIR00071**N | HAM-71-3.139 | 39.1241 | -84.4977 | 2025-12-31 | Active |  |  |  | State | HL0012883 |  |  | State | 1-1-2 | Conventional | [14 empty] | No | No | No |  | HPS | [27 empty] | 2025-11-07 01:53 | NULL |  |  | mhurlow1 | 2018-05-09 19:15 | mneeley | 2024-08-01 02:38 | No | No | No | No | No | Standing | None | None | None | No | No | No |  | No | 2025-11-07 01:53 |  | mneeley | 2025-11-07 01:53 | mneeley | 2025-11-07 01:53 | No Photo Available | No Photo Available | http://data.mapchannels.com/dualmaps6/map.htm?lat=39.124094&lng=-84.497701
08 | HAMILTON | HAM | IR | 00071 |  | 3.187 |  | SHAMIR00071**N | HAM-71-3.187 | 39.1248 | -84.4976 | 2025-12-31 | Active |  |  |  | State | HL0025126 |  |  | State | 1-1-3 | Conventional | [14 empty] | No | No | No |  | HPS | [27 empty] | 2025-11-07 01:53 | NULL |  |  | mhurlow1 | 2018-05-09 19:14 | mneeley | 2024-08-01 02:39 | No | No | No | No | No | Standing | None | None | None | No | No | No |  | No | 2025-11-07 01:53 |  | mneeley | 2025-11-07 01:53 | mneeley | 2025-11-07 01:53 | No Photo Available | No Photo Available | http://data.mapchannels.com/dualmaps6/map.htm?lat=39.124777&lng=-84.497615
08 | HAMILTON | HAM | IR | 00071 |  | 3.232 |  | SHAMIR00071**N | HAM-71-3.232 | 39.1254 | -84.4975 | 2025-12-31 | Active |  |  |  | State | HL0018895 |  |  | State | 1-1-4 | Conventional | [14 empty] | No | No | No |  | HPS | [27 empty] | 2025-11-07 01:52 | NULL |  |  | mhurlow1 | 2018-05-09 19:14 | mneeley | 2024-08-01 02:40 | No | No | No | No | No | Standing | None | None | None | No | No | No |  | No | 2025-11-07 01:52 |  | mneeley | 2025-11-07 01:53 | mneeley | 2025-11-07 01:53 | No Photo Available | No Photo Available | http://data.mapchannels.com/dualmaps6/map.htm?lat=39.125428&lng=-84.497532
08 | HAMILTON | HAM | IR | 00071 |  | 3.278 |  | SHAMIR00071**N | HAM-71-3.278 | 39.1261 | -84.4974 | 2025-12-31 | Active |  |  |  | State | HL0020458 |  |  | State | 1-1-5 | Conventional | [14 empty] | No | No | No |  | HPS | [27 empty] | 2025-11-07 01:52 | NULL |  |  | mhurlow1 | 2018-05-09 19:14 | mneeley | 2024-08-01 02:42 | No | No | No | No | No | Standing | None | None | None | No | No | No |  | No | 2025-11-07 01:52 |  | mneeley | 2025-11-07 01:53 | mneeley | 2025-11-07 01:53 | No Photo Available | No Photo Available | http://data.mapchannels.com/dualmaps6/map.htm?lat=39.126082&lng=-84.497398
08 | HAMILTON | HAM | IR | 00071 |  | 3.32 |  | SHAMIR00071**N | HAM-71-3.320 | 39.1267 | -84.4972 | 2025-12-31 | Active |  |  |  | State | HL0015414 |  |  | State | 1-1-6 | Conventional | [14 empty] | No | No | No |  | HPS | [27 empty] | 2025-11-07 01:52 | NULL |  |  | mhurlow1 | 2018-05-09 19:14 | mneeley | 2024-08-01 02:44 | No | No | No | No | No | Standing | None | None | None | No | No | No |  | No | 2025-11-07 01:52 |  | mneeley | 2025-11-07 01:52 | mneeley | 2025-11-07 01:52 | No Photo Available | No Photo Available | http://data.mapchannels.com/dualmaps6/map.htm?lat=39.126670&lng=-84.497229
08 | HAMILTON | HAM | IR | 00071 |  | 3.359 |  | SHAMIR00071**N | HAM-71-3.359 | 39.1272 | -84.497 | 2025-12-31 | Active |  |  |  | State | HL0007799 |  |  | State | 3-5-1 | Conventional | [14 empty] | No | No | No |  | HPS | [27 empty] | 2025-11-07 01:52 | NULL |  |  | mhurlow1 | 2018-05-09 19:14 | mneeley | 2024-08-01 02:45 | No | No | No | No | No | Standing | None | None | None | No | No | No |  | No | 2025-11-07 01:52 |  | mneeley | 2025-11-07 01:52 | mneeley | 2025-11-07 01:52 | No Photo Available | No Photo Available | http://data.mapchannels.com/dualmaps6/map.htm?lat=39.127195&lng=-84.497006
08 | HAMILTON | HAM | IR | 00071 |  | 3.4 |  | SHAMIR00071**N | HAM-71-3.400 | 39.1277 | -84.4967 | 2025-12-31 | Active |  |  |  | State | HL0003673 |  |  | State | 3-5-2 | Conventional | [14 empty] | No | No | No |  | HPS | [27 empty] | 2025-11-07 01:51 | NULL |  |  | mhurlow1 | 2018-05-09 19:14 | mneeley | 2024-08-01 02:46 | No | No | No | No | No | Standing | None | None | None | No | No | No |  | No | 2025-11-07 01:51 |  | mneeley | 2025-11-07 01:52 | mneeley | 2025-11-07 01:52 | No Photo Available | No Photo Available | http://data.mapchannels.com/dualmaps6/map.htm?lat=39.127746&lng=-84.496733
08 | HAMILTON | HAM | IR | 00071 |  | 3.422 |  | SHAMIR00071**C | HAM-71-3.422 | 39.1294 | -84.4958 | 2025-12-31 | Active |  |  |  | State | HL0002223 |  |  | State | 3-5-5 | Conventional | [14 empty] | No | No | No |  | HPS | 2 | [26 empty] | 2025-11-07 01:51 | NULL |  |  | mhurlow1 | 2018-05-09 19:13 | mneeley | 2025-11-06 09:21 | No | No | No | No | No | Standing | None | None | None | No | No | No |  | No | 2025-11-07 01:51 |  | mneeley | 2025-11-07 01:51 | mneeley | 2025-11-07 01:51 | No Photo Available | No Photo Available | http://data.mapchannels.com/dualmaps6/map.htm?lat=39.129448&lng=-84.495794
08 | HAMILTON | HAM | IR | 00071 |  | 3.438 |  | SHAMIR00071**N | HAM-71-3.438 | 39.1283 | -84.4965 | 2025-12-31 | Active |  |  |  | State | HL0013102 |  |  | State | 3-5-3 | Conventional | [14 empty] | No | No | No |  | HPS | [27 empty] | 2025-11-07 01:51 | NULL |  |  | mhurlow1 | 2018-05-09 19:14 | mneeley | 2024-08-01 02:47 | No | No | No | No | No | Standing | None | None | None | No | No | No |  | No | 2025-11-07 01:51 |  | mneeley | 2025-11-07 01:52 | mneeley | 2025-11-07 01:52 | No Photo Available | No Photo Available | http://data.mapchannels.com/dualmaps6/map.htm?lat=39.128250&lng=-84.496454
08 | HAMILTON | HAM | IR | 00071 |  | 3.482 |  | SHAMIR00071**N | HAM-71-3.482 | 39.1288 | -84.4961 | 2025-12-31 | Active |  |  |  | State | HL0006857 |  |  | State | 3-5-4 | Conventional | [14 empty] | No | No | No |  | HPS | [27 empty] | 2025-11-07 01:51 | NULL |  |  | mhurlow1 | 2018-05-09 19:13 | mneeley | 2024-08-01 02:49 | No | No | No | No | No | Standing | None | None | None | No | No | No |  | No | 2025-11-07 01:51 |  | mneeley | 2025-11-07 01:52 | mneeley | 2025-11-07 01:52 | No Photo Available | No Photo Available | http://data.mapchannels.com/dualmaps6/map.htm?lat=39.128836&lng=-84.496129
08 | HAMILTON | HAM | IR | 00071 |  | 3.549 |  | SHAMIR00071**C | HAM-71-3.549 | 39.1312 | -84.495 | 2025-12-31 | Active |  |  |  | State | HL0001478 |  |  | State | 3-5-8 | Conventional | [14 empty] | No | No | No |  | HPS | [27 empty] | 2025-11-07 01:50 | NULL |  |  | mhurlow1 | 2018-05-09 19:13 | mneeley | 2024-08-01 02:55 | No | No | No | No | No | Standing | None | None | None | No | No | No |  | No | 2025-11-07 01:50 |  | mneeley | 2025-11-07 01:50 | mneeley | 2025-11-07 01:50 | No Photo Available | No Photo Available | http://data.mapchannels.com/dualmaps6/map.htm?lat=39.131165&lng=-84.494955
08 | HAMILTON | HAM | IR | 00071 |  | 3.565 |  | SHAMIR00071**N | HAM-71-3.565 | 39.13 | -84.4955 | 2025-12-31 | Active |  |  |  | State | HL0014668 |  |  | State | 3-5-6 | Conventional | [14 empty] | No | No | No |  | HPS | [27 empty] | 2025-11-07 01:50 | NULL |  |  | mhurlow1 | 2018-05-09 19:13 | mneeley | 2024-08-01 02:52 | No | No | No | No | No | Standing | None | None | None | No | No | No |  | No | 2025-11-07 01:50 |  | mneeley | 2025-11-07 01:51 | mneeley | 2025-11-07 01:51 | No Photo Available | No Photo Available | http://data.mapchannels.com/dualmaps6/map.htm?lat=39.129950&lng=-84.495539
08 | HAMILTON | HAM | IR | 00071 |  | 3.609 |  | SHAMIR00071**N | HAM-71-3.609 | 39.1305 | -84.4952 | 2025-12-31 | Active |  |  |  | State | HL0004098 |  |  | State | 3-5-7 | Conventional | [14 empty] | No | No | No |  | HPS | [27 empty] | 2025-11-07 01:50 | NULL |  |  | mhurlow1 | 2018-05-09 19:13 | mneeley | 2024-08-01 02:54 | No | No | No | No | No | Standing | None | None | None | No | No | No |  | No | 2025-11-07 01:50 |  | mneeley | 2025-11-07 01:51 | mneeley | 2025-11-07 01:51 | No Photo Available | No Photo Available | http://data.mapchannels.com/dualmaps6/map.htm?lat=39.130545&lng=-84.495244
08 | HAMILTON | HAM | IR | 00071 |  | 3.641 |  | SHAMIR00071**C | HAM-71-3.641 | 39.1324 | -84.4944 | 2025-12-31 | Active |  |  |  | State | HL0023467 |  |  | State | 3-5-10 | Conventional | [14 empty] | No | No | No |  | HPS | [27 empty] | 2025-11-07 01:49 | NULL |  |  | mhurlow1 | 2018-05-09 19:12 | mneeley | 2024-08-01 02:58 | No | No | No | No | No | Standing | None | None | None | No | No | No |  | No | 2025-11-07 01:49 |  | mneeley | 2025-11-07 01:50 | mneeley | 2025-11-07 01:50 | No Photo Available | No Photo Available | http://data.mapchannels.com/dualmaps6/map.htm?lat=39.132424&lng=-84.494424
08 | HAMILTON | HAM | IR | 00071 |  | 3.687 |  | SHAMIR00071**C | HAM-71-3.687 | 39.1331 | -84.4941 | 2025-12-31 | Active |  |  |  | State | HL0012975 |  |  | State | 5-10-1 | Conventional | [14 empty] | No | No | No |  | HPS | 2 | [26 empty] | 2025-11-07 01:49 | NULL |  |  | mhurlow1 | 2018-05-09 19:12 | mneeley | 2025-11-06 09:18 | No | No | No | No | No | Standing | None | None | None | No | No | No |  | No | 2025-11-07 01:49 |  | mneeley | 2025-11-07 01:50 | mneeley | 2025-11-07 01:50 | No Photo Available | No Photo Available | http://data.mapchannels.com/dualmaps6/map.htm?lat=39.133064&lng=-84.494147
08 | HAMILTON | HAM | IR | 00071 |  | 3.7 |  | SHAMIR00071**N | HAM-71-3.700 | 39.1318 | -84.4947 | 2025-12-31 | Active |  |  |  | State | HL0018289 |  |  | State | 3-5-9 | Conventional | [14 empty] | No | No | No |  | HPS | [27 empty] | 2025-11-07 01:50 | NULL |  |  | mhurlow1 | 2018-05-09 19:12 | mneeley | 2024-08-01 02:56 | No | No | No | No | No | Standing | None | None | None | No | No | No |  | No | 2025-11-07 01:50 |  | mneeley | 2025-11-07 01:50 | mneeley | 2025-11-07 01:50 | No Photo Available | No Photo Available | http://data.mapchannels.com/dualmaps6/map.htm?lat=39.131793&lng=-84.494692
08 | HAMILTON | HAM | IR | 00071 |  | 3.781 |  | SHAMIR00071**C | HAM-71-3.781 | 39.1343 | -84.4934 | 2025-12-31 | Active |  |  |  | State | HL0011406 |  |  | State | 5-20-3 | Conventional | [14 empty] | No | No | No |  | HPS | 2 | [26 empty] | 2025-11-07 01:48 | NULL |  |  | mhurlow1 | 2018-05-09 19:11 | mneeley | 2025-11-06 09:17 | No | No | No | No | No | Standing | None | None | None | No | No | No |  | No | 2025-11-07 01:48 |  | mneeley | 2025-11-07 01:49 | mneeley | 2025-11-07 01:49 | No Photo Available | No Photo Available | http://data.mapchannels.com/dualmaps6/map.htm?lat=39.134333&lng=-84.493447
08 | HAMILTON | HAM | IR | 00071 |  | 3.84 |  | SHAMIR00071**N | HAM-71-3.840 | 39.1337 | -84.4938 | 2025-12-31 | Active |  |  |  | State | HL0018140 |  |  | State | 5-10-2 | Conventional | [14 empty] | No | No | No |  | HPS | [27 empty] | 2025-11-07 01:49 | NULL |  |  | mhurlow1 | 2018-05-09 19:11 | mneeley | 2024-08-01 03:02 | No | No | No | No | No | Standing | None | None | None | No | No | No |  | No | 2025-11-07 01:49 |  | mneeley | 2025-11-07 01:49 | mneeley | 2025-11-07 01:49 | No Photo Available | No Photo Available | http://data.mapchannels.com/dualmaps6/map.htm?lat=39.133709&lng=-84.493847
08 | HAMILTON | HAM | IR | 00071 |  | 3.851 |  | SHAMIR00071**N | HAM-71-3.851 | 39.1339 | -84.4938 | 2025-12-31 | Active |  |  |  | State | HL0034904 |  |  | State |  | Conventional | [14 empty] | No | No | No |  | HPS | 2 | [26 empty] | 2024-08-01 03:01 | NULL |  |  | rdixon5 | 2022-01-12 05:48 | mneeley | 2025-11-06 09:19 | No | No | No | No | No | Standing | None | None | None | No | No | No |  |  | 2024-08-01 03:01 |  | mneeley | 2024-08-01 03:01 | mneeley | 2024-08-01 03:01 | No Photo Available | https://collectorweb.dot.state.oh.us/arcgis/rest/services/HIGHWAY_LIGHTING/HighwayLighting_Reference/FeatureServer/7/500636/attachments/ | http://data.mapchannels.com/dualmaps6/map.htm?lat=39.133884&lng=-84.493828
08 | HAMILTON | HAM | IR | 00071 |  | 3.873 |  | SHAMIR00071**C | HAM-71-3.873 | 39.1354 | -84.4925 | 2025-12-31 | Active |  |  |  | State | HL0003221 |  |  | State | 5-10-5 | Conventional | [14 empty] | No | No | No |  | HPS | [27 empty] | 2025-11-07 01:48 | NULL |  |  | mhurlow1 | 2018-05-09 19:11 | mneeley | 2024-08-01 03:07 | No | No | No | No | No | Standing | None | None | None | No | No | No |  | No | 2025-11-07 01:48 |  | mneeley | 2025-11-07 01:49 | mneeley | 2025-11-07 01:49 | No Photo Available | No Photo Available | http://data.mapchannels.com/dualmaps6/map.htm?lat=39.135442&lng=-84.492455
08 | HAMILTON | HAM | IR | 00071 |  | 3.937 |  | SHAMIR00071**N | HAM-71-3.937 | 39.1349 | -84.493 | 2025-12-31 | Active |  |  |  | State | HL0005376 |  |  | State | 5-10-4 | Conventional | [14 empty] | No | No | No |  | HPS | [27 empty] | 2025-11-07 01:48 | NULL |  |  | mhurlow1 | 2018-05-09 19:11 | mneeley | 2024-08-01 03:06 | No | No | No | No | No | Standing | None | None | None | No | No | No |  | No | 2025-11-07 01:48 |  | mneeley | 2025-11-07 01:49 | mneeley | 2025-11-07 01:49 | No Photo Available | No Photo Available | http://data.mapchannels.com/dualmaps6/map.htm?lat=39.134914&lng=-84.492983
08 | HAMILTON | HAM | IR | 00071 |  | 4.026 |  | SHAMIR00071**N | HAM-71-4.026 | 39.1359 | -84.4919 | 2025-12-31 | Active |  |  |  | State | HL0018758 |  |  | State | 5-10-6 | Conventional | [14 empty] | No | No | No |  | HPS | [27 empty] | 2025-11-07 01:48 | NULL |  |  | mhurlow1 | 2018-05-09 19:11 | mneeley | 2024-08-01 03:09 | No | No | No | No | No | Standing | None | None | None | No | No | No |  | No | 2025-11-07 01:48 |  | mneeley | 2025-11-07 01:48 | mneeley | 2025-11-07 01:48 | No Photo Available | No Photo Available | http://data.mapchannels.com/dualmaps6/map.htm?lat=39.135883&lng=-84.491929
08 | HAMILTON | HAM | IR | 00071 |  | 4.08 |  | SHAMIR00071**N | HAM-71-4.080 | 39.1364 | -84.4912 | 2025-12-31 | Active |  |  |  | State | HL0024984 |  |  | State | 6-11-1 | Conventional | [14 empty] | No | No | No |  | HPS | [27 empty] | 2025-11-07 01:48 | NULL |  |  | mhurlow1 | 2018-05-09 19:11 | mneeley | 2024-08-01 03:10 | No | No | No | No | No | Standing | None | None | None | No | No | No |  | No | 2025-11-07 01:48 |  | mneeley | 2025-11-07 01:48 | mneeley | 2025-11-07 01:48 | No Photo Available | No Photo Available | http://data.mapchannels.com/dualmaps6/map.htm?lat=39.136370&lng=-84.491167
08 | HAMILTON | HAM | IR | 00071 |  | 4.126 |  | SHAMIR00071**N | HAM-71-4.126 | 39.1367 | -84.4905 | 2025-12-31 | Active |  |  |  | State | HL0017412 |  |  | State | 6-11-2 | Conventional | [14 empty] | No | No | No |  | HPS | [27 empty] | 2025-11-07 01:47 | NULL |  |  | mhurlow1 | 2018-05-09 19:11 | mneeley | 2024-08-01 03:12 | No | No | No | No | No | Standing | None | None | None | No | No | No |  | No | 2025-11-07 01:47 |  | mneeley | 2025-11-07 01:48 | mneeley | 2025-11-07 01:48 | No Photo Available | No Photo Available | http://data.mapchannels.com/dualmaps6/map.htm?lat=39.136740&lng=-84.490459
08 | HAMILTON | HAM | IR | 00071 |  | 4.164 |  | SHAMIR00071**N | HAM-71-4.164 | 39.137 | -84.4899 | 2025-12-31 | Active |  |  |  | State | HL0019278 |  |  | State | 6-11-3 | Conventional | [14 empty] | No | No | No |  | HPS | [27 empty] | 2025-11-07 01:47 | NULL |  |  | mhurlow1 | 2018-05-09 19:10 | mneeley | 2024-08-01 03:13 | No | No | No | No | No | Standing | None | None | None | No | No | No |  | No | 2025-11-07 01:47 |  | mneeley | 2025-11-07 01:48 | mneeley | 2025-11-07 01:48 | No Photo Available | No Photo Available | http://data.mapchannels.com/dualmaps6/map.htm?lat=39.137028&lng=-84.489864
08 | HAMILTON | HAM | IR | 00071 |  | 4.186 |  | SHAMIR00071**N | HAM-71-4.186 | 39.1372 | -84.4895 | 2025-12-31 | Active |  |  |  | State | HL0034883 |  |  | State | 6-11-3A | Conventional | [14 empty] | No | No | No |  | HPS | [27 empty] | 2025-11-07 01:47 | NULL |  |  | rdixon5 | 2022-01-11 03:46 | rdixon5 | 2022-01-11 03:46 | No | No | No | No | No | Standing | None | None | None | No | No | No |  | No | 2025-11-07 01:47 |  | mneeley | 2025-11-07 01:47 | mneeley | 2025-11-07 01:47 | No Photo Available | No Photo Available | http://data.mapchannels.com/dualmaps6/map.htm?lat=39.137193&lng=-84.489501
08 | HAMILTON | HAM | IR | 00071 |  | 4.204 |  | SHAMIR00071**N | HAM-71-4.204 | 39.1373 | -84.4892 | 2025-12-31 | Active |  |  |  | State | HL0012621 |  |  | State | 6-11-4A | Conventional | [14 empty] | No | No | No |  | HPS | [27 empty] | 2025-11-07 01:46 | NULL |  |  | mhurlow1 | 2018-05-09 19:10 | odotonline\rdixon5 | 2024-07-31 03:04 | No | No | No | No | No | Standing | None | None | None | No | No | No |  | No | 2025-11-07 01:46 |  | mneeley | 2025-11-07 01:47 | mneeley | 2025-11-07 01:47 | No Photo Available | No Photo Available | http://data.mapchannels.com/dualmaps6/map.htm?lat=39.137310&lng=-84.489207
08 | HAMILTON | HAM | IR | 00071 |  | 4.246 |  | SHAMIR00071**N | HAM-71-4.246 | 39.1376 | -84.4885 | 2025-12-31 | Active |  |  |  | State | HL0017060 |  |  | State | 6-11-5 | Conventional | [14 empty] | No | No | No |  | HPS | [27 empty] | 2025-11-07 01:46 | NULL |  |  | mhurlow1 | 2018-05-09 19:10 | odotonline\rdixon5 | 2024-07-31 03:05 | No | No | No | No | No | Standing | None | None | None | No | No | No |  | No | 2025-11-07 01:46 |  | mneeley | 2025-11-07 01:46 | mneeley | 2025-11-07 01:46 | No Photo Available | No Photo Available | http://data.mapchannels.com/dualmaps6/map.htm?lat=39.137607&lng=-84.488537
08 | HAMILTON | HAM | IR | 00071 |  | 4.287 |  | SHAMIR00071**N | HAM-71-4.287 | 39.1379 | -84.4879 | 2025-12-31 | Active |  |  |  | State | HL0005906 |  |  | State | 6-11-6 | Conventional | [14 empty] | No | No | No |  | HPS | [27 empty] | 2025-11-07 01:46 | NULL |  |  | mhurlow1 | 2018-05-09 19:10 | odotonline\rdixon5 | 2024-07-31 03:06 | No | No | No | No | No | Standing | None | None | None | No | No | No |  | No | 2025-11-07 01:46 |  | mneeley | 2025-11-07 01:46 | mneeley | 2025-11-07 01:46 | No Photo Available | No Photo Available | http://data.mapchannels.com/dualmaps6/map.htm?lat=39.137901&lng=-84.487865
08 | HAMILTON | HAM | IR | 00071 |  | 4.324 |  | SHAMIR00071**N | HAM-71-4.324 | 39.1382 | -84.4873 | 2025-12-31 | Active |  |  |  | State | HL0021889 |  |  | State | 6-11-7 | Conventional | [14 empty] | No | No | No |  | HPS | [27 empty] | 2025-11-07 01:45 | NULL |  |  | mhurlow1 | 2018-05-09 19:10 | odotonline\rdixon5 | 2024-07-31 03:08 | No | No | No | No | No | Standing | None | None | None | No | No | No |  | No | 2025-11-07 01:45 |  | mneeley | 2025-11-07 01:46 | mneeley | 2025-11-07 01:46 | https://collectorweb.dot.state.oh.us/arcgis/rest/services/HIGHWAY_LIGHTING/HighwayLighting_Reference/FeatureServer/6/21889/attachments/ | No Photo Available | http://data.mapchannels.com/dualmaps6/map.htm?lat=39.138195&lng=-84.487267
08 | HAMILTON | HAM | IR | 00071 |  | 4.364 |  | SHAMIR00071**N | HAM-71-4.364 | 39.1385 | -84.4867 | 2025-12-31 | Active |  |  |  | State | HL0015819 |  |  | State | 7-14-1 | Conventional | [14 empty] | No | No | No |  | HPS | [27 empty] | 2025-11-07 01:45 | NULL |  |  | mhurlow1 | 2018-05-09 19:10 | odotonline\rdixon5 | 2024-07-31 03:10 | No | No | No | No | No | Standing | None | None | None | No | No | No |  | No | 2025-11-07 01:45 |  | mneeley | 2025-11-07 01:46 | mneeley | 2025-11-07 01:46 | No Photo Available | No Photo Available | http://data.mapchannels.com/dualmaps6/map.htm?lat=39.138532&lng=-84.486664
08 | HAMILTON | HAM | IR | 00071 |  | 4.389 |  | SHAMIR00071**N | HAM-71-4.389 | 39.1388 | -84.4863 | 2025-12-31 | Active |  |  |  | State | HL0005815 |  |  | State | 7-14-2 | Conventional | [14 empty] | No | No | No |  | HPS | [27 empty] | 2025-11-07 01:45 | NULL |  |  | mhurlow1 | 2018-05-09 19:10 | odotonline\rdixon5 | 2024-07-31 03:10 | No | No | No | No | No | Standing | None | None | None | No | No | No |  | No | 2025-11-07 01:45 |  | mneeley | 2025-11-07 01:45 | mneeley | 2025-11-07 01:45 | No Photo Available | No Photo Available | http://data.mapchannels.com/dualmaps6/map.htm?lat=39.138761&lng=-84.486288
08 | HAMILTON | HAM | IR | 00071 |  | 4.438 |  | SHAMIR00071**N | HAM-71-4.438 | 39.1392 | -84.4856 | 2025-12-31 | Active |  |  |  | State | HL0004310 |  |  | State | 7-14-3 | Conventional | [14 empty] | No | No | No |  | HPS | [27 empty] | 2025-11-07 01:45 | NULL |  |  | mhurlow1 | 2018-05-09 19:10 | odotonline\rdixon5 | 2024-07-31 03:12 | No | No | No | No | No | Standing | None | None | None | No | No | No |  | No | 2025-11-07 01:45 |  | mneeley | 2025-11-07 01:45 | mneeley | 2025-11-07 01:45 | No Photo Available | No Photo Available | http://data.mapchannels.com/dualmaps6/map.htm?lat=39.139241&lng=-84.485610
08 | HAMILTON | HAM | IR | 00071 |  | 4.48 |  | SHAMIR00071**N | HAM-71-4.480 | 39.1397 | -84.485 | 2025-12-31 | Active |  |  |  | State | HL0000028 |  |  | State | 7-14-4 | Conventional | [14 empty] | No | No | No |  | HPS | [27 empty] | 2025-11-07 01:44 | NULL |  |  | mhurlow1 | 2018-05-09 19:09 | odotonline\rdixon5 | 2024-07-31 03:13 | No | No | No | No | No | Standing | None | None | None | No | No | No |  | No | 2025-11-07 01:44 |  | mneeley | 2025-11-07 01:45 | mneeley | 2025-11-07 01:45 | No Photo Available | No Photo Available | http://data.mapchannels.com/dualmaps6/map.htm?lat=39.139703&lng=-84.485046
08 | HAMILTON | HAM | IR | 00071 |  | 4.522 |  | SHAMIR00071**N | HAM-71-4.522 | 39.1402 | -84.4846 | 2025-12-31 | Active |  |  |  | State | HL0003440 |  |  | State | 7-14-5 | Conventional | [14 empty] | No | No | No |  | HPS | [27 empty] | 2025-11-07 01:44 | NULL |  |  | mhurlow1 | 2018-05-09 19:09 | odotonline\rdixon5 | 2024-07-31 03:14 | No | No | No | No | No | Standing | None | None | None | No | No | No |  | No | 2025-11-07 01:44 |  | mneeley | 2025-11-07 01:45 | mneeley | 2025-11-07 01:45 | No Photo Available | No Photo Available | http://data.mapchannels.com/dualmaps6/map.htm?lat=39.140165&lng=-84.484564
08 | HAMILTON | HAM | IR | 00071 |  | 4.557 |  | SHAMIR00071**N | HAM-71-4.557 | 39.1406 | -84.4842 | 2025-12-31 | Active |  |  |  | State | HL0009180 |  |  | State | 7-14-6 | Conventional | [14 empty] | No | No | No |  | HPS | [27 empty] | 2025-11-07 01:44 | NULL |  |  | mhurlow1 | 2018-05-09 19:09 | odotonline\rdixon5 | 2024-07-31 03:17 | No | No | No | No | No | Standing | None | None | None | No | No | No |  | No | 2025-11-07 01:44 |  | mneeley | 2025-11-07 01:44 | mneeley | 2025-11-07 01:44 | No Photo Available | No Photo Available | http://data.mapchannels.com/dualmaps6/map.htm?lat=39.140573&lng=-84.484169
08 | HAMILTON | HAM | IR | 00071 |  | 4.597 |  | SHAMIR00071**N | HAM-71-4.597 | 39.141 | -84.4838 | 2025-12-31 | Active |  |  |  | State | HL0001452 |  |  | State | 7-14-7 | Conventional | [14 empty] | No | No | No |  | HPS | [27 empty] | 2025-11-07 01:44 | NULL |  |  | mhurlow1 | 2018-05-09 19:09 | odotonline\rdixon5 | 2024-07-31 03:18 | No | No | No | No | No | Standing | None | None | None | No | No | No |  | No | 2025-11-07 01:44 |  | mneeley | 2025-11-07 01:44 | mneeley | 2025-11-07 01:44 | No Photo Available | No Photo Available | http://data.mapchannels.com/dualmaps6/map.htm?lat=39.141047&lng=-84.483756
08 | HAMILTON | HAM | IR | 00071 |  | 4.646 |  | SHAMIR00071**N | HAM-71-4.646 | 39.1416 | -84.4832 | 2025-12-31 | Active |  |  |  | State | HL0013495 |  |  | State | 7-14-8 | Conventional | [14 empty] | No | No | No |  | HPS | [27 empty] | 2025-11-07 01:42 | NULL |  |  | mhurlow1 | 2018-05-09 19:09 | odotonline\rdixon5 | 2024-07-31 03:20 | No | No | No | No | No | Standing | None | None | None | No | No | No |  | No | 2025-11-07 01:42 |  | mneeley | 2025-11-07 01:43 | mneeley | 2025-11-07 01:43 | No Photo Available | No Photo Available | http://data.mapchannels.com/dualmaps6/map.htm?lat=39.141629&lng=-84.483236
08 | HAMILTON | HAM | IR | 00071 |  | 4.684 |  | SHAMIR00071**N | HAM-71-4.684 | 39.1421 | -84.4828 | 2025-12-31 | Active |  |  |  | State | HL0026874 |  |  | State | 7-14-9 | Conventional | [14 empty] | No | No | No |  | HPS | [27 empty] | 2025-11-07 01:42 | NULL |  |  | mhurlow1 | 2018-05-09 19:09 | odotonline\rdixon5 | 2024-07-31 03:21 | No | No | No | No | No | Standing | None | None | None | No | No | No |  | No | 2025-11-07 01:42 |  | mneeley | 2025-11-07 01:43 | mneeley | 2025-11-07 01:43 | No Photo Available | No Photo Available | http://data.mapchannels.com/dualmaps6/map.htm?lat=39.142074&lng=-84.482810
08 | HAMILTON | HAM | IR | 00071 |  | 4.722 |  | SHAMIR00071**N | HAM-71-4.722 | 39.1425 | -84.4824 | 2025-12-31 | Active |  |  |  | State | HL0014714 |  |  | State | 7-14-10 | Conventional | [14 empty] | No | No | No |  | HPS | [27 empty] | 2025-11-07 01:42 | NULL |  |  | mhurlow1 | 2018-05-09 19:09 | odotonline\rdixon5 | 2024-07-31 03:23 | No | No | No | No | No | Standing | None | None | None | No | No | No |  | No | 2025-11-07 01:42 |  | mneeley | 2025-11-07 01:43 | mneeley | 2025-11-07 01:43 | No Photo Available | No Photo Available | http://data.mapchannels.com/dualmaps6/map.htm?lat=39.142495&lng=-84.482367
08 | HAMILTON | HAM | IR | 00071 |  | 4.761 |  | SHAMIR00071**N | HAM-71-4.761 | 39.1429 | -84.4819 | 2025-12-31 | Active |  |  |  | State | HL0008167 |  |  | State | 7-14-11 | Conventional | [14 empty] | No | No | No |  | HPS | [27 empty] | 2025-11-07 01:42 | NULL |  |  | mhurlow1 | 2018-05-09 19:09 | odotonline\rdixon5 | 2024-07-31 03:24 | No | No | No | No | No | Standing | None | None | None | No | No | No |  | No | 2025-11-07 01:42 |  | mneeley | 2025-11-07 01:42 | mneeley | 2025-11-07 01:42 | No Photo Available | No Photo Available | http://data.mapchannels.com/dualmaps6/map.htm?lat=39.142890&lng=-84.481881
08 | HAMILTON | HAM | IR | 00071 |  | 4.796 |  | SHAMIR00071**N | HAM-71-4.796 | 39.1432 | -84.4814 | 2025-12-31 | Active |  |  |  | State | HL0013896 |  |  | State | 7-14-12 | Conventional | [14 empty] | No | No | No |  | HPS | [27 empty] | 2025-11-07 01:41 | NULL |  |  | mhurlow1 | 2018-05-09 19:08 | odotonline\rdixon5 | 2024-07-31 03:26 | No | No | No | No | No | Standing | None | None | None | No | No | No |  | No | 2025-11-07 01:41 |  | mneeley | 2025-11-07 01:42 | mneeley | 2025-11-07 01:42 | No Photo Available | No Photo Available | http://data.mapchannels.com/dualmaps6/map.htm?lat=39.143200&lng=-84.481383
08 | HAMILTON | HAM | IR | 00071 |  | 4.833 |  | SHAMIR00071**N | HAM-71-4.833 | 39.1435 | -84.4808 | 2025-12-31 | Active |  |  |  | State | HL0023706 |  |  | State | 8-16-1 | Conventional | [14 empty] | No | No | No |  | HPS | [27 empty] | 2025-11-07 01:41 | NULL |  |  | mhurlow1 | 2018-05-09 19:08 | odotonline\rdixon5 | 2024-07-31 03:28 | No | No | No | No | No | Standing | None | None | None | No | No | No |  | No | 2025-11-07 01:41 |  | mneeley | 2025-11-07 01:42 | mneeley | 2025-11-07 01:42 | No Photo Available | No Photo Available | http://data.mapchannels.com/dualmaps6/map.htm?lat=39.143470&lng=-84.480806
08 | HAMILTON | HAM | IR | 00071 |  | 4.871 |  | SHAMIR00071**N | HAM-71-4.871 | 39.1437 | -84.4802 | 2025-12-31 | Active |  |  |  | State | HL0006591 |  |  | State | 8-16-2 | Conventional | [14 empty] | No | No | No |  | HPS | [27 empty] | 2025-11-07 01:41 | NULL |  |  | mhurlow1 | 2018-05-09 19:08 | odotonline\rdixon5 | 2024-07-31 03:30 | No | No | No | No | No | Standing | None | None | None | No | No | No |  | No | 2025-11-07 01:41 |  | mneeley | 2025-11-07 01:41 | mneeley | 2025-11-07 01:41 | No Photo Available | No Photo Available | http://data.mapchannels.com/dualmaps6/map.htm?lat=39.143685&lng=-84.480165
08 | HAMILTON | HAM | IR | 00071 |  | 4.909 |  | SHAMIR00071**N | HAM-71-4.909 | 39.1438 | -84.4795 | 2025-12-31 | Active |  |  |  | State | HL0013735 |  |  | State | 8-16-3 | Conventional | [14 empty] | No | No | No |  | HPS | [27 empty] | 2025-11-07 01:41 | NULL |  |  | mhurlow1 | 2018-05-09 19:08 | odotonline\rdixon5 | 2024-07-31 03:32 | No | No | No | No | No | Standing | None | None | None | No | No | No |  | No | 2025-11-07 01:41 |  | mneeley | 2025-11-07 01:41 | mneeley | 2025-11-07 01:41 | No Photo Available | No Photo Available | http://data.mapchannels.com/dualmaps6/map.htm?lat=39.143826&lng=-84.479494
08 | HAMILTON | HAM | IR | 00071 |  | 4.952 |  | SHAMIR00071**N | HAM-71-4.952 | 39.1439 | -84.4787 | 2025-12-31 | Active |  |  |  | State | HL0008425 |  |  | State | 8-16-4 | Conventional | [14 empty] | No | No | No |  | HPS | [27 empty] | 2025-11-07 01:40 | NULL |  |  | mhurlow1 | 2018-05-09 19:08 | odotonline\rdixon5 | 2024-07-31 03:33 | No | No | No | No | No | Standing | None | None | None | No | No | No |  | No | 2025-11-07 01:40 |  | mneeley | 2025-11-07 01:41 | mneeley | 2025-11-07 01:41 | No Photo Available | No Photo Available | http://data.mapchannels.com/dualmaps6/map.htm?lat=39.143909&lng=-84.478733
08 | HAMILTON | HAM | IR | 00071 |  | 4.989 |  | SHAMIR00071**N | HAM-71-4.989 | 39.1439 | -84.4781 | 2025-12-31 | Active |  |  |  | State | HL0018439 |  |  | State | 8-16-5 | Conventional | [14 empty] | No | No | No |  | HPS | [27 empty] | 2025-11-07 01:40 | NULL |  |  | mhurlow1 | 2018-05-09 19:08 | odotonline\rdixon5 | 2024-07-31 03:35 | No | No | No | No | No | Standing | None | None | None | No | No | No |  | No | 2025-11-07 01:40 |  | mneeley | 2025-11-07 01:41 | mneeley | 2025-11-07 01:41 | No Photo Available | No Photo Available | http://data.mapchannels.com/dualmaps6/map.htm?lat=39.143909&lng=-84.478057
08 | HAMILTON | HAM | IR | 00071 |  | 5.028 |  | SHAMIR00071**N | HAM-71-5.028 | 39.1439 | -84.4773 | 2025-12-31 | Active |  |  |  | State | HL0012232 |  |  | State | 8-16-6 | Conventional | [14 empty] | No | No | No |  | HPS | [27 empty] | 2025-11-07 01:40 | NULL |  |  | mhurlow1 | 2018-05-09 19:08 | odotonline\rdixon5 | 2024-07-31 03:37 | No | No | No | No | No | Standing | None | None | None | No | No | No |  | No | 2025-11-07 01:40 |  | mneeley | 2025-11-07 01:41 | mneeley | 2025-11-07 01:41 | No Photo Available | No Photo Available | http://data.mapchannels.com/dualmaps6/map.htm?lat=39.143868&lng=-84.477332
08 | HAMILTON | HAM | IR | 00071 |  | 5.066 |  | SHAMIR00071**N | HAM-71-5.066 | 39.1438 | -84.4766 | 2025-12-31 | Active |  |  |  | State | HL0017431 |  |  | State | 8-16-7 | Conventional | [14 empty] | No | No | No |  | HPS | [27 empty] | 2025-11-07 01:40 | NULL |  |  | mhurlow1 | 2018-05-09 19:08 | odotonline\rdixon5 | 2024-07-31 03:38 | No | No | No | No | No | Standing | None | None | None | No | No | No |  | No | 2025-11-07 01:40 |  | mneeley | 2025-11-07 01:40 | mneeley | 2025-11-07 01:40 | No Photo Available | No Photo Available | http://data.mapchannels.com/dualmaps6/map.htm?lat=39.143809&lng=-84.476638
08 | HAMILTON | HAM | IR | 00071 |  | 5.104 |  | SHAMIR00071**N | HAM-71-5.104 | 39.1437 | -84.4759 | 2025-12-31 | Active |  |  |  | State | HL0013987 |  |  | State | 8-16-8 | Conventional | [14 empty] | No | No | No |  | HPS | [27 empty] | 2025-11-07 01:39 | NULL |  |  | mhurlow1 | 2018-05-09 19:08 | odotonline\rdixon5 | 2024-07-31 03:39 | No | No | No | No | No | Standing | None | None | None | No | No | No |  | No | 2025-11-07 01:39 |  | mneeley | 2025-11-07 01:40 | mneeley | 2025-11-07 01:40 | No Photo Available | No Photo Available | http://data.mapchannels.com/dualmaps6/map.htm?lat=39.143741&lng=-84.475935
08 | HAMILTON | HAM | IR | 00071 |  | 5.15 |  | SHAMIR00071**N | HAM-71-5.150 | 39.1437 | -84.4751 | 2025-12-31 | Active |  |  |  | State | HL0020793 |  |  | State | 8-16-9 | Conventional | [14 empty] | No | No | No |  | HPS | [27 empty] | 2025-11-07 01:39 | NULL |  |  | mhurlow1 | 2018-05-09 19:07 | odotonline\rdixon5 | 2024-07-31 03:41 | No | No | No | No | No | Standing | None | None | None | No | No | No |  | No | 2025-11-07 01:39 |  | mneeley | 2025-11-07 01:40 | mneeley | 2025-11-07 01:40 | No Photo Available | No Photo Available | http://data.mapchannels.com/dualmaps6/map.htm?lat=39.143662&lng=-84.475071
08 | HAMILTON | HAM | IR | 00071 |  | 5.186 |  | SHAMIR00071**N | HAM-71-5.186 | 39.1436 | -84.4744 | 2025-12-31 | Active |  |  |  | State | HL0013996 |  |  | State | 8-16-10 | Conventional | [14 empty] | No | No | No |  | HPS | [27 empty] | 2025-11-07 01:39 | NULL |  |  | mhurlow1 | 2018-05-09 19:07 | odotonline\rdixon5 | 2024-07-31 04:27 | No | No | No | No | No | Standing | None | None | None | No | No | No |  | No | 2025-11-07 01:39 |  | mneeley | 2025-11-07 01:40 | mneeley | 2025-11-07 01:40 | No Photo Available | No Photo Available | http://data.mapchannels.com/dualmaps6/map.htm?lat=39.143597&lng=-84.474406
08 | HAMILTON | HAM | IR | 00071 |  | 5.233 |  | SHAMIR00071**N | HAM-71-5.233 | 39.1435 | -84.4735 | 2025-12-31 | Active |  |  |  | State | HL0020440 |  |  | State | 9-19-1 | Conventional | [14 empty] | No | No | No |  | HPS | [27 empty] | 2025-11-07 01:39 | NULL |  |  | mhurlow1 | 2018-05-09 19:07 | odotonline\rdixon5 | 2024-07-31 08:01 | No | No | No | No | No | Standing | None | None | None | No | No | No |  | No | 2025-11-07 01:39 |  | mneeley | 2025-11-07 01:39 | mneeley | 2025-11-07 01:39 | No Photo Available | No Photo Available | http://data.mapchannels.com/dualmaps6/map.htm?lat=39.143512&lng=-84.473537
08 | HAMILTON | HAM | IR | 00071 |  | 5.279 |  | SHAMIR00071**N | HAM-71-5.279 | 39.1434 | -84.4727 | 2025-12-31 | Active |  |  |  | State | HL0020320 |  |  | State | 9-19-2 | Conventional | [14 empty] | No | No | No |  | HPS | [27 empty] | 2025-11-07 01:38 | NULL |  |  | mhurlow1 | 2018-05-09 19:07 | odotonline\rdixon5 | 2024-07-31 04:30 | No | No | No | No | No | Standing | None | None | None | No | No | No |  | No | 2025-11-07 01:38 |  | mneeley | 2025-11-07 01:39 | mneeley | 2025-11-07 01:39 | No Photo Available | No Photo Available | http://data.mapchannels.com/dualmaps6/map.htm?lat=39.143439&lng=-84.472700
08 | HAMILTON | HAM | IR | 00071 |  | 5.324 |  | SHAMIR00071**N | HAM-71-5.324 | 39.1434 | -84.4719 | 2025-12-31 | Active |  |  |  | State | HL0012152 |  |  | State | 9-19-3 | Conventional | [14 empty] | No | No | No |  | HPS | [27 empty] | 2025-11-07 01:38 | NULL |  |  | mhurlow1 | 2018-05-09 19:07 | odotonline\rdixon5 | 2024-07-31 04:31 | No | No | No | No | No | Standing | None | None | None | No | No | No |  | No | 2025-11-07 01:38 |  | mneeley | 2025-11-07 01:39 | mneeley | 2025-11-07 01:39 | No Photo Available | No Photo Available | http://data.mapchannels.com/dualmaps6/map.htm?lat=39.143356&lng=-84.471861
08 | HAMILTON | HAM | IR | 00071 |  | 5.369 |  | SHAMIR00071**N | HAM-71-5.369 | 39.1433 | -84.471 | 2025-12-31 | Active |  |  |  | State | HL0025606 |  |  | State | 9-19-4 | Conventional | No |  | ST | A |  |  |  | 2 |  |  |  |  | No | No | No | No | No |  | HPS | 2 | [14 empty] | One Lumineers is an LED the other HPS | [11 empty] | 2025-11-07 01:38 | NULL |  |  | mhurlow1 | 2018-05-09 19:07 | jritchie2 | 2026-06-18 16:09 | No | No | No | No | No | Standing | None | None | None | No | No | No |  | No | 2025-11-07 01:38 |  | mneeley | 2025-11-07 01:38 | mneeley | 2025-11-07 01:38 | No Photo Available | No Photo Available | http://data.mapchannels.com/dualmaps6/map.htm?lat=39.143279&lng=-84.471027
08 | HAMILTON | HAM | IR | 00071 |  | 5.423 |  | SHAMIR00071**N | HAM-71-5.423 | 39.1432 | -84.47 | 2025-12-31 | Active |  |  |  | State | HL0007793 |  |  | State | 9-19-5 | Conventional | [14 empty] | No | No | No |  | HPS | [27 empty] | 2025-11-07 01:38 | NULL |  |  | mhurlow1 | 2018-05-09 19:07 | odotonline\rdixon5 | 2024-07-31 04:34 | No | No | No | No | No | Standing | None | None | None | No | No | No |  | No | 2025-11-07 01:38 |  | mneeley | 2025-11-07 01:38 | mneeley | 2025-11-07 01:38 | No Photo Available | No Photo Available | http://data.mapchannels.com/dualmaps6/map.htm?lat=39.143198&lng=-84.470034
08 | HAMILTON | HAM | IR | 00071 |  | 5.466 |  | SHAMIR00071**N | HAM-71-5.466 | 39.1431 | -84.4692 | 2025-12-31 | Active |  |  |  | State | HL0007345 |  |  | State | 9-19-6 | Conventional | [14 empty] | No | No | No |  | HPS | [27 empty] | 2025-11-07 01:37 | NULL |  |  | mhurlow1 | 2018-05-09 19:06 | odotonline\rdixon5 | 2024-07-31 04:35 | No | No | No | No | No | Standing | None | None | None | No | No | No |  | No | 2025-11-07 01:37 |  | mneeley | 2025-11-07 01:38 | mneeley | 2025-11-07 01:38 | No Photo Available | No Photo Available | http://data.mapchannels.com/dualmaps6/map.htm?lat=39.143137&lng=-84.469235
08 | HAMILTON | HAM | IR | 00071 |  | 5.506 |  | SHAMIR00071**N | HAM-71-5.506 | 39.1431 | -84.4685 | 2025-12-31 | Active |  |  |  | State | HL0026091 |  |  | State | 10-22-1 | Conventional | [14 empty] | No | No | No |  | HPS | [27 empty] | 2025-11-07 01:37 | NULL |  |  | mhurlow1 | 2018-05-09 19:06 | odotonline\rdixon5 | 2024-07-31 04:36 | No | No | No | No | No | Standing | None | None | None | No | No | No |  | No | 2025-11-07 01:37 |  | mneeley | 2025-11-07 01:37 | mneeley | 2025-11-07 01:37 | No Photo Available | No Photo Available | http://data.mapchannels.com/dualmaps6/map.htm?lat=39.143085&lng=-84.468484
08 | HAMILTON | HAM | IR | 00071 |  | 5.55 |  | SHAMIR00071**N | HAM-71-5.550 | 39.143 | -84.4677 | 2025-12-31 | Active |  |  |  | State | HL0024983 |  |  | State | 10-22-2 | Conventional | [14 empty] | No | No | No |  | HPS | [27 empty] | 2025-11-07 01:37 | NULL |  |  | mhurlow1 | 2018-05-09 19:06 | odotonline\rdixon5 | 2024-07-31 04:37 | No | No | No | No | No | Standing | None | None | None | No | No | No |  | No | 2025-11-07 01:37 |  | mneeley | 2025-11-07 01:37 | mneeley | 2025-11-07 01:37 | No Photo Available | No Photo Available | http://data.mapchannels.com/dualmaps6/map.htm?lat=39.143029&lng=-84.467679
08 | HAMILTON | HAM | IR | 00071 |  | 5.594 |  | SHAMIR00071**N | HAM-71-5.594 | 39.143 | -84.4669 | 2025-12-31 | Active |  |  |  | State | HL0021955 |  |  | State | 10-22-3 | Conventional | [14 empty] | No | No | No |  | HPS | [27 empty] | 2025-11-07 01:36 | NULL |  |  | mhurlow1 | 2018-05-09 19:06 | odotonline\rdixon5 | 2024-07-31 04:38 | No | No | No | No | No | Standing | None | None | None | No | No | No |  | No | 2025-11-07 01:36 |  | mneeley | 2025-11-07 01:37 | mneeley | 2025-11-07 01:37 | No Photo Available | No Photo Available | http://data.mapchannels.com/dualmaps6/map.htm?lat=39.142973&lng=-84.466856
08 | HAMILTON | HAM | IR | 00071 |  | 5.643 |  | SHAMIR00071**N | HAM-71-5.643 | 39.1429 | -84.466 | 2025-12-31 | Active |  |  |  | State | HL0014957 |  |  | State | 10-22-4 | Conventional | [14 empty] | No | No | No |  | HPS | [27 empty] | 2025-11-07 01:36 | NULL |  |  | mhurlow1 | 2018-05-09 19:06 | odotonline\rdixon5 | 2024-07-31 04:40 | No | No | No | No | No | Standing | None | None | None | No | No | No |  | No | 2025-11-07 01:36 |  | mneeley | 2025-11-07 01:37 | mneeley | 2025-11-07 01:37 | No Photo Available | No Photo Available | http://data.mapchannels.com/dualmaps6/map.htm?lat=39.142927&lng=-84.465952
08 | HAMILTON | HAM | IR | 00071 |  | 5.689 |  | SHAMIR00071**N | HAM-71-5.689 | 39.1429 | -84.4651 | 2025-12-31 | Active |  |  |  | State | HL0019346 |  |  | State | 10-22-5 | Conventional | [14 empty] | No | No | No |  | HPS | [27 empty] | 2025-11-07 01:36 | NULL |  |  | mhurlow1 | 2018-05-09 19:06 | odotonline\rdixon5 | 2024-07-31 04:41 | No | No | No | No | No | Standing | None | None | None | No | No | No |  | No | 2025-11-07 01:36 |  | mneeley | 2025-11-07 01:36 | mneeley | 2025-11-07 01:36 | No Photo Available | No Photo Available | http://data.mapchannels.com/dualmaps6/map.htm?lat=39.142880&lng=-84.465091
08 | HAMILTON | HAM | IR | 00071 |  | 5.733 |  | SHAMIR00071**N | HAM-71-5.733 | 39.1428 | -84.4643 | 2025-12-31 | Active |  |  |  | State | HL0001773 |  |  | State | 10-22-6 | Conventional | [14 empty] | No | No | No |  | HPS | [27 empty] | 2025-11-07 01:35 | NULL |  |  | mhurlow1 | 2018-05-09 19:05 | odotonline\rdixon5 | 2024-07-31 04:42 | No | No | No | No | No | Standing | None | None | None | No | No | No |  | No | 2025-11-07 01:35 |  | mneeley | 2025-11-07 01:36 | mneeley | 2025-11-07 01:36 | No Photo Available | No Photo Available | http://data.mapchannels.com/dualmaps6/map.htm?lat=39.142838&lng=-84.464278
08 | HAMILTON | HAM | IR | 00071 |  | 5.777 |  | SHAMIR00071**N | HAM-71-5.777 | 39.1428 | -84.4634 | 2025-12-31 | Active |  |  |  | State | HL0005047 |  |  | State | 10-22-7 | Conventional | [14 empty] | No | No | No |  | HPS | [27 empty] | 2025-11-07 01:35 | NULL |  |  | mhurlow1 | 2018-05-09 19:05 | odotonline\rdixon5 | 2024-07-31 04:43 | No | No | No | No | No | Standing | None | None | None | No | No | No |  | No | 2025-11-07 01:35 |  | mneeley | 2025-11-07 01:36 | mneeley | 2025-11-07 01:36 | No Photo Available | No Photo Available | http://data.mapchannels.com/dualmaps6/map.htm?lat=39.142832&lng=-84.463431
08 | HAMILTON | HAM | IR | 00071 |  | 5.822 |  | SHAMIR00071**N | HAM-71-5.822 | 39.1429 | -84.4626 | 2025-12-31 | Active |  |  |  | State | HL0008989 |  |  | State | 11-24-1 | Conventional | No |  | AT | A |  |  |  | 2 |  |  |  |  | No | No | No | No | No |  | HPS | 2 | [14 empty] | One Lumineers is an LED the other HPS | [11 empty] | 2025-11-06 07:21 | NULL |  |  | mhurlow1 | 2018-05-09 19:05 | jritchie2 | 2026-06-18 16:05 | No | No | No | No | No | Standing | None | None | None | No | No | No |  | No | 2025-11-06 07:21 |  | mneeley | 2025-11-06 07:21 | mneeley | 2025-11-06 07:21 | No Photo Available | No Photo Available | http://data.mapchannels.com/dualmaps6/map.htm?lat=39.142890&lng=-84.462599
08 | HAMILTON | HAM | IR | 00071 |  | 5.867 |  | SHAMIR00071**N | HAM-71-5.867 | 39.143 | -84.4618 | 2025-12-31 | Active |  |  |  | State | HL0000260 |  |  | State | 11-24-2 | Conventional | [14 empty] | No | No | No |  | HPS | [27 empty] | 2025-11-06 07:21 | NULL |  |  | mhurlow1 | 2018-05-09 19:05 | odotonline\rdixon5 | 2024-07-31 04:45 | No | No | No | No | No | Standing | None | None | None | No | No | No |  | No | 2025-11-06 07:21 |  | mneeley | 2025-11-06 07:21 | mneeley | 2025-11-06 07:21 | No Photo Available | No Photo Available | http://data.mapchannels.com/dualmaps6/map.htm?lat=39.142996&lng=-84.461770
08 | HAMILTON | HAM | IR | 00071 |  | 5.91 |  | SHAMIR00071**N | HAM-71-5.910 | 39.1432 | -84.461 | 2025-12-31 | Active |  |  |  | State | HL0000072 |  |  | State | 11-24-3 | Conventional | [14 empty] | No | No | No |  | HPS | [27 empty] | 2025-11-06 07:21 | NULL |  |  | mhurlow1 | 2018-05-09 19:05 | odotonline\rdixon5 | 2024-07-31 04:46 | No | No | No | No | No | Standing | None | None | None | No | No | No |  | No | 2025-11-06 07:21 |  | mneeley | 2025-11-06 07:21 | mneeley | 2025-11-06 07:21 | No Photo Available | No Photo Available | http://data.mapchannels.com/dualmaps6/map.htm?lat=39.143165&lng=-84.460974
08 | HAMILTON | HAM | IR | 00071 |  | 5.954 |  | SHAMIR00071**N | HAM-71-5.954 | 39.1434 | -84.4602 | 2025-12-31 | Active |  |  |  | State | HL0005684 |  |  | State | 11-24-4 | Conventional | [14 empty] | No | No | No |  | HPS | [27 empty] | 2025-11-06 07:16 | NULL |  |  | mhurlow1 | 2018-05-09 19:05 | odotonline\rdixon5 | 2024-07-31 04:47 | No | No | No | No | No | Standing | None | None | None | No | No | No |  | No | 2025-11-06 07:16 |  | mneeley | 2025-11-06 07:16 | mneeley | 2025-11-06 07:16 | No Photo Available | No Photo Available | http://data.mapchannels.com/dualmaps6/map.htm?lat=39.143370&lng=-84.460204
08 | HAMILTON | HAM | IR | 00071 |  | 5.994 |  | SHAMIR00071**N | HAM-71-5.994 | 39.1436 | -84.4595 | 2025-12-31 | Active |  |  |  | State | HL0024677 |  |  | State | 11-24-5 | Conventional | [14 empty] | No | No | No |  | HPS | [27 empty] | 2025-11-06 07:16 | NULL |  |  | mhurlow1 | 2018-05-09 19:05 | odotonline\rdixon5 | 2024-07-31 04:48 | No | No | No | No | No | Standing | None | None | None | No | No | No |  | No | 2025-11-06 07:16 |  | mneeley | 2025-11-06 07:16 | mneeley | 2025-11-06 07:16 | No Photo Available | No Photo Available | http://data.mapchannels.com/dualmaps6/map.htm?lat=39.143601&lng=-84.459509
08 | HAMILTON | HAM | IR | 00071 |  | 6.037 |  | SHAMIR00071**N | HAM-71-6.037 | 39.1439 | -84.4588 | 2025-12-31 | Active |  |  |  | State | HL0019795 |  |  | State | 11-24-6 | Conventional | [14 empty] | No | No | No |  | HPS | [27 empty] | 2025-11-06 07:15 | NULL |  |  | mhurlow1 | 2018-05-09 19:04 | odotonline\rdixon5 | 2024-07-31 04:49 | No | No | No | No | No | Standing | None | None | None | No | No | No |  | No | 2025-11-06 07:15 |  | mneeley | 2025-11-06 07:15 | mneeley | 2025-11-06 07:15 | No Photo Available | No Photo Available | http://data.mapchannels.com/dualmaps6/map.htm?lat=39.143901&lng=-84.458793
08 | HAMILTON | HAM | IR | 00071 |  | 6.075 |  | SHAMIR00071**N | HAM-71-6.075 | 39.1442 | -84.4582 | 2025-12-31 | Active |  |  |  | State | HL0009456 |  |  | State | 11-24-7 | Conventional | [14 empty] | No | No | No |  | HPS | [27 empty] | 2025-11-06 07:15 | NULL |  |  | mhurlow1 | 2018-05-09 19:04 | odotonline\rdixon5 | 2024-07-31 04:50 | No | No | No | No | No | Standing | None | None | None | No | No | No |  | No | 2025-11-06 07:15 |  | mneeley | 2025-11-06 07:15 | mneeley | 2025-11-06 07:15 | No Photo Available | No Photo Available | http://data.mapchannels.com/dualmaps6/map.htm?lat=39.144190&lng=-84.458176
08 | HAMILTON | HAM | IR | 00071 |  | 6.111 |  | SHAMIR00071**N | HAM-71-6.111 | 39.1445 | -84.4576 | 2025-12-31 | Active |  |  |  | State | HL0020243 |  |  | State | 11-24-8 | Conventional | [14 empty] | No | No | No |  | HPS | [27 empty] | 2025-11-06 07:15 | NULL |  |  | mhurlow1 | 2018-05-09 19:04 | odotonline\rdixon5 | 2024-07-31 04:51 | No | No | No | No | No | Standing | None | None | None | No | No | No |  | No | 2025-11-06 07:15 |  | mneeley | 2025-11-06 07:15 | mneeley | 2025-11-06 07:15 | No Photo Available | No Photo Available | http://data.mapchannels.com/dualmaps6/map.htm?lat=39.144494&lng=-84.457632
08 | HAMILTON | HAM | IR | 00071 |  | 6.158 |  | SHAMIR00071**N | HAM-71-6.158 | 39.1449 | -84.4569 | 2025-12-31 | Active |  |  |  | State | HL0012796 |  |  | State | 11-24-9 | Conventional | [14 empty] | No | No | No |  | HPS | [27 empty] | 2025-11-06 07:15 | NULL |  |  | mhurlow1 | 2018-05-09 19:04 | odotonline\rdixon5 | 2024-07-31 04:54 | No | No | No | No | No | Standing | None | None | None | No | No | No |  | No | 2025-11-06 07:15 |  | mneeley | 2025-11-06 07:15 | mneeley | 2025-11-06 07:15 | No Photo Available | No Photo Available | http://data.mapchannels.com/dualmaps6/map.htm?lat=39.144916&lng=-84.456942
08 | HAMILTON | HAM | IR | 00071 |  | 6.201 |  | SHAMIR00071**N | HAM-71-6.201 | 39.1453 | -84.4563 | 2025-12-31 | Active |  |  |  | State | HL0016384 |  |  | State | 14-30-1 | Conventional | [14 empty] | No | No | No |  | HPS | [27 empty] | 2025-11-06 07:15 | NULL |  |  | mhurlow1 | 2018-05-09 19:04 | odotonline\rdixon5 | 2024-07-31 04:55 | No | No | No | No | No | Standing | None | None | None | No | No | No |  | No | 2025-11-06 07:15 |  | mneeley | 2025-11-06 07:15 | mneeley | 2025-11-06 07:15 | No Photo Available | No Photo Available | http://data.mapchannels.com/dualmaps6/map.htm?lat=39.145305&lng=-84.456304
08 | HAMILTON | HAM | IR | 00071 |  | 6.241 |  | SHAMIR00071**N | HAM-71-6.241 | 39.1457 | -84.4557 | 2025-12-31 | Active |  |  |  | State | HL0020753 |  |  | State | 14-30-2 | Conventional | [14 empty] | No | No | No |  | HPS | [27 empty] | 2025-11-06 07:14 | NULL |  |  | mhurlow1 | 2018-05-09 19:04 | odotonline\rdixon5 | 2024-07-31 04:56 | No | No | No | No | No | Standing | None | None | None | No | No | No |  | No | 2025-11-06 07:14 |  | mneeley | 2025-11-06 07:14 | mneeley | 2025-11-06 07:14 | No Photo Available | No Photo Available | http://data.mapchannels.com/dualmaps6/map.htm?lat=39.145669&lng=-84.455725
08 | HAMILTON | HAM | IR | 00071 |  | 6.289 |  | SHAMIR00071**N | HAM-71-6.289 | 39.1461 | -84.455 | 2025-12-31 | Active |  |  |  | State | HL0011192 |  |  | State | 14-30-3 | Conventional | [14 empty] | No | No | No |  | HPS | [27 empty] | 2025-11-06 07:13 | NULL |  |  | mhurlow1 | 2018-05-09 19:04 | odotonline\rdixon5 | 2024-07-31 04:57 | No | No | No | No | No | Standing | None | None | None | No | No | No |  | No | 2025-11-06 07:13 |  | mneeley | 2025-11-06 07:13 | mneeley | 2025-11-06 07:13 | No Photo Available | No Photo Available | http://data.mapchannels.com/dualmaps6/map.htm?lat=39.146087&lng=-84.455027
08 | HAMILTON | HAM | IR | 00071 |  | 6.333 |  | SHAMIR00071**N | HAM-71-6.333 | 39.1465 | -84.4544 | 2025-12-31 | Active |  |  |  | State | HL0004570 |  |  | State | 14-30-4 | Conventional | [14 empty] | No | No | No |  | HPS | [27 empty] | 2025-11-06 07:13 | NULL |  |  | mhurlow1 | 2018-05-09 19:03 | odotonline\rdixon5 | 2024-07-31 04:58 | No | No | No | No | No | Standing | None | None | None | No | No | No |  | No | 2025-11-06 07:13 |  | mneeley | 2025-11-06 07:13 | mneeley | 2025-11-06 07:13 | No Photo Available | No Photo Available | http://data.mapchannels.com/dualmaps6/map.htm?lat=39.146451&lng=-84.454362
08 | HAMILTON | HAM | IR | 00071 |  | 6.367 |  | SHAMIR00071**N | HAM-71-6.367 | 39.1467 | -84.4538 | 2025-12-31 | Active |  |  |  | State | HL0015615 |  |  | State | 14-30-5 | Conventional | [14 empty] | No | No | No |  | HPS | [27 empty] | 2025-11-06 07:13 | NULL |  |  | mhurlow1 | 2018-05-09 19:03 | odotonline\rdixon5 | 2024-07-31 04:59 | No | No | No | No | No | Standing | None | None | None | No | No | No |  | No | 2025-11-06 07:13 |  | mneeley | 2025-11-06 07:13 | mneeley | 2025-11-06 07:13 | No Photo Available | No Photo Available | http://data.mapchannels.com/dualmaps6/map.htm?lat=39.146718&lng=-84.453823
08 | HAMILTON | HAM | IR | 00071 |  | 6.388 |  | SHAMIR00071**C | HAM-71-6.388 | 39.1476 | -84.4515 | 2025-12-31 | Active |  |  |  | State | HL0019512 |  |  | State | 15-31-1 | Conventional | [14 empty] | No | No | No |  | HPS | [27 empty] | 2025-11-06 07:12 | NULL |  |  | mhurlow1 | 2018-05-09 19:02 | odotonline\rdixon5 | 2024-07-31 05:02 | No | No | No | No | No | Standing | None | None | None | No | No | No |  | No | 2025-11-06 07:12 |  | mneeley | 2025-11-06 07:12 | mneeley | 2025-11-06 07:12 | No Photo Available | No Photo Available | http://data.mapchannels.com/dualmaps6/map.htm?lat=39.147608&lng=-84.451543
08 | HAMILTON | HAM | IR | 00071 |  | 6.411 |  | SHAMIR00071**N | HAM-71-6.411 | 39.147 | -84.4531 | 2025-12-31 | Active |  |  |  | State | HL0013074 |  |  | State | 14-30-6 | Conventional | [14 empty] | No | No | No |  | HPS | [27 empty] | 2025-11-06 07:12 | NULL |  |  | mhurlow1 | 2018-05-09 19:03 | odotonline\rdixon5 | 2024-07-31 05:00 | No | No | No | No | No | Standing | None | None | None | No | No | No |  | No | 2025-11-06 07:12 |  | mneeley | 2025-11-06 07:12 | mneeley | 2025-11-06 07:12 | No Photo Available | No Photo Available | http://data.mapchannels.com/dualmaps6/map.htm?lat=39.147027&lng=-84.453117
08 | HAMILTON | HAM | IR | 00071 |  | 6.457 |  | SHAMIR00071**N | HAM-71-6.457 | 39.1473 | -84.4524 | 2025-12-31 | Active |  |  |  | State | HL0005783 |  |  | State | 14-30-7 | Conventional | [14 empty] | No | No | No |  | HPS | [27 empty] | 2025-11-06 07:12 | NULL |  |  | mhurlow1 | 2018-05-09 19:03 | odotonline\rdixon5 | 2024-07-31 05:01 | No | No | No | No | No | Standing | None | None | None | No | No | No |  | No | 2025-11-06 07:12 |  | mneeley | 2025-11-06 07:12 | mneeley | 2025-11-06 07:12 | No Photo Available | No Photo Available | http://data.mapchannels.com/dualmaps6/map.htm?lat=39.147319&lng=-84.452353
08 | HAMILTON | HAM | IR | 00071 |  | 6.552 |  | SHAMIR00071**N | HAM-71-6.552 | 39.1479 | -84.4508 | 2025-12-31 | Active |  |  |  | State | HL0001635 |  |  | State | 15-31-2 | Conventional | [14 empty] | No | No | No |  | HPS | [27 empty] | 2025-11-06 07:11 | NULL |  |  | mhurlow1 | 2018-05-09 19:02 | odotonline\rdixon5 | 2024-07-31 05:03 | No | No | No | No | No | Standing | None | None | None | No | No | No |  | No | 2025-11-06 07:11 |  | mneeley | 2025-11-06 07:11 | mneeley | 2025-11-06 07:11 | No Photo Available | No Photo Available | http://data.mapchannels.com/dualmaps6/map.htm?lat=39.147911&lng=-84.450765
08 | HAMILTON | HAM | IR | 00071 |  | 6.594 |  | SHAMIR00071**N | HAM-71-6.594 | 39.1482 | -84.4501 | 2025-12-31 | Active |  |  |  | State | HL0009066 |  |  | State | 15-31-3 | Conventional | [14 empty] | No | No | No |  | HPS | [27 empty] | 2025-11-06 07:10 | NULL |  |  | mhurlow1 | 2018-05-09 19:02 | odotonline\rdixon5 | 2024-07-31 05:04 | No | No | No | No | No | Standing | None | None | None | No | No | No |  | No | 2025-11-06 07:10 |  | mneeley | 2025-11-06 07:10 | mneeley | 2025-11-06 07:10 | No Photo Available | No Photo Available | http://data.mapchannels.com/dualmaps6/map.htm?lat=39.148165&lng=-84.450052
08 | HAMILTON | HAM | IR | 00071 |  | 6.646 |  | SHAMIR00071**N | HAM-71-6.646 | 39.1485 | -84.4492 | 2025-12-31 | Active |  |  |  | State | HL0006239 |  |  | State | 15-31-4 | Conventional | [14 empty] | No | No | No |  | HPS | [27 empty] | 2025-11-06 07:10 | NULL |  |  | mhurlow1 | 2018-05-09 19:02 | odotonline\rdixon5 | 2024-07-31 05:05 | No | No | No | No | No | Standing | None | None | None | No | No | No |  | No | 2025-11-06 07:10 |  | mneeley | 2025-11-06 07:10 | mneeley | 2025-11-06 07:10 | No Photo Available | No Photo Available | http://data.mapchannels.com/dualmaps6/map.htm?lat=39.148492&lng=-84.449180
08 | HAMILTON | HAM | IR | 00071 |  | 6.694 |  | SHAMIR00071**N | HAM-71-6.694 | 39.1488 | -84.4484 | 2025-12-31 | Active |  |  |  | State | HL0021532 |  |  | State | 15-31-5 | Conventional | [14 empty] | No | No | No |  | HPS | [27 empty] | 2025-11-06 07:10 | NULL |  |  | mhurlow1 | 2018-05-09 19:02 | odotonline\rdixon5 | 2024-07-31 05:06 | No | No | No | No | No | Standing | None | None | None | No | No | No |  | No | 2025-11-06 07:10 |  | mneeley | 2025-11-06 07:10 | mneeley | 2025-11-06 07:10 | No Photo Available | No Photo Available | http://data.mapchannels.com/dualmaps6/map.htm?lat=39.148789&lng=-84.448362
08 | HAMILTON | HAM | IR | 00071 |  | 6.739 |  | SHAMIR00071**N | HAM-71-6.739 | 39.1491 | -84.4476 | 2025-12-31 | Active |  |  |  | State | HL0027043 |  |  | State | 15-31-6 | Conventional | [14 empty] | No | No | No |  | HPS | [27 empty] | 2025-11-06 07:09 | NULL |  |  | mhurlow1 | 2018-05-09 19:02 | odotonline\rdixon5 | 2024-07-31 05:07 | No | No | No | No | No | Standing | None | None | None | No | No | No |  | No | 2025-11-06 07:09 |  | mneeley | 2025-11-06 07:10 | mneeley | 2025-11-06 07:10 | No Photo Available | No Photo Available | http://data.mapchannels.com/dualmaps6/map.htm?lat=39.149081&lng=-84.447611
08 | HAMILTON | HAM | IR | 00071 |  | 6.787 |  | SHAMIR00071**N | HAM-71-6.787 | 39.1494 | -84.4468 | 2025-12-31 | Active |  |  |  | State | HL0016047 |  |  | State | 15-31-7 | Conventional | [14 empty] | No | No | No |  | HPS | [27 empty] | 2025-11-06 07:09 | NULL |  |  | mhurlow1 | 2018-05-09 19:01 | odotonline\rdixon5 | 2024-07-31 05:08 | No | No | No | No | No | Standing | None | None | None | No | No | No |  | No | 2025-11-06 07:09 |  | mneeley | 2025-11-06 07:09 | mneeley | 2025-11-06 07:09 | No Photo Available | No Photo Available | http://data.mapchannels.com/dualmaps6/map.htm?lat=39.149405&lng=-84.446830
08 | HAMILTON | HAM | IR | 00071 |  | 6.834 |  | SHAMIR00071**N | HAM-71-6.834 | 39.1498 | -84.4461 | 2025-12-31 | Active |  |  |  | State | HL0022438 |  |  | State | 16-34-1 | Conventional | [14 empty] | No | No | No |  | HPS | [27 empty] | 2025-11-06 07:09 | NULL |  |  | mhurlow1 | 2018-05-09 19:01 | odotonline\rdixon5 | 2024-07-31 05:10 | No | No | No | No | No | Standing | None | None | None | No | No | No |  | No | 2025-11-06 07:09 |  | mneeley | 2025-11-06 07:09 | mneeley | 2025-11-06 07:09 | No Photo Available | No Photo Available | http://data.mapchannels.com/dualmaps6/map.htm?lat=39.149792&lng=-84.446074
08 | HAMILTON | HAM | IR | 00071 |  | 6.853 |  | SHAMIR00071**N | HAM-71-6.853 | 39.15 | -84.4458 | 2025-12-31 | Active |  |  |  | State | HL0003286 |  |  | State |  | Conventional | [14 empty] | No | No | No |  | HPS | [27 empty] | 2025-11-06 07:09 | NULL |  |  | mhurlow1 | 2018-05-09 19:01 | mhurlow1 | 2018-07-19 14:42 | No | No | No | No | No | Standing | None | None | None | No | No | No |  | No | 2025-11-06 07:09 |  | mneeley | 2025-11-06 07:09 | mneeley | 2025-11-06 07:09 | No Photo Available | No Photo Available | http://data.mapchannels.com/dualmaps6/map.htm?lat=39.149962&lng=-84.445792
08 | HAMILTON | HAM | IR | 00071 |  | 6.875 |  | SHAMIR00071**N | HAM-71-6.875 | 39.1502 | -84.4455 | 2025-12-31 | Active |  |  |  | State | HL0020642 |  |  | State | 16-34-2 | Conventional | [14 empty] | No | No | No |  | HPS | [27 empty] | 2025-11-06 07:08 | NULL |  |  | mhurlow1 | 2018-05-09 19:01 | odotonline\rdixon5 | 2024-07-31 06:13 | No | No | No | No | No | Standing | None | None | None | No | No | No |  | No | 2025-11-06 07:08 |  | mneeley | 2025-11-06 07:08 | mneeley | 2025-11-06 07:08 | No Photo Available | No Photo Available | http://data.mapchannels.com/dualmaps6/map.htm?lat=39.150179&lng=-84.445489
08 | HAMILTON | HAM | IR | 00071 |  | 6.923 |  | SHAMIR00071**N | HAM-71-6.923 | 39.1507 | -84.4448 | 2025-12-31 | Active |  |  |  | State | HL0015986 |  |  | State | 16-34-3 | Conventional | [14 empty] | No | No | No |  | HPS | [27 empty] | 2025-11-06 07:07 | NULL |  |  | mhurlow1 | 2018-05-09 19:01 | odotonline\rdixon5 | 2024-07-31 06:15 | No | No | No | No | No | Standing | None | None | None | No | No | No |  | No | 2025-11-06 07:07 |  | mneeley | 2025-11-06 07:07 | mneeley | 2025-11-06 07:07 | No Photo Available | No Photo Available | http://data.mapchannels.com/dualmaps6/map.htm?lat=39.150676&lng=-84.444829
08 | HAMILTON | HAM | IR | 00071 |  | 6.958 |  | SHAMIR00071**N | HAM-71-6.958 | 39.1511 | -84.4444 | 2025-12-31 | Active |  |  |  | State | HL0005083 |  |  | State | 16-34-4 | Conventional | [14 empty] | No | No | No |  | HPS | [27 empty] | 2025-11-06 07:07 | NULL |  |  | mhurlow1 | 2018-05-09 19:01 | odotonline\rdixon5 | 2024-07-31 06:17 | No | No | No | No | No | Standing | None | None | None | No | No | No |  | No | 2025-11-06 07:07 |  | mneeley | 2025-11-06 07:07 | mneeley | 2025-11-06 07:07 | No Photo Available | No Photo Available | http://data.mapchannels.com/dualmaps6/map.htm?lat=39.151073&lng=-84.444416
08 | HAMILTON | HAM | IR | 00071 |  | 7 |  | SHAMIR00071**N | HAM-71-7.000 | 39.1516 | -84.444 | 2025-12-31 | Active |  |  |  | State | HL0016102 |  |  | State | 16-34-5 | Conventional | [14 empty] | No | No | No |  | HPS | [27 empty] | 2025-11-06 07:07 | NULL |  |  | mhurlow1 | 2018-05-09 19:01 | odotonline\rdixon5 | 2024-07-31 06:18 | No | No | No | No | No | Standing | None | None | None | No | No | No |  | No | 2025-11-06 07:07 |  | mneeley | 2025-11-06 07:07 | mneeley | 2025-11-06 07:07 | No Photo Available | No Photo Available | http://data.mapchannels.com/dualmaps6/map.htm?lat=39.151579&lng=-84.443982
08 | HAMILTON | HAM | IR | 00071 |  | 7.02 |  | SHAMIR00071**C | HAM-71-7.020 | 39.1532 | -84.4429 | 2025-12-31 | Active |  |  |  | State | HL0002058 |  |  | State | 16-34-8 | Conventional | [14 empty] | No | No | No |  | HPS | [27 empty] | 2025-11-06 07:06 | NULL |  |  | mhurlow1 | 2018-05-09 19:00 | odotonline\rdixon5 | 2024-07-31 06:21 | No | No | No | No | No | Standing | None | None | None | No | No | No |  | No | 2025-11-06 07:06 |  | mneeley | 2025-11-06 07:06 | mneeley | 2025-11-06 07:06 | No Photo Available | No Photo Available | http://data.mapchannels.com/dualmaps6/map.htm?lat=39.153238&lng=-84.442863
08 | HAMILTON | HAM | IR | 00071 |  | 7.043 |  | SHAMIR00071**N | HAM-71-7.043 | 39.1521 | -84.4436 | 2025-12-31 | Active |  |  |  | State | HL0001996 |  |  | State | 16-34-6 | Conventional | [14 empty] | No | No | No |  | HPS | [27 empty] | 2025-11-06 07:07 | NULL |  |  | mhurlow1 | 2018-08-01 12:23 | odotonline\rdixon5 | 2024-07-31 06:19 | No | No | No | No | No | Standing | None | None | None | No | No | No |  | No | 2025-11-06 07:07 |  | mneeley | 2025-11-06 07:07 | mneeley | 2025-11-06 07:07 | No Photo Available | No Photo Available | http://data.mapchannels.com/dualmaps6/map.htm?lat=39.152138&lng=-84.443587
08 | HAMILTON | HAM | IR | 00071 |  | 7.063 |  | SHAMIR00071**C | HAM-71-7.063 | 39.1538 | -84.4425 | 2025-12-31 | Active |  |  |  | State | HL0025379 |  |  | State | 16-34-9 | Conventional | [14 empty] | No | No | No |  | HPS | [27 empty] | 2025-11-06 07:06 | NULL |  |  | mhurlow1 | 2018-05-09 19:00 | odotonline\rdixon5 | 2024-07-31 06:22 | No | No | No | No | No | Standing | None | None | None | No | No | No |  | No | 2025-11-06 07:06 |  | mneeley | 2025-11-06 07:06 | mneeley | 2025-11-06 07:06 | No Photo Available | No Photo Available | http://data.mapchannels.com/dualmaps6/map.htm?lat=39.153798&lng=-84.442507
08 | HAMILTON | HAM | IR | 00071 |  | 7.085 |  | SHAMIR00071**N | HAM-71-7.085 | 39.1527 | -84.4432 | 2025-12-31 | Active |  |  |  | State | HL0012162 |  |  | State | 16-34-7 | Conventional | [14 empty] | No | No | No |  | HPS | [27 empty] | 2025-11-06 07:06 | NULL |  |  | mhurlow1 | 2018-05-09 19:00 | odotonline\rdixon5 | 2024-07-31 06:20 | No | No | No | No | No | Standing | None | None | None | No | No | No |  | No | 2025-11-06 07:06 |  | mneeley | 2025-11-06 07:07 | mneeley | 2025-11-06 07:07 | No Photo Available | No Photo Available | http://data.mapchannels.com/dualmaps6/map.htm?lat=39.152675&lng=-84.443228
08 | HAMILTON | HAM | IR | 00071 |  | 7.108 |  | SHAMIR00071**C | HAM-71-7.108 | 39.1544 | -84.4421 | 2025-12-31 | Active |  |  |  | State | HL0020800 |  |  | State | 16-34-10 | Conventional | [14 empty] | No | No | No |  | HPS | [27 empty] | 2025-11-06 07:05 | NULL |  |  | mhurlow1 | 2018-05-09 19:00 | odotonline\rdixon5 | 2024-07-31 06:23 | No | No | No | No | No | Standing | None | None | None | No | No | No |  | No | 2025-11-06 07:05 |  | mneeley | 2025-11-06 07:05 | mneeley | 2025-11-06 07:05 | No Photo Available | No Photo Available | http://data.mapchannels.com/dualmaps6/map.htm?lat=39.154372&lng=-84.442094
08 | HAMILTON | HAM | IR | 00071 |  | 7.193 |  | SHAMIR00071**C | HAM-71-7.193 | 39.1554 | -84.4412 | 2025-12-31 | Active |  |  |  | State | HL0009225 |  |  | State | 16-34-12 | Conventional | [14 empty] | No | No | No |  | HPS | [27 empty] | 2025-11-06 07:04 | NULL |  |  | mhurlow1 | 2018-05-09 19:00 | odotonline\rdixon5 | 2024-07-31 06:25 | No | No | No | No | No | Standing | None | None | None | No | No | No |  | No | 2025-11-06 07:04 |  | mneeley | 2025-11-06 07:04 | mneeley | 2025-11-06 07:04 | No Photo Available | No Photo Available | http://data.mapchannels.com/dualmaps6/map.htm?lat=39.155393&lng=-84.441200
08 | HAMILTON | HAM | IR | 00071 |  | 7.235 |  | SHAMIR00071**C | HAM-71-7.235 | 39.1559 | -84.4407 | 2025-12-31 | Active |  |  |  | State | HL0024702 |  |  | State | 17-37-1 | Conventional | [14 empty] | No | No | No |  | HPS | [27 empty] | 2025-11-06 07:04 | NULL |  |  | mhurlow1 | 2018-05-09 18:59 | odotonline\rdixon5 | 2024-07-31 06:26 | No | No | No | No | No | Standing | None | None | None | No | No | No |  | No | 2025-11-06 07:04 |  | mneeley | 2025-11-06 07:04 | mneeley | 2025-11-06 07:04 | No Photo Available | No Photo Available | http://data.mapchannels.com/dualmaps6/map.htm?lat=39.155890&lng=-84.440726
08 | HAMILTON | HAM | IR | 00071 |  | 7.26 |  | SHAMIR00071**N | HAM-71-7.260 | 39.1549 | -84.4417 | 2025-12-31 | Active |  |  |  | State | HL0015709 |  |  | State | 16-34-11 | Conventional | [14 empty] | No | No | No |  | HPS | [27 empty] | 2025-11-06 07:04 | NULL |  |  | mhurlow1 | 2018-05-09 19:00 | odotonline\rdixon5 | 2024-07-31 06:24 | No | No | No | No | No | Standing | None | None | None | No | No | No |  | No | 2025-11-06 07:04 |  | mneeley | 2025-11-06 07:05 | mneeley | 2025-11-06 07:05 | No Photo Available | No Photo Available | http://data.mapchannels.com/dualmaps6/map.htm?lat=39.154884&lng=-84.441678
08 | HAMILTON | HAM | IR | 00071 |  | 7.278 |  | SHAMIR00071**C | HAM-71-7.278 | 39.1564 | -84.4403 | 2025-12-31 | Active |  |  |  | State | HL0021966 |  |  | State | 17-37-2 | Conventional | [14 empty] | No | No | No |  | HPS | [27 empty] | 2025-11-06 07:04 | NULL |  |  | mhurlow1 | 2018-05-09 18:59 | odotonline\rdixon5 | 2024-07-31 06:28 | No | No | No | No | No | Standing | None | None | None | No | No | No |  | No | 2025-11-06 07:04 |  | mneeley | 2025-11-06 07:04 | mneeley | 2025-11-06 07:04 | No Photo Available | No Photo Available | http://data.mapchannels.com/dualmaps6/map.htm?lat=39.156379&lng=-84.440256
08 | HAMILTON | HAM | IR | 00071 |  | 7.325 |  | SHAMIR00071**C | HAM-71-7.325 | 39.1569 | -84.4397 | 2025-12-31 | Active |  |  |  | State | HL0026021 |  |  | State | 17-37-3 | Conventional | [14 empty] | No | No | No |  | HPS | [27 empty] | 2025-11-06 07:03 | NULL |  |  | mhurlow1 | 2018-05-09 18:59 | odotonline\rdixon5 | 2024-07-31 06:29 | No | No | No | No | No | Standing | None | None | None | No | No | No |  | No | 2025-11-06 07:03 |  | mneeley | 2025-11-06 07:04 | mneeley | 2025-11-06 07:04 | No Photo Available | No Photo Available | http://data.mapchannels.com/dualmaps6/map.htm?lat=39.156940&lng=-84.439727
08 | HAMILTON | HAM | IR | 00071 |  | 7.487 |  | SHAMIR00071**N | HAM-71-7.487 | 39.1575 | -84.4392 | 2025-12-31 | Active |  |  |  | State | HL0016625 |  |  | State | 17-37-4 | Conventional | [14 empty] | No | No | No |  | HPS | [27 empty] | 2025-11-06 07:03 | NULL |  |  | mhurlow1 | 2018-05-09 18:58 | odotonline\rdixon5 | 2024-07-31 06:30 | No | No | No | No | No | Standing | None | None | None | No | No | No |  | No | 2025-11-06 07:03 |  | mneeley | 2025-11-06 07:03 | mneeley | 2025-11-06 07:03 | No Photo Available | No Photo Available | http://data.mapchannels.com/dualmaps6/map.htm?lat=39.157541&lng=-84.439179
08 | HAMILTON | HAM | IR | 00071 |  | 7.52 |  | SHAMIR00071**N | HAM-71-7.520 | 39.1579 | -84.4388 | 2025-12-31 | Active |  |  |  | State | HL0002884 |  |  | State | 17-37-5 | Conventional | [14 empty] | No | No | No |  | HPS | [27 empty] | 2025-11-06 07:01 | NULL |  |  | mhurlow1 | 2018-05-09 18:58 | odotonline\rdixon5 | 2024-07-31 06:31 | No | No | No | No | No | Standing | None | None | None | No | No | No |  | No | 2025-11-06 07:01 |  | mneeley | 2025-11-06 07:01 | mneeley | 2025-11-06 07:01 | No Photo Available | No Photo Available | http://data.mapchannels.com/dualmaps6/map.htm?lat=39.157950&lng=-84.438834
08 | HAMILTON | HAM | IR | 00071 |  | 7.548 |  | SHAMIR00071**C | HAM-71-7.548 | 39.1597 | -84.4376 | 2025-12-31 | Active |  |  |  | State | HL0001266 |  |  | State | 17-37-8 | Conventional | [14 empty] | No | No | No |  | HPS | [27 empty] | 2025-11-06 07:00 | NULL |  |  | mhurlow1 | 2018-05-09 18:56 | odotonline\rdixon5 | 2024-07-31 06:36 | No | No | No | No | No | Standing | None | None | None | No | No | No |  | No | 2025-11-06 07:00 |  | mneeley | 2025-11-06 07:00 | mneeley | 2025-11-06 07:00 | No Photo Available | No Photo Available | http://data.mapchannels.com/dualmaps6/map.htm?lat=39.159692&lng=-84.437619
08 | HAMILTON | HAM | IR | 00071 |  | 7.565 |  | SHAMIR00071**N | HAM-71-7.565 | 39.1585 | -84.4384 | 2025-12-31 | Active |  |  |  | State | HL0005897 |  |  | State | 17-37-6 | Conventional | [14 empty] | No | No | No |  | HPS | [27 empty] | 2025-11-06 07:01 | NULL |  |  | mhurlow1 | 2018-05-09 18:57 | odotonline\rdixon5 | 2024-07-31 06:32 | No | No | No | No | No | Standing | None | None | None | No | No | No |  | No | 2025-11-06 07:01 |  | mneeley | 2025-11-06 07:01 | mneeley | 2025-11-06 07:01 | No Photo Available | No Photo Available | http://data.mapchannels.com/dualmaps6/map.htm?lat=39.158519&lng=-84.438398
08 | HAMILTON | HAM | IR | 00071 |  | 7.609 |  | SHAMIR00071**N | HAM-71-7.609 | 39.1591 | -84.438 | 2025-12-31 | Active |  |  |  | State | HL0015273 |  |  | State | 17-37-7 | Conventional | [14 empty] | No | No | No |  | HPS | [27 empty] | 2025-11-06 07:01 | NULL |  |  | mhurlow1 | 2018-05-09 18:57 | odotonline\rdixon5 | 2024-07-31 06:35 | No | No | No | No | No | Standing | None | None | None | No | No | No |  | No | 2025-11-06 07:01 |  | mneeley | 2025-11-06 07:01 | mneeley | 2025-11-06 07:01 | No Photo Available | No Photo Available | http://data.mapchannels.com/dualmaps6/map.htm?lat=39.159082&lng=-84.438011
08 | HAMILTON | HAM | IR | 00071 |  | 7.702 |  | SHAMIR00071**N | HAM-71-7.702 | 39.1603 | -84.4372 | 2025-12-31 | Active |  |  |  | State | HL0019828 |  |  | State | 17-37-9 | Conventional | [14 empty] | No | No | No |  | HPS | [27 empty] | 2025-11-06 07:00 | NULL |  |  | mhurlow1 | 2018-05-09 18:56 | odotonline\rdixon5 | 2024-07-31 06:37 | No | No | No | No | No | Standing | None | None | None | No | No | No |  | No | 2025-11-06 07:00 |  | mneeley | 2025-11-06 07:00 | mneeley | 2025-11-06 07:00 | No Photo Available | No Photo Available | http://data.mapchannels.com/dualmaps6/map.htm?lat=39.160297&lng=-84.437243
08 | HAMILTON | HAM | IR | 00071 |  | 7.753 |  | SHAMIR00071**C | HAM-71-7.753 | 39.1623 | -84.4358 | 2025-12-31 | Active |  |  |  | State | HL0030561 |  |  | State | 18 39 2 | Tower |  | 4 | [12 empty] | No | No | No | SR-562 | HPS | [27 empty] | 2022-01-12 03:29 | 4 - Needs Inspected in 4 CY |  |  | darshan.singh | 2014-12-19 09:32 | darshan.singh | 2014-12-19 09:32 | No | No | No | No | No | Standing | None | None | None | No | No | No |  |  | 2022-01-12 03:29 |  | rdixon5 | 2022-01-12 03:29 | rdixon5 | 2022-01-12 03:29 | No Photo Available | No Photo Available | http://data.mapchannels.com/dualmaps6/map.htm?lat=39.162318&lng=-84.435789
08 | HAMILTON | HAM | IR | 00071 |  | 7.782 |  | SHAMIR00071**N | HAM-71-7.782 | 39.1613 | -84.4366 | 2025-12-31 | Active |  |  |  | State | HL0035377 |  |  | State | 18-39-1 | Tower | [14 empty] | No | No | No |  | HPS | 6 | 400 | [25 empty] | 2022-11-16 19:24 | 4 - Needs Inspected in 4 CY |  |  | csonner1 | 2022-11-16 19:24 | csonner1 | 2022-11-16 19:24 | No | No | No | No | No | Standing | None | None | None | No | No | No |  |  | 2022-11-16 19:24 |  | csonner1 | 2022-11-16 19:24 | csonner1 | 2022-11-16 19:24 | No Photo Available | No Photo Available | http://data.mapchannels.com/dualmaps6/map.htm?lat=39.161338&lng=-84.436603
08 | HAMILTON | HAM | IR | 00071 |  | 7.782 |  | SHAMIR00071**N | HAM-71-7.782 | 39.1613 | -84.4366 | 2025-12-31 | Active |  |  |  | State | HL0030564 |  |  | State | 18 39 1 | Tower |  | 4 | [12 empty] | No | No | No | SR-562 | HPS | [27 empty] | 2022-01-12 03:21 | 4 - Needs Inspected in 4 CY |  |  | darshan.singh | 2014-12-19 09:36 | darshan.singh | 2014-12-19 09:36 | No | No | No | No | No | Standing | None | None | None | No | No | No |  |  | 2022-01-12 03:21 |  | rdixon5 | 2022-01-12 03:21 | rdixon5 | 2022-01-12 03:21 | No Photo Available | No Photo Available | http://data.mapchannels.com/dualmaps6/map.htm?lat=39.161344&lng=-84.436599
08 | HAMILTON | HAM | IR | 00071 |  | 7.864 |  | SHAMIR00071**N | HAM-71-7.864 | 39.1623 | -84.4358 | 2025-12-31 | Active |  |  |  | State | HL0035378 |  |  | State | 18-39-2 | Tower | [14 empty] | No | No | No |  | HPS | 6 | 400 | [25 empty] | 2022-11-16 19:26 | 4 - Needs Inspected in 4 CY |  |  | csonner1 | 2022-11-16 19:25 | csonner1 | 2022-11-16 19:25 | No | No | No | No | No | Standing | None | None | None | No | No | No |  |  | 2022-11-16 19:26 |  | csonner1 | 2022-11-16 19:26 | csonner1 | 2022-11-16 19:26 | No Photo Available | No Photo Available | http://data.mapchannels.com/dualmaps6/map.htm?lat=39.162343&lng=-84.435823
08 | HAMILTON | HAM | IR | 00071 |  | 7.948 |  | SHAMIR00071**N | HAM-71-7.948 | 39.1633 | -84.4348 | 2025-12-31 | Active |  |  |  | State | HL0030552 |  |  | State | 18 40 1 | Tower |  | 4 | [12 empty] | No | No | No | SR-562 (small hairline cracks in fndn at 2 a bolts | HPS | [27 empty] | 2022-12-02 14:15 | 4 - Needs Inspected in 4 CY |  |  | darshan.singh | 2014-12-19 09:25 | darshan.singh | 2014-12-19 09:26 | No | No | No | No | No | Standing | None | None | None | No | No | No |  |  | 2022-12-02 14:15 |  | csonner1 | 2022-12-02 14:15 | csonner1 | 2022-12-02 14:15 | No Photo Available | No Photo Available | http://data.mapchannels.com/dualmaps6/map.htm?lat=39.163258&lng=-84.434839
08 | HAMILTON | HAM | IR | 00071 |  | 8.034 |  | SHAMIR00071**N | HAM-71-8.034 | 39.1639 | -84.4336 | 2025-12-31 | Active |  |  |  | State | HL0030575 |  |  | State | 18 40 2 | Tower |  | 4 | [12 empty] | No | No | No | SR-562 | HPS | [27 empty] | 2022-12-02 14:14 | 4 - Needs Inspected in 4 CY |  |  | darshan.singh | 2014-12-19 09:44 | darshan.singh | 2014-12-19 09:45 | No | No | No | No | No | Standing | None | None | None | No | No | No |  |  | 2022-12-02 14:14 |  | csonner1 | 2022-12-02 14:14 | csonner1 | 2022-12-02 14:14 | No Photo Available | No Photo Available | http://data.mapchannels.com/dualmaps6/map.htm?lat=39.163932&lng=-84.433574
08 | HAMILTON | HAM | IR | 00071 |  | 8.371 |  | SHAMIR00071**N | HAM-71-8.371 | 39.1652 | -84.4277 | 2025-12-31 | Active |  |  |  | State | HL0030156 |  |  | State | 20 41 5 | Tower |  | 4 | [12 empty] | No | No | No | SR-562 | HPS | [27 empty] | 2022-12-02 14:13 | 4 - Needs Inspected in 4 CY |  |  | eric.young | 2014-12-18 10:45 | eric.young | 2014-12-18 10:47 | No | No | No | No | No | Standing | None | None | None | No | No | No |  |  | 2022-12-02 14:13 |  | csonner1 | 2022-12-02 14:13 | csonner1 | 2022-12-02 14:13 | No Photo Available | No Photo Available | http://data.mapchannels.com/dualmaps6/map.htm?lat=39.165245&lng=-84.427690
08 | HAMILTON | HAM | IR | 00071 |  | 8.451 |  | SHAMIR00071**N | HAM-71-8.451 | 39.1657 | -84.4262 | 2025-12-31 | Active |  |  |  | State | HL0030188 |  |  | State | 21 43 1 | Tower |  | 4 | [12 empty] | No | No | No | SR-562 | HPS | [27 empty] | 2026-02-04 16:57 | 8 - Needs Inspected in 8 CY |  | 2026-02-04 16:57 | eric.young | 2014-12-18 10:59 | eric.young | 2014-12-18 11:01 | No | No | No | No | No | Standing | None | None | None | No | No | No | Good | No | 2026-02-04 16:57 | 2026-02-04 16:57 | csonner1 | 2026-02-04 16:57 | csonner1 | 2026-02-04 16:57 | No Photo Available | https://collectorweb.dot.state.oh.us/arcgis/rest/services/HIGHWAY_LIGHTING/HighwayLighting_Reference/FeatureServer/7/580132/attachments/ | http://data.mapchannels.com/dualmaps6/map.htm?lat=39.165651&lng=-84.426248
08 | HAMILTON | HAM | IR | 00071 |  | 8.517 |  | SHAMIR00071**N | HAM-71-8.517 | 39.1662 | -84.4252 | 2025-12-31 | Active |  |  |  | State | HL0030196 |  |  | State | 21 43 2 | Tower |  | 4 | [12 empty] | No | No | No | SR-562 | HPS | [27 empty] | 2026-02-04 16:59 | 8 - Needs Inspected in 8 CY |  | 2026-02-04 16:59 | eric.young | 2014-12-18 11:03 | eric.young | 2014-12-18 11:03 | No | No | No | No | No | Standing | None | None | None | No | No | No | Good | No | 2026-02-04 16:59 | 2026-02-04 16:59 | csonner1 | 2026-02-04 16:59 | csonner1 | 2026-02-04 16:59 | No Photo Available | https://collectorweb.dot.state.oh.us/arcgis/rest/services/HIGHWAY_LIGHTING/HighwayLighting_Reference/FeatureServer/7/579332/attachments/ | http://data.mapchannels.com/dualmaps6/map.htm?lat=39.166166&lng=-84.425168
08 | HAMILTON | HAM | IR | 00071 |  | 8.61 |  | SHAMIR00071**N | HAM-71-8.610 | 39.167 | -84.4239 | 2025-12-31 | Active |  |  |  | State | HL0030208 |  |  | State | 21 43 3 | Tower |  | 4 | [12 empty] | No | No | No | SR-562 | HPS | [27 empty] | 2026-02-04 17:03 | 8 - Needs Inspected in 8 CY |  | 2026-02-04 17:03 | eric.young | 2014-12-18 11:08 | eric.young | 2014-12-18 11:10 | No | No | No | No | No | Standing | None | None | None | No | No | No | Good | No | 2026-02-04 17:03 | 2026-02-04 17:03 | csonner1 | 2026-02-04 17:03 | csonner1 | 2026-02-04 17:03 | No Photo Available | https://collectorweb.dot.state.oh.us/arcgis/rest/services/HIGHWAY_LIGHTING/HighwayLighting_Reference/FeatureServer/7/578932/attachments/ | http://data.mapchannels.com/dualmaps6/map.htm?lat=39.167035&lng=-84.423851
08 | HAMILTON | HAM | IR | 00071 |  | 8.645 |  | SHAMIR00071**C | HAM-71-8.645 | 39.1686 | -84.4216 | 2025-12-31 | Active |  |  |  | State | HL0029368 |  |  | State | 22 44 3 | Tower |  | 4 | [12 empty] | No | No | No | Kennedy Ridge (2 bolts don't hv thread reveal) | HPS | [27 empty] | 2026-02-04 17:11 | 8 - Needs Inspected in 8 CY |  | 2026-02-04 17:11 | darshan.singh | 2014-12-16 14:18 | darshan.singh | 2014-12-16 14:20 | No | No | No | No | No | Standing | None | None | None | No | No | No | Good | No | 2026-02-04 17:11 | 2026-02-04 17:11 | csonner1 | 2026-02-04 17:11 | csonner1 | 2026-02-04 17:11 | No Photo Available | https://collectorweb.dot.state.oh.us/arcgis/rest/services/HIGHWAY_LIGHTING/HighwayLighting_Reference/FeatureServer/7/580133/attachments/ | http://data.mapchannels.com/dualmaps6/map.htm?lat=39.168599&lng=-84.421581
08 | HAMILTON | HAM | IR | 00071 |  | 8.69 |  | SHAMIR00071**N | HAM-71-8.690 | 39.1678 | -84.4227 | 2025-12-31 | Active |  |  |  | State | HL0029371 |  |  | State | 22 44 1 | Tower |  | 4 | [12 empty] | No | No | No | Kennedy Ridge (1 bolt sounds hollow) | HPS | [27 empty] | 2026-02-04 17:08 | 8 - Needs Inspected in 8 CY |  | 2026-02-04 17:08 | darshan.singh | 2014-12-16 14:24 | darshan.singh | 2014-12-16 14:28 | No | No | No | No | No | Standing | None | None | None | No | No | No | Good | No | 2026-02-04 17:08 | 2026-02-04 17:08 | csonner1 | 2026-02-04 17:09 | csonner1 | 2026-02-04 17:09 | No Photo Available | https://collectorweb.dot.state.oh.us/arcgis/rest/services/HIGHWAY_LIGHTING/HighwayLighting_Reference/FeatureServer/7/581738/attachments/ | http://data.mapchannels.com/dualmaps6/map.htm?lat=39.167807&lng=-84.422741
08 | HAMILTON | HAM | IR | 00071 |  | 8.854 |  | SHAMIR00071**N | HAM-71-8.854 | 39.1694 | -84.4205 | 2025-12-31 | Active |  |  |  | State | HL0029362 |  |  | State | 22 44 4 | Tower |  | 4 | [12 empty] | No | No | No | Kennedy Ridge | HPS | [27 empty] | 2026-02-04 17:13 | 8 - Needs Inspected in 8 CY |  | 2026-02-04 17:13 | darshan.singh | 2014-12-16 14:11 | darshan.singh | 2014-12-16 14:14 | No | No | No | No | No | Standing | None | None | None | No | No | No | Good | No | 2026-02-04 17:13 | 2026-02-04 17:13 | csonner1 | 2026-02-04 17:14 | csonner1 | 2026-02-04 17:14 | No Photo Available | https://collectorweb.dot.state.oh.us/arcgis/rest/services/HIGHWAY_LIGHTING/HighwayLighting_Reference/FeatureServer/7/578532/attachments/ | http://data.mapchannels.com/dualmaps6/map.htm?lat=39.169368&lng=-84.420454
08 | HAMILTON | HAM | IR | 00071 |  | 8.905 |  | SHAMIR00071**N | HAM-71-8.905 | 39.1698 | -84.4197 | 2025-12-31 | Active |  |  |  | State | HL0018107 |  |  | State | 26-48-1 | Conventional | [14 empty] | No | No | No |  | HPS | [27 empty] | 2025-11-06 06:59 | NULL |  |  | mhurlow1 | 2018-05-08 17:31 | mneeley | 2024-07-30 04:39 | No | No | No | No | No | Standing | None | None | None | No | No | No |  | No | 2025-11-06 06:59 |  | mneeley | 2025-11-06 06:59 | mneeley | 2025-11-06 06:59 | No Photo Available | No Photo Available | http://data.mapchannels.com/dualmaps6/map.htm?lat=39.169776&lng=-84.419692
08 | HAMILTON | HAM | IR | 00071 |  | 8.947 |  | SHAMIR00071**N | HAM-71-8.947 | 39.1701 | -84.419 | 2025-12-31 | Active |  |  |  | State | HL0022422 |  |  | State | 26-48-2 | Conventional | [14 empty] | No | No | No |  | HPS | [27 empty] | 2025-11-06 06:58 | NULL |  |  | mhurlow1 | 2018-05-08 17:32 | mneeley | 2024-07-30 04:37 | No | No | No | No | No | Standing | None | None | None | No | No | No |  | No | 2025-11-06 06:58 |  | mneeley | 2025-11-06 06:58 | mneeley | 2025-11-06 06:58 | No Photo Available | No Photo Available | http://data.mapchannels.com/dualmaps6/map.htm?lat=39.170059&lng=-84.419008
08 | HAMILTON | HAM | IR | 00071 |  | 8.992 |  | SHAMIR00071**N | HAM-71-8.992 | 39.1703 | -84.4183 | 2025-12-31 | Active |  |  |  | State | HL0012405 |  |  | State | 26-48-3 | Conventional | [14 empty] | No | No | No |  | HPS | [27 empty] | 2025-11-06 06:58 | NULL |  |  | mhurlow1 | 2018-05-08 17:32 | mneeley | 2024-07-30 04:36 | No | No | No | No | No | Standing | None | None | None | No | No | No |  | No | 2025-11-06 06:58 |  | mneeley | 2025-11-06 06:58 | mneeley | 2025-11-06 06:58 | No Photo Available | No Photo Available | http://data.mapchannels.com/dualmaps6/map.htm?lat=39.170286&lng=-84.418252
08 | HAMILTON | HAM | IR | 00071 |  | 9.033 |  | SHAMIR00071**N | HAM-71-9.033 | 39.1704 | -84.4175 | 2025-12-31 | Active |  |  |  | State | HL0018502 |  |  | State | 26-48-4 | Conventional | [14 empty] | No | No | No |  | HPS | [27 empty] | 2025-11-06 06:58 | NULL |  |  | mhurlow1 | 2018-05-08 17:33 | mneeley | 2024-07-30 04:35 | No | No | No | No | No | Standing | None | None | None | No | No | No |  | No | 2025-11-06 06:58 |  | mneeley | 2025-11-06 06:58 | mneeley | 2025-11-06 06:58 | No Photo Available | No Photo Available | http://data.mapchannels.com/dualmaps6/map.htm?lat=39.170437&lng=-84.417507
08 | HAMILTON | HAM | IR | 00071 |  | 9.076 |  | SHAMIR00071**N | HAM-71-9.076 | 39.1705 | -84.4167 | 2025-12-31 | Active |  |  |  | State | HL0015701 |  |  | State | 26-48-5 | Conventional | [14 empty] | No | No | No |  | HPS | [27 empty] | 2025-11-06 06:58 | NULL |  |  | mhurlow1 | 2018-05-08 17:34 | mneeley | 2024-07-30 04:34 | No | No | No | No | No | Standing | None | None | None | No | No | No |  | No | 2025-11-06 06:58 |  | mneeley | 2025-11-06 06:58 | mneeley | 2025-11-06 06:58 | No Photo Available | No Photo Available | http://data.mapchannels.com/dualmaps6/map.htm?lat=39.170530&lng=-84.416737
08 | HAMILTON | HAM | IR | 00071 |  | 9.118 |  | SHAMIR00071**N | HAM-71-9.118 | 39.1706 | -84.4159 | 2025-12-31 | Active |  |  |  | State | HL0002595 |  |  | State | 26-48-6 | Conventional | [14 empty] | No | No | No |  | HPS | [27 empty] | 2025-11-06 06:57 | NULL |  |  | mhurlow1 | 2018-05-08 17:35 | mneeley | 2024-07-30 04:33 | No | No | No | No | No | Standing | None | None | None | No | No | No |  | No | 2025-11-06 06:57 |  | mneeley | 2025-11-06 06:57 | mneeley | 2025-11-06 06:57 | No Photo Available | No Photo Available | http://data.mapchannels.com/dualmaps6/map.htm?lat=39.170569&lng=-84.415948
08 | HAMILTON | HAM | IR | 00071 |  | 9.161 |  | SHAMIR00071**N | HAM-71-9.161 | 39.1706 | -84.4152 | 2025-12-31 | Active |  |  |  | State | HL0016468 |  |  | State | 26-48-7 | Conventional | [14 empty] | No | No | No |  | HPS | [27 empty] | 2025-11-06 06:57 | NULL |  |  | mhurlow1 | 2018-05-08 17:35 | mneeley | 2024-07-30 04:26 | No | No | No | No | No | Standing | None | None | None | No | No | No |  | No | 2025-11-06 06:57 |  | mneeley | 2025-11-06 06:57 | mneeley | 2025-11-06 06:57 | No Photo Available | No Photo Available | http://data.mapchannels.com/dualmaps6/map.htm?lat=39.170583&lng=-84.415164
08 | HAMILTON | HAM | IR | 00071 |  | 9.18 |  | SHAMIR00071**C | HAM-71-9.180 | 39.1706 | -84.4122 | 2025-12-31 | Active |  |  |  | State | HL0006060 |  |  | State | L21A2 | Conventional | [14 empty] | No | No | No |  | HPS | [27 empty] | 2025-11-06 06:56 | NULL |  |  | mhurlow1 | 2018-05-08 17:36 | mneeley | 2024-07-30 04:19 | No | No | No | No | No | Standing | None | None | None | No | No | No |  | No | 2025-11-06 06:56 |  | mneeley | 2025-11-06 06:56 | mneeley | 2025-11-06 06:56 | No Photo Available | No Photo Available | http://data.mapchannels.com/dualmaps6/map.htm?lat=39.170648&lng=-84.412241
08 | HAMILTON | HAM | IR | 00071 |  | 9.208 |  | SHAMIR00071**N | HAM-71-9.208 | 39.1706 | -84.4143 | 2025-12-31 | Active |  |  |  | State | HL0020662 |  |  | State | 26-48-8 | Conventional | [14 empty] | No | No | No |  | HPS | [27 empty] | 2025-11-06 06:57 | NULL |  |  | mhurlow1 | 2018-05-08 17:36 | mneeley | 2024-07-30 04:24 | No | No | No | No | No | Standing | None | None | None | No | No | No |  | No | 2025-11-06 06:57 |  | mneeley | 2025-11-06 06:57 | mneeley | 2025-11-06 06:57 | No Photo Available | No Photo Available | http://data.mapchannels.com/dualmaps6/map.htm?lat=39.170612&lng=-84.414289
08 | HAMILTON | HAM | IR | 00071 |  | 9.243 |  | SHAMIR00071**C | HAM-71-9.243 | 39.1707 | -84.4111 | 2025-12-31 | Active |  |  |  | State | HL0002270 |  |  | State | L21A3 | Conventional | [14 empty] | No | No | No |  | HPS | [27 empty] | 2025-11-06 06:55 | NULL |  |  | mhurlow1 | 2018-05-08 17:36 | mneeley | 2024-07-30 04:17 | No | No | No | No | No | Standing | None | None | None | No | No | No |  | No | 2025-11-06 06:55 |  | mneeley | 2025-11-06 06:55 | mneeley | 2025-11-06 06:55 | No Photo Available | No Photo Available | http://data.mapchannels.com/dualmaps6/map.htm?lat=39.170674&lng=-84.411077
08 | HAMILTON | HAM | IR | 00071 |  | 9.255 |  | SHAMIR00071**N | HAM-71-9.255 | 39.1706 | -84.4134 | 2025-12-31 | Active |  |  |  | State | HL0012826 |  |  | State | L21A1 | Conventional | No |  | AT | A |  |  |  | 2 |  |  |  |  | No | No | No | No | No |  | HPS | 1 | [14 empty] | One Lumineers is an LED the other HPS | [11 empty] | 2025-11-06 06:57 | NULL |  |  | mhurlow1 | 2018-05-08 17:36 | jritchie2 | 2026-06-18 16:00 | No | No | No | No | No | Standing | None | None | None | No | No | No |  | No | 2025-11-06 06:57 |  | mneeley | 2025-11-06 06:57 | mneeley | 2025-11-06 06:57 | No Photo Available | No Photo Available | http://data.mapchannels.com/dualmaps6/map.htm?lat=39.170637&lng=-84.413404
08 | HAMILTON | HAM | IR | 00071 |  | 9.305 |  | SHAMIR00071**C | HAM-71-9.305 | 39.1707 | -84.4099 | 2025-12-31 | Active |  |  |  | State | HL0019484 |  |  | State | L21A4 | Conventional | [14 empty] | No | No | No |  | HPS | [27 empty] | 2025-11-06 06:55 | NULL |  |  | mhurlow1 | 2018-05-08 17:36 | mneeley | 2024-07-30 04:16 | No | No | No | No | No | Standing | None | None | None | No | No | No |  | No | 2025-11-06 06:55 |  | mneeley | 2025-11-06 06:55 | mneeley | 2025-11-06 06:55 | No Photo Available | No Photo Available | http://data.mapchannels.com/dualmaps6/map.htm?lat=39.170699&lng=-84.409928
08 | HAMILTON | HAM | IR | 00071 |  | 9.367 |  | SHAMIR00071**C | HAM-71-9.367 | 39.1707 | -84.4088 | 2025-12-31 | Active |  |  |  | State | HL0006357 |  |  | State | L21A5 | Conventional | [14 empty] | No | No | No |  | HPS | [27 empty] | 2025-11-06 06:54 | NULL |  |  | mhurlow1 | 2018-05-08 17:37 | mneeley | 2024-07-30 04:13 | No | No | No | No | No | Standing | None | None | None | No | No | No |  | No | 2025-11-06 06:54 |  | mneeley | 2025-11-06 06:54 | mneeley | 2025-11-06 06:54 | No Photo Available | No Photo Available | http://data.mapchannels.com/dualmaps6/map.htm?lat=39.170730&lng=-84.408769
08 | HAMILTON | HAM | IR | 00071 |  | 9.566 |  | SHAMIR00071**N | HAM-71-9.566 | 39.1708 | -84.4076 | 2025-12-31 | Active |  |  |  | State | HL0006587 |  |  | State | L21A6 | Conventional | [14 empty] | No | No | No |  | HPS | 2 | [14 empty] | One Lumineers is an LED the other HPS | [11 empty] | 2025-11-06 06:54 | NULL |  |  | mhurlow1 | 2018-05-08 17:37 | jritchie2 | 2026-06-18 15:58 | No | No | No | No | No | Standing | None | None | None | No | No | No |  | No | 2025-11-06 06:54 |  | mneeley | 2025-11-06 06:54 | mneeley | 2025-11-06 06:54 | No Photo Available | No Photo Available | http://data.mapchannels.com/dualmaps6/map.htm?lat=39.170757&lng=-84.407612
08 | HAMILTON | HAM | IR | 00071 |  | 9.629 |  | SHAMIR00071**N | HAM-71-9.629 | 39.1708 | -84.4065 | 2025-12-31 | Active |  |  |  | State | HL0003132 |  |  | State | L21A7 | Conventional | [14 empty] | No | No | No |  | HPS | [27 empty] | 2025-11-06 06:54 | NULL |  |  | mhurlow1 | 2018-05-08 17:37 | mneeley | 2024-07-30 04:11 | No | No | No | No | No | Standing | None | None | None | No | No | No |  | No | 2025-11-06 06:54 |  | mneeley | 2025-11-06 06:54 | mneeley | 2025-11-06 06:54 | No Photo Available | No Photo Available | http://data.mapchannels.com/dualmaps6/map.htm?lat=39.170782&lng=-84.406455
08 | HAMILTON | HAM | IR | 00071 |  | 9.691 |  | SHAMIR00071**N | HAM-71-9.691 | 39.1708 | -84.4053 | 2025-12-31 | Active |  |  |  | State | HL0002342 |  |  | State | L21A8 | Conventional | [14 empty] | No | No | No |  | HPS | [27 empty] | 2025-11-06 06:54 | NULL |  |  | mhurlow1 | 2018-05-08 17:37 | mneeley | 2024-07-30 04:08 | No | No | No | No | No | Standing | None | None | None | No | No | No |  | No | 2025-11-06 06:54 |  | mneeley | 2025-11-06 06:54 | mneeley | 2025-11-06 06:54 | No Photo Available | No Photo Available | http://data.mapchannels.com/dualmaps6/map.htm?lat=39.170814&lng=-84.405296
08 | HAMILTON | HAM | IR | 00071 |  | 9.769 |  | SHAMIR00071**N | HAM-71-9.769 | 39.1709 | -84.4038 | 2025-12-31 | Active |  |  |  | State | HL0030582 |  |  | State | L21 A9 | Tower |  | 4 | [12 empty] | No | No | No | Red Bank Rd | HPS | [27 empty] | 2023-03-16 03:14 | 5 - Needs Inspected in 5 CY |  |  | darshan.singh | 2014-12-19 09:53 | darshan.singh | 2014-12-19 09:53 | No | No | No | No | No | Standing | None | None | None | No | No | No |  |  | 2023-03-16 03:14 |  | csonner1 | 2023-03-16 03:14 | csonner1 | 2023-03-16 03:14 | No Photo Available | No Photo Available | http://data.mapchannels.com/dualmaps6/map.htm?lat=39.170943&lng=-84.403836
08 | HAMILTON | HAM | IR | 00071 |  | 9.871 |  | SHAMIR00071**N | HAM-71-9.871 | 39.1714 | -84.402 | 2025-12-31 | Active |  |  |  | State | HL0030589 |  |  | State | L21 B1 | Tower |  | 4 | [12 empty] | No | No | No | Red Bank Rd (1 lock washer missing on 1 bolt) | HPS | [27 empty] | 2023-03-16 03:11 | 5 - Needs Inspected in 5 CY |  |  | darshan.singh | 2014-12-19 10:00 | darshan.singh | 2014-12-19 10:00 | No | No | No | No | No | Standing | None | None | None | No | No | No |  |  | 2023-03-16 03:11 |  | csonner1 | 2023-03-16 03:11 | csonner1 | 2023-03-16 03:11 | No Photo Available | No Photo Available | http://data.mapchannels.com/dualmaps6/map.htm?lat=39.171429&lng=-84.402008
08 | HAMILTON | HAM | IR | 00071 |  | 9.96 |  | SHAMIR00071**N | HAM-71-9.960 | 39.1722 | -84.4006 | 2025-12-31 | Active |  |  |  | State | HL0030597 |  |  | State | L21 B2 | Tower |  | 4 | [12 empty] | No | No | No | Red Bank Rd | HPS | [27 empty] | 2023-03-16 02:54 | 5 - Needs Inspected in 5 CY |  |  | darshan.singh | 2014-12-19 10:04 | darshan.singh | 2014-12-19 10:04 | No | No | No | No | No | Standing | None | None | None | No | No | No | 1LOCKPINBAD |  | 2023-03-16 02:54 |  | csonner1 | 2023-03-16 02:54 | csonner1 | 2023-03-16 02:54 | No Photo Available | No Photo Available | http://data.mapchannels.com/dualmaps6/map.htm?lat=39.172159&lng=-84.400623
08 | HAMILTON | HAM | IR | 00071 |  | 10.07 |  | SHAMIR00071**N | HAM-71-10.070 | 39.1734 | -84.3993 | 2025-12-31 | Active |  |  |  | State | HL0030605 |  |  | State | L21 B3 | Tower |  | 4 | [12 empty] | No | No | No | Red Bank Rd | HPS | [27 empty] | 2023-03-16 02:41 | 5 - Needs Inspected in 5 CY |  |  | darshan.singh | 2014-12-19 10:09 | darshan.singh | 2014-12-19 10:09 | No | No | No | No | No | Standing | None | None | None | No | No | No |  |  | 2023-03-16 02:41 |  | csonner1 | 2023-03-16 02:41 | csonner1 | 2023-03-16 02:41 | No Photo Available | No Photo Available | http://data.mapchannels.com/dualmaps6/map.htm?lat=39.173401&lng=-84.399305
08 | HAMILTON | HAM | IR | 00071 |  | 10.16 |  | SHAMIR00071**N | HAM-71-10.160 | 39.1747 | -84.399 | 2025-12-31 | Active |  |  |  | State | HL0030644 |  |  | State | L21 B4 | Tower |  | 4 | [12 empty] | No | No | No | Red Bank Rd | HPS | [27 empty] | 2026-02-04 17:56 | 8 - Needs Inspected in 8 CY |  | 2026-02-04 17:56 | eric.young | 2014-12-19 10:34 | eric.young | 2014-12-19 10:34 | No | No | No | No | No | Standing | None | None | None | No | No | No | Good | No | 2026-02-04 17:56 | 2026-02-04 17:56 | csonner1 | 2026-02-04 17:56 | csonner1 | 2026-02-04 17:56 | No Photo Available | https://collectorweb.dot.state.oh.us/arcgis/rest/services/HIGHWAY_LIGHTING/HighwayLighting_Reference/FeatureServer/7/577731/attachments/ | http://data.mapchannels.com/dualmaps6/map.htm?lat=39.174689&lng=-84.398974
08 | HAMILTON | HAM | IR | 00071 |  | 10.256 |  | SHAMIR00071**N | HAM-71-10.256 | 39.176 | -84.3982 | 2025-12-31 | Active |  |  |  | State | HL0030613 |  |  | State | L21 B5 | Tower |  | 4 | [12 empty] | No | No | No | Red Bank Rd | HPS | [27 empty] | 2023-03-16 02:16 | 5 - Needs Inspected in 5 CY |  |  | eric.young | 2014-12-19 10:15 | eric.young | 2014-12-19 10:15 | No | No | No | No | No | Standing | None | None | None | No | No | No |  |  | 2023-03-16 02:16 |  | csonner1 | 2023-03-16 02:16 | csonner1 | 2023-03-16 02:16 | No Photo Available | No Photo Available | http://data.mapchannels.com/dualmaps6/map.htm?lat=39.175972&lng=-84.398194
08 | HAMILTON | HAM | IR | 00071 |  | 10.347 |  | SHAMIR00071**N | HAM-71-10.347 | 39.1773 | -84.3978 | 2025-12-31 | Active |  |  |  | State | HL0030616 |  |  | State | L21 B6 | Tower |  | 4 | [12 empty] | No | No | No | Red Bank Rd | HPS | [27 empty] | 2023-03-16 02:16 | 5 - Needs Inspected in 5 CY |  |  | eric.young | 2014-12-19 10:18 | eric.young | 2014-12-19 10:18 | No | No | No | No | No | Standing | None | None | None | No | No | No |  |  | 2023-03-16 02:16 |  | csonner1 | 2023-03-16 02:15 | csonner1 | 2023-03-16 02:15 | No Photo Available | No Photo Available | http://data.mapchannels.com/dualmaps6/map.htm?lat=39.177259&lng=-84.397811
08 | HAMILTON | HAM | IR | 00071 |  | 10.419 |  | SHAMIR00071**N | HAM-71-10.419 | 39.1783 | -84.3975 | 2025-12-31 | Active |  |  |  | State | HL0007139 |  |  | State | L21B7 | Conventional | [14 empty] | No | No | No |  | HPS | [27 empty] | 2025-11-06 06:40 | NULL |  |  | mhurlow1 | 2018-05-08 17:41 | mneeley | 2024-07-30 03:55 | No | No | No | No | No | Standing | None | None | None | No | No | No |  | No | 2025-11-06 06:40 |  | mneeley | 2025-11-06 06:40 | mneeley | 2025-11-06 06:40 | No Photo Available | No Photo Available | http://data.mapchannels.com/dualmaps6/map.htm?lat=39.178268&lng=-84.397499
08 | HAMILTON | HAM | IR | 00071 |  | 10.479 |  | SHAMIR00071**N | HAM-71-10.479 | 39.1791 | -84.3972 | 2025-12-31 | Active |  |  |  | State | HL0007849 |  |  | State | L22A1 | Conventional | [14 empty] | No | No | No |  | HPS | [27 empty] | 2025-11-06 06:40 | NULL |  |  | mhurlow1 | 2018-05-08 17:42 | mneeley | 2024-07-30 03:53 | No | No | No | No | No | Standing | None | None | None | No | No | No |  | No | 2025-11-06 06:40 |  | mneeley | 2025-11-06 06:40 | mneeley | 2025-11-06 06:40 | No Photo Available | No Photo Available | http://data.mapchannels.com/dualmaps6/map.htm?lat=39.179119&lng=-84.397243
08 | HAMILTON | HAM | IR | 00071 |  | 10.54 |  | SHAMIR00071**N | HAM-71-10.540 | 39.18 | -84.397 | 2025-12-31 | Active |  |  |  | State | HL0011845 |  |  | State | L22A2 | Conventional | [14 empty] | No | No | No |  | HPS | [27 empty] | 2025-11-06 06:40 | NULL |  |  | mhurlow1 | 2018-05-08 17:42 | mneeley | 2024-07-30 03:52 | No | No | No | No | No | Standing | None | None | None | No | No | No |  | No | 2025-11-06 06:40 |  | mneeley | 2025-11-06 06:40 | mneeley | 2025-11-06 06:40 | No Photo Available | No Photo Available | http://data.mapchannels.com/dualmaps6/map.htm?lat=39.179980&lng=-84.396990
08 | HAMILTON | HAM | IR | 00071 |  | 10.541 |  | SHAMIR00071**C | HAM-71-10.541 | 39.1817 | -84.3965 | 2025-12-31 | Active |  |  |  | State | HL0007860 |  |  | State | L22A4 | Conventional | [14 empty] | No | No | No |  | HPS | [27 empty] | 2025-11-06 06:39 | NULL |  |  | mhurlow1 | 2018-05-08 17:43 | mneeley | 2024-07-30 03:49 | No | No | No | No | No | Standing | None | None | None | No | No | No |  | No | 2025-11-06 06:39 |  | mneeley | 2025-11-06 06:39 | mneeley | 2025-11-06 06:39 | No Photo Available | No Photo Available | http://data.mapchannels.com/dualmaps6/map.htm?lat=39.181674&lng=-84.396487
08 | HAMILTON | HAM | IR | 00071 |  | 10.6 |  | SHAMIR00071**N | HAM-71-10.600 | 39.1808 | -84.3967 | 2025-12-31 | Active |  |  |  | State | HL0027066 |  |  | State | L22A3 | Conventional | [14 empty] | No | No | No |  | HPS | [27 empty] | 2025-11-06 06:40 | NULL |  |  | mhurlow1 | 2018-05-08 17:43 | mneeley | 2024-07-30 03:49 | No | No | No | No | No | Standing | None | None | None | No | No | No |  | No | 2025-11-06 06:40 |  | mneeley | 2025-11-06 06:40 | mneeley | 2025-11-06 06:40 | No Photo Available | No Photo Available | http://data.mapchannels.com/dualmaps6/map.htm?lat=39.180835&lng=-84.396731
08 | HAMILTON | HAM | IR | 00071 |  | 10.72 |  | SHAMIR00071**N | HAM-71-10.720 | 39.1825 | -84.3962 | 2025-12-31 | Active |  |  |  | State | HL0009562 |  |  | State | L22A5 | Conventional | [14 empty] | No | No | No |  | HPS | [27 empty] | 2025-11-06 06:39 | NULL |  |  | mhurlow1 | 2018-05-08 17:44 | mneeley | 2024-07-30 03:47 | No | No | No | No | No | Standing | None | None | None | No | No | No |  | No | 2025-11-06 06:39 |  | mneeley | 2025-11-06 06:39 | mneeley | 2025-11-06 06:39 | No Photo Available | No Photo Available | http://data.mapchannels.com/dualmaps6/map.htm?lat=39.182508&lng=-84.396215
08 | HAMILTON | HAM | IR | 00071 |  | 10.781 |  | SHAMIR00071**N | HAM-71-10.781 | 39.1833 | -84.3958 | 2025-12-31 | Active |  |  |  | State | HL0015489 |  |  | State | L22A6 | Conventional | [14 empty] | No | No | No |  | HPS | [27 empty] | 2025-11-06 06:39 | NULL |  |  | mhurlow1 | 2018-05-08 17:45 | mneeley | 2024-07-30 03:46 | No | No | No | No | No | Standing | None | None | None | No | No | No |  | No | 2025-11-06 06:39 |  | mneeley | 2025-11-06 06:39 | mneeley | 2025-11-06 06:39 | No Photo Available | No Photo Available | http://data.mapchannels.com/dualmaps6/map.htm?lat=39.183312&lng=-84.395777
08 | HAMILTON | HAM | IR | 00071 |  | 10.837 |  | SHAMIR00071**C | HAM-71-10.837 | 39.1853 | -84.3936 | 2025-12-31 | Active |  |  |  | State | HL0020912 |  |  | State | L22B11 | Conventional | No |  | AT | A |  |  |  | 1 |  |  |  |  | No | No | No | No | No |  | HPS | 2 | [14 empty] | One Lumineers is an LED the other HPS | [11 empty] | 2025-11-06 06:37 | NULL |  |  | mhurlow1 | 2018-05-08 17:46 | jritchie2 | 2026-06-18 15:54 | No | No | No | No | No | Standing | None | None | None | No | No | No |  | No | 2025-11-06 06:37 |  | mneeley | 2025-11-06 06:37 | mneeley | 2025-11-06 06:37 | No Photo Available | No Photo Available | http://data.mapchannels.com/dualmaps6/map.htm?lat=39.185267&lng=-84.393571
08 | HAMILTON | HAM | IR | 00071 |  | 10.843 |  | SHAMIR00071**N | HAM-71-10.843 | 39.1841 | -84.3952 | 2025-12-31 | Active |  |  |  | State | HL0021984 |  |  | State | L22-b8 | Conventional | [14 empty] | No | No | No |  | HPS | [27 empty] | 2025-11-06 06:39 | NULL |  |  | mhurlow1 | 2018-05-08 17:45 | mneeley | 2024-08-01 19:02 | No | No | No | No | No | Standing | None | None | None | No | No | No |  | No | 2025-11-06 06:39 |  | mneeley | 2025-11-06 06:39 | mneeley | 2025-11-06 06:39 | No Photo Available | No Photo Available | http://data.mapchannels.com/dualmaps6/map.htm?lat=39.184060&lng=-84.395191
08 | HAMILTON | HAM | IR | 00071 |  | 10.896 |  | SHAMIR00071**C | HAM-71-10.896 | 39.1858 | -84.3927 | 2025-12-31 | Active |  |  |  | State | HL0023242 |  |  | State | L22-b13 | Conventional | [14 empty] | No | No | No |  | HPS | 2 | [26 empty] | 2025-11-06 06:36 | NULL |  |  | mhurlow1 | 2018-05-08 17:48 | mneeley | 2025-11-06 01:51 | No | No | No | No | No | Standing | None | None | None | No | No | No |  | No | 2025-11-06 06:36 |  | mneeley | 2025-11-06 06:37 | mneeley | 2025-11-06 06:37 | No Photo Available | No Photo Available | http://data.mapchannels.com/dualmaps6/map.htm?lat=39.185797&lng=-84.392688
08 | HAMILTON | HAM | IR | 00071 |  | 10.905 |  | SHAMIR00071**N | HAM-71-10.905 | 39.1847 | -84.3944 | 2025-12-31 | Active |  |  |  | State | HL0010598 |  |  | State | L22B10 | Conventional | [14 empty] | No | No | No |  | HPS | [27 empty] | 2025-11-06 06:37 | NULL |  |  | mhurlow1 | 2018-05-08 17:46 | mneeley | 2024-07-30 03:43 | No | No | No | No | No | Standing | None | None | None | No | No | No |  | No | 2025-11-06 06:37 |  | mneeley | 2025-11-06 06:37 | mneeley | 2025-11-06 06:37 | No Photo Available | No Photo Available | http://data.mapchannels.com/dualmaps6/map.htm?lat=39.184708&lng=-84.394433
08 | HAMILTON | HAM | IR | 00071 |  | 11.019 |  | SHAMIR00071**C | HAM-71-11.019 | 39.187 | -84.391 | 2025-12-31 | Active |  |  |  | State | HL0009008 |  |  | State | L22B15 | Conventional | [14 empty] | No | No | No |  | HPS | [27 empty] | 2025-11-06 06:36 | NULL |  |  | mhurlow1 | 2018-05-08 17:48 | mneeley | 2024-07-30 03:32 | No | No | No | No | No | Standing | None | None | None | No | No | No |  | No | 2025-11-06 06:36 |  | mneeley | 2025-11-06 06:36 | mneeley | 2025-11-06 06:36 | No Photo Available | No Photo Available | http://data.mapchannels.com/dualmaps6/map.htm?lat=39.186953&lng=-84.390996
08 | HAMILTON | HAM | IR | 00071 |  | 11.08 |  | SHAMIR00071**C | HAM-71-11.080 | 39.1877 | -84.3903 | 2025-12-31 | Active |  |  |  | State | HL0008764 |  |  | State | L22B16 | Conventional | [14 empty] | No | No | No |  | HPS | [27 empty] | 2025-11-06 06:36 | NULL |  |  | mhurlow1 | 2018-05-08 17:48 | mneeley | 2024-07-30 03:29 | No | No | No | No | No | Standing | None | None | None | No | No | No |  | No | 2025-11-06 06:36 |  | mneeley | 2025-11-06 06:36 | mneeley | 2025-11-06 06:36 | No Photo Available | No Photo Available | http://data.mapchannels.com/dualmaps6/map.htm?lat=39.187673&lng=-84.390347
08 | HAMILTON | HAM | IR | 00071 |  | 11.086 |  | SHAMIR00071**N | HAM-71-11.086 | 39.1863 | -84.3918 | 2025-12-31 | Active |  |  |  | State | HL0016471 |  |  | State | L22B14 | Conventional | [14 empty] | No | No | No |  | HPS | [27 empty] | 2025-11-06 06:36 | NULL |  |  | mhurlow1 | 2018-05-08 17:48 | mneeley | 2024-07-30 03:39 | No | No | No | No | No | Standing | None | None | None | No | No | No |  | No | 2025-11-06 06:36 |  | mneeley | 2025-11-06 06:36 | mneeley | 2025-11-06 06:36 | No Photo Available | No Photo Available | http://data.mapchannels.com/dualmaps6/map.htm?lat=39.186346&lng=-84.391806
08 | HAMILTON | HAM | IR | 00071 |  | 11.263 |  | SHAMIR00071**N | HAM-71-11.263 | 39.1884 | -84.3899 | 2025-12-31 | Active |  |  |  | State | HL0023152 |  |  | State | L22B17 | Conventional | [14 empty] | No | No | No |  | HPS | [27 empty] | 2025-11-06 06:36 | NULL |  |  | mhurlow1 | 2018-05-08 17:49 | mneeley | 2024-07-30 03:26 | No | No | No | No | No | Standing | None | None | None | No | No | No |  | No | 2025-11-06 06:36 |  | mneeley | 2025-11-06 06:36 | mneeley | 2025-11-06 06:36 | No Photo Available | No Photo Available | http://data.mapchannels.com/dualmaps6/map.htm?lat=39.188436&lng=-84.389861
08 | HAMILTON | HAM | IR | 00071 |  | 11.325 |  | SHAMIR00071**N | HAM-71-11.325 | 39.1893 | -84.3894 | 2025-12-31 | Active |  |  |  | State | HL0022625 |  |  | State | L22B18 | Conventional | [14 empty] | No | No | No |  | HPS | [27 empty] | 2025-11-06 06:35 | NULL |  |  | mhurlow1 | 2018-05-08 17:49 | mneeley | 2024-07-30 03:26 | No | No | No | No | No | Standing | None | None | None | No | No | No |  | No | 2025-11-06 06:35 |  | mneeley | 2025-11-06 06:36 | mneeley | 2025-11-06 06:36 | No Photo Available | No Photo Available | http://data.mapchannels.com/dualmaps6/map.htm?lat=39.189282&lng=-84.389432
08 | HAMILTON | HAM | IR | 00071 |  | 11.384 |  | SHAMIR00071**N | HAM-71-11.384 | 39.1901 | -84.389 | 2025-12-31 | Active |  |  |  | State | HL0021210 |  |  | State | L22-b19 | Conventional | [14 empty] | No | No | No |  | HPS | 2 | [26 empty] | 2025-11-06 06:34 | NULL |  |  | mhurlow1 | 2018-05-08 17:50 | mneeley | 2025-11-06 01:50 | No | No | No | No | No | Standing | None | None | None | No | No | No |  | No | 2025-11-06 06:34 |  | mneeley | 2025-11-06 06:34 | mneeley | 2025-11-06 06:34 | No Photo Available | No Photo Available | http://data.mapchannels.com/dualmaps6/map.htm?lat=39.190072&lng=-84.389048
08 | HAMILTON | HAM | IR | 00071 |  | 11.442 |  | SHAMIR00071**N | HAM-71-11.442 | 39.1908 | -84.3886 | 2025-12-31 | Active |  |  |  | State | HL0001018 |  |  | State | L22-b20 | Conventional | [14 empty] | No | No | No |  | HPS | 2 | [26 empty] | 2025-11-06 06:33 | NULL |  |  | mhurlow1 | 2018-05-08 17:51 | mneeley | 2025-11-06 01:50 | No | No | No | No | No | Standing | None | None | None | No | No | No |  | No | 2025-11-06 06:33 |  | mneeley | 2025-11-06 06:33 | mneeley | 2025-11-06 06:33 | No Photo Available | No Photo Available | http://data.mapchannels.com/dualmaps6/map.htm?lat=39.190812&lng=-84.388569
08 | HAMILTON | HAM | IR | 00071 |  | 11.498 |  | SHAMIR00071**N | HAM-71-11.498 | 39.1915 | -84.388 | 2025-12-31 | Active |  |  |  | State | HL0020837 |  |  | State | L22-b21 | Conventional | [14 empty] | No | No | No |  | HPS | 2 | [26 empty] | 2025-11-06 06:33 | NULL |  |  | mhurlow1 | 2018-05-08 17:51 | mneeley | 2025-11-06 01:51 | No | No | No | No | No | Standing | None | None | None | No | No | No |  | No | 2025-11-06 06:33 |  | mneeley | 2025-11-06 06:33 | mneeley | 2025-11-06 06:33 | No Photo Available | No Photo Available | http://data.mapchannels.com/dualmaps6/map.htm?lat=39.191478&lng=-84.387984
08 | HAMILTON | HAM | IR | 00071 |  | 11.65 |  | SHAMIR00071**C | HAM-71-11.650 | 39.1936 | -84.3837 | 2025-12-31 | Active |  |  |  | State | HL0007436 | 2020-06-01 17:47 |  | State | z-40 | Conventional | [14 empty] | No | No | No |  | HPS | 1 | 200 | [25 empty] | 2025-11-05 10:21 | NULL | 0 |  | mhurlow1 | 2018-05-08 18:30 | ascott3 | 2024-07-09 16:36 | No | No | No | No | No | Standing | None | None | None | No | No | No |  | No | 2025-11-05 10:21 |  | mneeley | 2025-11-05 10:22 | mneeley | 2025-11-05 10:22 | No Photo Available | No Photo Available | http://data.mapchannels.com/dualmaps6/map.htm?lat=39.193603&lng=-84.383666
08 | HAMILTON | HAM | IR | 00071 |  | 11.687 |  | SHAMIR00071**C | HAM-71-11.687 | 39.1938 | -84.383 | 2025-12-31 | Active |  |  |  | State | HL0014299 | 2020-06-01 17:48 |  | State | 1k5 | Conventional | [14 empty] | No | No | No |  | HPS | 1 | 200 | [25 empty] | 2025-11-05 10:21 | NULL | 0 |  | mhurlow1 | 2018-05-08 18:30 | csonner | 2020-06-01 17:48 | No | No | No | No | No | Standing | None | None | None | No | No | No |  | No | 2025-11-05 10:21 |  | mneeley | 2025-11-05 10:22 | mneeley | 2025-11-05 10:22 | No Photo Available | No Photo Available | http://data.mapchannels.com/dualmaps6/map.htm?lat=39.193767&lng=-84.383006
08 | HAMILTON | HAM | IR | 00071 |  | 11.719 |  | SHAMIR00071**C | HAM-71-11.719 | 39.1939 | -84.3824 | 2025-12-31 | Active |  |  |  | State | HL0025073 | 2020-06-01 17:49 |  | State | 1k4 | Conventional | [14 empty] | No | No | No |  | HPS | 1 | 200 | [25 empty] | 2025-11-05 10:22 | NULL | 0 |  | mhurlow1 | 2018-05-08 18:30 | csonner | 2020-06-01 17:49 | No | No | No | No | No | Standing | None | None | None | No | No | No |  | No | 2025-11-05 10:22 |  | mneeley | 2025-11-05 10:22 | mneeley | 2025-11-05 10:22 | No Photo Available | No Photo Available | http://data.mapchannels.com/dualmaps6/map.htm?lat=39.193929&lng=-84.382440
08 | HAMILTON | HAM | IR | 00071 |  | 11.758 |  | SHAMIR00071**C | HAM-71-11.758 | 39.1941 | -84.3818 | 2025-12-31 | Active |  |  |  | State | HL0008498 | 2020-06-01 17:58 |  | State | 1k3 | Conventional | [14 empty] | No | No | No |  | HPS | 1 | 200 | [25 empty] | 2025-11-05 10:22 | NULL | 0 |  | mhurlow1 | 2018-05-08 18:30 | csonner | 2020-06-01 17:58 | No | No | No | No | No | Standing | None | None | None | No | No | No |  | No | 2025-11-05 10:22 |  | mneeley | 2025-11-05 10:22 | mneeley | 2025-11-05 10:22 | No Photo Available | No Photo Available | http://data.mapchannels.com/dualmaps6/map.htm?lat=39.194121&lng=-84.381770
08 | HAMILTON | HAM | IR | 00071 |  | 11.792 |  | SHAMIR00071**C | HAM-71-11.792 | 39.1943 | -84.3812 | 2025-12-31 | Active |  |  |  | State | HL0006337 | 2020-05-15 05:06 |  | State | 1K6 | Conventional | [7 empty] | 1 | [6 empty] | No | No | No |  | HPS | 1 | [26 empty] | 2025-11-05 10:22 | NULL | 0 |  | mhurlow1 | 2018-05-08 18:29 | ascott3 | 2025-05-08 19:59 | No | No | No | No | No | Standing | None | None | None | No | No | No |  | No | 2025-11-05 10:22 |  | mneeley | 2025-11-05 10:23 | mneeley | 2025-11-05 10:23 | No Photo Available | No Photo Available | http://data.mapchannels.com/dualmaps6/map.htm?lat=39.194299&lng=-84.381169
08 | HAMILTON | HAM | IR | 00071 |  | 11.797 |  | SHAMIR00071**C | HAM-71-11.797 | 39.1943 | -84.3811 | 2025-12-31 | Active | 2020-06-01 16:34 |  |  | State | HL0033823 | 2020-06-01 16:35 |  | State | a3k7 | Conventional | [14 empty] | No | No | No |  | HPS | 1 | 200 | [25 empty] | 2025-11-05 10:06 | NULL | 0 | 2025-11-05 10:06 | csonner | 2020-06-01 16:35 | csonner | 2020-06-01 16:35 | No | No | No | No | No | Standing | None | None | None | No | No | No |  | No | 2025-11-05 10:06 | 2025-11-05 10:06 | ascott3 | 2025-11-05 10:07 | ascott3 | 2025-11-05 10:07 | No Photo Available | No Photo Available | http://data.mapchannels.com/dualmaps6/map.htm?lat=39.194280&lng=-84.381063
08 | HAMILTON | HAM | IR | 00071 |  | 11.809 |  | SHAMIR00071**N | HAM-71-11.809 | 39.1941 | -84.3834 | 2025-12-31 | Active |  |  |  | State | HL0025063 |  |  | State | 2k3 | Conventional | [14 empty] | No | No | No |  | HPS | [27 empty] | 2025-11-19 08:19 | NULL |  |  | mhurlow1 | 2018-05-08 18:29 | ascott3 | 2024-07-11 12:07 | No | No | No | No | No | Standing | None | None | None | No | No | No |  | No | 2025-11-19 08:19 |  | mneeley | 2025-11-19 08:19 | mneeley | 2025-11-19 08:19 | No Photo Available | No Photo Available | http://data.mapchannels.com/dualmaps6/map.htm?lat=39.194085&lng=-84.383368
08 | HAMILTON | HAM | IR | 00071 |  | 11.822 |  | SHAMIR00071**N | HAM-71-11.822 | 39.1941 | -84.3831 | 2025-12-31 | Active |  |  |  | State | HL0015356 | 2020-06-01 13:40 |  | State | 2k3 | Conventional | [14 empty] | No | No | No |  | HPS | 1 | 200 | [25 empty] | 2025-11-19 08:18 | NULL | 0 |  | mhurlow1 | 2018-05-08 18:29 | csonner | 2020-06-01 13:41 | No | No | No | No | No | Standing | None | None | None | No | No | No |  | No | 2025-11-19 08:18 |  | mneeley | 2025-11-19 08:18 | mneeley | 2025-11-19 08:18 | No Photo Available | No Photo Available | http://data.mapchannels.com/dualmaps6/map.htm?lat=39.194144&lng=-84.383135
08 | HAMILTON | HAM | IR | 00071 |  | 11.825 |  | SHAMIR00071**C | HAM-71-11.825 | 39.1945 | -84.3806 | 2025-12-31 | Active |  |  |  | State | HL0025169 | 2020-05-15 05:14 |  | State | 1k7 | Conventional | [7 empty] | 1 | [6 empty] | No | No | No |  | HPS | 1 | [26 empty] | 2025-11-05 10:22 | NULL | 0 |  | mhurlow1 | 2018-05-08 18:39 | ascott3 | 2025-05-08 19:59 | No | No | No | No | No | Standing | None | None | None | No | No | No |  | No | 2025-11-05 10:22 |  | mneeley | 2025-11-05 10:23 | mneeley | 2025-11-05 10:23 | No Photo Available | No Photo Available | http://data.mapchannels.com/dualmaps6/map.htm?lat=39.194462&lng=-84.380592
08 | HAMILTON | HAM | IR | 00071 |  | 11.854 |  | SHAMIR00071**C | HAM-71-11.854 | 39.1946 | -84.3801 | 2025-12-31 | Active |  |  |  | State | HL0022770 | 2020-05-15 05:14 |  | State | 1k-8 | Conventional | [7 empty] | 1 | [6 empty] | No | No | No |  | HPS | 1 | [26 empty] | 2025-11-05 10:23 | NULL | 0 |  | mhurlow1 | 2018-05-08 18:39 | ascott3 | 2025-05-08 20:00 | No | No | No | No | No | Standing | None | None | None | No | No | No |  | No | 2025-11-05 10:23 |  | mneeley | 2025-11-05 10:23 | mneeley | 2025-11-05 10:23 | No Photo Available | No Photo Available | http://data.mapchannels.com/dualmaps6/map.htm?lat=39.194590&lng=-84.380085
08 | HAMILTON | HAM | IR | 00071 |  | 11.856 |  | SHAMIR00071**N | HAM-71-11.856 | 39.1943 | -84.3825 | 2025-12-31 | Active |  |  |  | State | HL0005641 | 2020-06-01 13:35 |  | State | 2k4 | Conventional | [14 empty] | No | No | No |  | HPS | 1 | 200 | [25 empty] | 2025-11-19 08:17 | NULL | 0 |  | mhurlow1 | 2018-05-08 18:29 | csonner | 2020-06-01 13:38 | No | No | No | No | No | Standing | None | None | None | No | No | No |  | No | 2025-11-19 08:17 |  | mneeley | 2025-11-19 08:17 | mneeley | 2025-11-19 08:17 | No Photo Available | No Photo Available | http://data.mapchannels.com/dualmaps6/map.htm?lat=39.194318&lng=-84.382542
08 | HAMILTON | HAM | IR | 00071 |  | 11.891 |  | SHAMIR00071**N | HAM-71-11.891 | 39.1945 | -84.3819 | 2025-12-31 | Active |  |  |  | State | HL0020774 | 2020-06-01 13:32 |  | State | 2k5 | Conventional | No |  | AT | A |  |  |  | 1 |  |  |  |  | No | No | No | No | No |  | LED | 1 |  | 93 | [24 empty] | 2025-11-19 08:17 | NULL |  |  | mhurlow1 | 2018-05-08 18:29 | jritchie2 | 2026-06-18 15:49 | No | No | No | No | No | Standing | None | None | None | No | No | No |  | No | 2025-11-19 08:17 |  | mneeley | 2025-11-19 08:17 | mneeley | 2025-11-19 08:17 | No Photo Available | No Photo Available | http://data.mapchannels.com/dualmaps6/map.htm?lat=39.194478&lng=-84.381939
08 | HAMILTON | HAM | IR | 00071 |  | 11.898 |  | SHAMIR00071**C | HAM-71-11.898 | 39.1948 | -84.3793 | 2025-12-31 | Active |  |  |  | State | HL0000255 | 2020-05-15 05:17 |  | State | 1K6 | Conventional | [7 empty] | 1 | [6 empty] | No | No | No |  | HPS | 1 | [26 empty] | 2025-11-05 10:23 | NULL | 0 |  | mhurlow1 | 2018-05-08 18:40 | mneeley | 2025-11-07 08:08 | No | No | No | No | No | Standing | None | None | None | No | No | No |  | No | 2025-11-05 10:23 |  | mneeley | 2025-11-05 10:23 | mneeley | 2025-11-05 10:23 | No Photo Available | No Photo Available | http://data.mapchannels.com/dualmaps6/map.htm?lat=39.194825&lng=-84.379305
08 | HAMILTON | HAM | IR | 00071 |  | 11.924 |  | SHAMIR00071**N | HAM-71-11.924 | 39.1946 | -84.3814 | 2025-12-31 | Active |  |  |  | State | HL0014537 | 2020-06-01 13:29 |  | State | 2k6 | Conventional | [14 empty] | No | No | No |  | HPS | 1 | 200 | [25 empty] | 2025-11-19 08:17 | NULL | 0 |  | mhurlow1 | 2018-05-08 18:29 | csonner | 2020-06-01 13:36 | No | No | No | No | No | Standing | None | None | None | No | No | No |  | No | 2025-11-19 08:17 |  | mneeley | 2025-11-19 08:17 | mneeley | 2025-11-19 08:17 | No Photo Available | No Photo Available | http://data.mapchannels.com/dualmaps6/map.htm?lat=39.194642&lng=-84.381354
08 | HAMILTON | HAM | IR | 00071 |  | 11.936 |  | SHAMIR00071**C | HAM-71-11.936 | 39.1951 | -84.3787 | 2025-12-31 | Active |  |  |  | State | HL0015731 | 2020-05-15 05:21 |  | State | 1K9 | Conventional | [7 empty] | 1 | [6 empty] | No | No | No |  | HPS | 1 | [26 empty] | 2025-11-05 10:23 | NULL | 0 |  | mhurlow1 | 2018-05-08 18:41 | cburden | 2020-05-15 05:24 | No | No | No | No | No | Standing | None | None | None | No | No | No |  | No | 2025-11-05 10:23 |  | mneeley | 2025-11-05 10:24 | mneeley | 2025-11-05 10:24 | No Photo Available | No Photo Available | http://data.mapchannels.com/dualmaps6/map.htm?lat=39.195056&lng=-84.378653
08 | HAMILTON | HAM | IR | 00071 |  | 11.957 |  | SHAMIR00071**N | HAM-71-11.957 | 39.1948 | -84.3808 | 2025-12-31 | Active |  |  |  | State | HL0003539 |  |  | State |  | Conventional | [14 empty] | No | No | No |  | HPS | [27 empty] | 2025-05-08 13:45 | NULL |  | 2025-05-08 13:45 | mhurlow1 | 2018-05-08 18:39 | mhurlow1 | 2018-07-19 16:12 | No | No | No | No | No | Standing | None | None | None | No | No | No |  | No | 2025-05-08 13:45 | 2025-05-08 13:45 | ascott3 | 2025-05-08 13:45 | ascott3 | 2025-05-08 13:45 | No Photo Available | https://collectorweb.dot.state.oh.us/arcgis/rest/services/HIGHWAY_LIGHTING/HighwayLighting_Reference/FeatureServer/7/524856/attachments/ | http://data.mapchannels.com/dualmaps6/map.htm?lat=39.194784&lng=-84.380769
08 | HAMILTON | HAM | IR | 00071 |  | 11.969 |  | SHAMIR00071**N | HAM-71-11.969 | 39.1949 | -84.3806 | 2025-12-31 | Active |  |  |  | State | HL0040188 |  |  | State | zm1x | Conventional | [14 empty] | No | No | No |  | HPS | 1 | [26 empty] | 2025-11-19 08:15 | NULL |  |  | ascott3 | 2025-05-08 13:44 | ascott3 | 2025-05-08 13:44 | No | No | No | No | No | Standing | None | None | None | No | No | No |  | No | 2025-11-19 08:15 |  | mneeley | 2025-11-19 08:15 | mneeley | 2025-11-19 08:15 | No Photo Available | No Photo Available | http://data.mapchannels.com/dualmaps6/map.htm?lat=39.194876&lng=-84.380565
08 | HAMILTON | HAM | IR | 00071 |  | 11.973 |  | SHAMIR00071**C | HAM-71-11.973 | 39.1953 | -84.3781 | 2025-12-31 | Active |  |  |  | State | HL0010041 |  |  | State | 1k10 | Conventional | [7 empty] | 1 | [6 empty] | No | No | No |  | HPS | 1 | [26 empty] | 2025-11-05 10:23 | NULL |  |  | mhurlow1 | 2018-05-08 18:41 | ascott3 | 2025-05-08 20:01 | No | No | No | No | No | Standing | None | None | None | No | No | No |  | No | 2025-11-05 10:23 |  | mneeley | 2025-11-05 10:24 | mneeley | 2025-11-05 10:24 | No Photo Available | No Photo Available | http://data.mapchannels.com/dualmaps6/map.htm?lat=39.195334&lng=-84.378063
08 | HAMILTON | HAM | IR | 00071 |  | 11.991 |  | SHAMIR00071**N | HAM-71-11.991 | 39.195 | -84.3802 | 2025-12-31 | Active |  |  |  | State | HL0011363 | 2020-06-01 13:26 |  | State | 2k8 | Conventional | [14 empty] | No | No | No |  | HPS | 1 | 200 | [25 empty] | 2025-11-19 08:15 | NULL | 0 |  | mhurlow1 | 2018-05-08 18:40 | csonner | 2020-06-01 13:26 | No | No | No | No | No | Standing | None | None | None | No | No | No |  | No | 2025-11-19 08:15 |  | mneeley | 2025-11-19 08:15 | mneeley | 2025-11-19 08:15 | No Photo Available | No Photo Available | http://data.mapchannels.com/dualmaps6/map.htm?lat=39.194983&lng=-84.380174
08 | HAMILTON | HAM | IR | 00071 |  | 12.008 |  | SHAMIR00071**C | HAM-71-12.008 | 39.1956 | -84.3775 | 2025-12-31 | Active |  |  |  | State | HL0017730 | 2020-05-15 05:28 |  | State | 1k-11 | Conventional | [7 empty] | 1 | [6 empty] | No | No | No |  | HPS | 1 | [26 empty] | 2025-11-05 10:24 | NULL | 0 |  | mhurlow1 | 2018-05-08 18:41 | cburden | 2020-05-15 05:31 | No | No | No | No | No | Standing | None | None | None | No | No | No |  | No | 2025-11-05 10:24 |  | mneeley | 2025-11-05 10:24 | mneeley | 2025-11-05 10:24 | No Photo Available | No Photo Available | http://data.mapchannels.com/dualmaps6/map.htm?lat=39.195640&lng=-84.377532
08 | HAMILTON | HAM | IR | 00071 |  | 12.025 |  | SHAMIR00071**N | HAM-71-12.025 | 39.1951 | -84.3796 | 2025-12-31 | Active |  |  |  | State | HL0011495 | 2020-06-01 13:23 |  | State | 2k9 | Conventional | [14 empty] | No | No | No |  | HPS | 1 | 200 | [25 empty] | 2025-11-19 08:15 | NULL | 0 |  | mhurlow1 | 2018-05-08 18:40 | csonner | 2020-06-01 13:23 | No | No | No | No | No | Standing | None | None | None | No | No | No |  | No | 2025-11-19 08:15 |  | mneeley | 2025-11-19 08:15 | mneeley | 2025-11-19 08:15 | No Photo Available | No Photo Available | http://data.mapchannels.com/dualmaps6/map.htm?lat=39.195147&lng=-84.379589
08 | HAMILTON | HAM | IR | 00071 |  | 12.044 |  | SHAMIR00071**C | HAM-71-12.044 | 39.196 | -84.377 | 2025-12-31 | Active |  |  |  | State | HL0010787 | 2020-05-15 05:31 |  | State | 1K12 | Conventional | [7 empty] | 1 | [6 empty] | No | No | No |  | HPS | 1 | [26 empty] | 2025-11-05 10:24 | NULL | 0 |  | mhurlow1 | 2018-05-08 18:41 | cburden | 2020-05-15 05:34 | No | No | No | No | No | Standing | None | None | None | No | No | No |  | No | 2025-11-05 10:24 |  | mneeley | 2025-11-05 10:24 | mneeley | 2025-11-05 10:24 | No Photo Available | No Photo Available | http://data.mapchannels.com/dualmaps6/map.htm?lat=39.196002&lng=-84.377011
08 | HAMILTON | HAM | IR | 00071 |  | 12.062 |  | SHAMIR00071**N | HAM-71-12.062 | 39.1954 | -84.379 | 2025-12-31 | Active |  |  |  | State | HL0014834 | 2020-06-01 13:20 |  | State | 2k13 | Conventional | [14 empty] | No | No | No |  | HPS | 1 | 200 | [25 empty] | 2025-11-19 08:15 | NULL | 0 |  | mhurlow1 | 2018-05-08 18:41 | csonner | 2020-06-01 13:21 | No | No | No | No | No | Standing | None | None | None | No | No | No |  | No | 2025-11-19 08:15 |  | mneeley | 2025-11-19 08:15 | mneeley | 2025-11-19 08:15 | No Photo Available | No Photo Available | http://data.mapchannels.com/dualmaps6/map.htm?lat=39.195368&lng=-84.378980
08 | HAMILTON | HAM | IR | 00071 |  | 12.079 |  | SHAMIR00071**C | HAM-71-12.079 | 39.1964 | -84.3766 | 2025-12-31 | Active |  |  |  | State | HL0020815 | 2020-05-15 05:35 |  | State | 1K13 | Conventional | [7 empty] | 1 | [6 empty] | No | No | No |  | HPS | 1 | [26 empty] | 2025-11-05 10:24 | NULL | 0 |  | mhurlow1 | 2018-05-08 18:41 | cburden | 2020-05-15 05:38 | No | No | No | No | No | Standing | None | None | None | No | No | No |  | No | 2025-11-05 10:24 |  | mneeley | 2025-11-05 10:24 | mneeley | 2025-11-05 10:24 | No Photo Available | No Photo Available | http://data.mapchannels.com/dualmaps6/map.htm?lat=39.196382&lng=-84.376566
08 | HAMILTON | HAM | IR | 00071 |  | 12.097 |  | SHAMIR00071**N | HAM-71-12.097 | 39.1956 | -84.3784 | 2025-12-31 | Active |  |  |  | State | HL0025408 | 2020-06-01 13:17 |  | State | 2k16 | Conventional | [14 empty] | No | No | No |  | HPS | 1 | 310 | [25 empty] | 2025-11-19 08:14 | NULL | 0 |  | mhurlow1 | 2018-05-08 18:41 | csonner | 2020-06-01 13:18 | No | No | No | No | No | Standing | None | None | None | No | No | No |  | No | 2025-11-19 08:14 |  | mneeley | 2025-11-19 08:15 | mneeley | 2025-11-19 08:15 | No Photo Available | No Photo Available | http://data.mapchannels.com/dualmaps6/map.htm?lat=39.195621&lng=-84.378417
08 | HAMILTON | HAM | IR | 00071 |  | 12.114 |  | SHAMIR00071**C | HAM-71-12.114 | 39.1968 | -84.3762 | 2025-12-31 | Active |  |  |  | State | HL0025118 | 2020-05-15 05:38 |  | State | 1K14 | Conventional | [7 empty] | 1 | [6 empty] | No | No | No |  | HPS | 1 | [26 empty] | 2025-11-05 10:24 | NULL | 0 |  | mhurlow1 | 2018-05-08 18:42 | cburden | 2020-05-15 05:41 | No | No | No | No | No | Standing | None | None | None | No | No | No |  | No | 2025-11-05 10:24 |  | mneeley | 2025-11-05 10:25 | mneeley | 2025-11-05 10:25 | No Photo Available | No Photo Available | http://data.mapchannels.com/dualmaps6/map.htm?lat=39.196794&lng=-84.376166
08 | HAMILTON | HAM | IR | 00071 |  | 12.135 |  | SHAMIR00071**N | HAM-71-12.135 | 39.1959 | -84.3779 | 2025-12-31 | Active |  |  |  | State | HL0011945 | 2020-06-01 13:14 |  | State | 2m20 | Conventional | [14 empty] | No | No | No |  | HPS | 1 | 310 | [25 empty] | 2025-11-19 08:14 | NULL | 0 |  | mhurlow1 | 2018-05-08 18:41 | csonner | 2020-06-01 13:14 | No | No | No | No | No | Standing | None | None | None | No | No | No |  | No | 2025-11-19 08:14 |  | mneeley | 2025-11-19 08:14 | mneeley | 2025-11-19 08:14 | No Photo Available | No Photo Available | http://data.mapchannels.com/dualmaps6/map.htm?lat=39.195941&lng=-84.377856
08 | HAMILTON | HAM | IR | 00071 |  | 12.146 |  | SHAMIR00071**C | HAM-71-12.146 | 39.1972 | -84.3759 | 2025-12-31 | Active |  |  |  | State | HL0013086 | 2020-05-15 05:42 |  | State | 1K 15 | Conventional | [7 empty] | 1 | [6 empty] | No | No | No |  | HPS | 1 | [26 empty] | 2025-11-05 10:24 | NULL | 0 |  | mhurlow1 | 2018-05-08 18:42 | ascott3 | 2024-07-09 17:14 | No | No | No | No | No | Standing | None | None | None | No | No | No |  | No | 2025-11-05 10:24 |  | mneeley | 2025-11-05 10:25 | mneeley | 2025-11-05 10:25 | No Photo Available | No Photo Available | http://data.mapchannels.com/dualmaps6/map.htm?lat=39.197243&lng=-84.375941
08 | HAMILTON | HAM | IR | 00071 |  | 12.171 |  | SHAMIR00071**N | HAM-71-12.171 | 39.1963 | -84.3774 | 2025-12-31 | Active |  |  |  | State | HL0011968 | 2020-06-01 13:13 |  | State | 2m19 | Conventional | [14 empty] | No | No | No |  | HPS | 1 | 310 | [25 empty] | 2025-11-19 08:13 | NULL | 0 |  | mhurlow1 | 2018-05-08 18:41 | csonner | 2020-06-01 13:14 | No | No | No | No | No | Standing | None | None | None | No | No | No |  | No | 2025-11-19 08:13 |  | mneeley | 2025-11-19 08:13 | mneeley | 2025-11-19 08:13 | No Photo Available | No Photo Available | http://data.mapchannels.com/dualmaps6/map.htm?lat=39.196284&lng=-84.377371
08 | HAMILTON | HAM | IR | 00071 |  | 12.207 |  | SHAMIR00071**N | HAM-71-12.207 | 39.1967 | -84.3769 | 2025-12-31 | Active |  |  |  | State | HL0005427 | 2020-06-01 13:08 |  | State | 2m18 | Conventional | [14 empty] | No | No | No |  | HPS | 1 | 200 | [25 empty] | 2025-11-19 08:13 | NULL | 0 |  | mhurlow1 | 2018-05-08 18:42 | csonner | 2020-06-01 13:09 | No | No | No | No | No | Standing | None | None | None | No | No | No |  | No | 2025-11-19 08:13 |  | mneeley | 2025-11-19 08:13 | mneeley | 2025-11-19 08:13 | No Photo Available | No Photo Available | http://data.mapchannels.com/dualmaps6/map.htm?lat=39.196669&lng=-84.376923
08 | HAMILTON | HAM | IR | 00071 |  | 12.335 |  | SHAMIR00071**C | HAM-71-12.335 | 39.1998 | -84.3745 | 2025-12-31 | Active |  |  |  | State | HL0023313 | 2020-05-28 18:09 |  | State | a1m3 | Conventional | [14 empty] | No | No | No |  | HPS | 1 | 200 | [25 empty] | 2025-11-05 10:11 | NULL | 0 | 2025-11-05 10:11 | mhurlow1 | 2018-05-08 18:49 | csonner | 2020-05-28 18:11 | No | No | No | No | No | Standing | None | None | None | No | No | No |  | No | 2025-11-05 10:11 | 2025-11-05 10:11 | ascott3 | 2025-11-05 10:12 | ascott3 | 2025-11-05 10:12 | No Photo Available | No Photo Available | http://data.mapchannels.com/dualmaps6/map.htm?lat=39.199755&lng=-84.374533
08 | HAMILTON | HAM | IR | 00071 |  | 12.367 |  | SHAMIR00071**C | HAM-71-12.367 | 39.2002 | -84.3743 | 2025-12-31 | Active |  |  |  | State | HL0008132 | 2020-05-28 18:13 |  | State | a1m4 | Conventional | [14 empty] | No | No | No |  | HPS | 1 | 200 | [25 empty] | 2025-11-05 10:12 | NULL | 0 | 2025-11-05 10:12 | mhurlow1 | 2018-05-08 18:53 | csonner | 2020-05-28 18:14 | No | No | No | No | No | Standing | None | None | None | No | No | No |  | No | 2025-11-05 10:12 | 2025-11-05 10:12 | ascott3 | 2025-11-05 10:12 | ascott3 | 2025-11-05 10:12 | No Photo Available | No Photo Available | http://data.mapchannels.com/dualmaps6/map.htm?lat=39.200182&lng=-84.374327
08 | HAMILTON | HAM | IR | 00071 |  | 12.399 |  | SHAMIR00071**C | HAM-71-12.399 | 39.2006 | -84.3741 | 2025-12-31 | Active |  |  |  | State | HL0026781 | 2020-05-28 18:16 |  | State | a1m5 | Conventional | [14 empty] | No | No | No |  | HPS | 1 | 200 | [25 empty] | 2025-11-05 10:21 | NULL | 0 | 2025-11-05 10:21 | mhurlow1 | 2018-05-08 18:55 | csonner | 2020-05-28 18:16 | No | No | No | No | No | Standing | None | None | None | No | No | No |  | No | 2025-11-05 10:21 | 2025-11-05 10:21 | ascott3 | 2025-11-05 10:21 | ascott3 | 2025-11-05 10:21 | No Photo Available | No Photo Available | http://data.mapchannels.com/dualmaps6/map.htm?lat=39.200619&lng=-84.374104
08 | HAMILTON | HAM | IR | 00071 |  | 12.422 |  | SHAMIR00071**C | HAM-71-12.422 | 39.2009 | -84.3739 | 2025-12-31 | Active |  |  |  | State | HL0002197 | 2020-05-28 18:19 |  | State | a1m6 | Conventional | [14 empty] | No | No | No |  | HPS | 1 | 200 | [25 empty] | 2025-11-05 11:21 | NULL | 0 | 2025-11-05 11:21 | mhurlow1 | 2018-05-08 18:55 | csonner | 2020-05-28 18:20 | No | No | No | No | No | Standing | None | None | None | No | No | No |  | No | 2025-11-05 11:21 | 2025-11-05 11:21 | ascott3 | 2025-11-05 11:21 | ascott3 | 2025-11-05 11:21 | No Photo Available | No Photo Available | http://data.mapchannels.com/dualmaps6/map.htm?lat=39.200922&lng=-84.373935
08 | HAMILTON | HAM | IR | 00071 |  | 12.425 |  | SHAMIR00071**C | HAM-71-12.425 | 39.201 | -84.3741 | 2025-12-31 | Active |  |  |  | State | HL0040183 |  |  | State | u-6 | Underpass | [14 empty] | No | No | No |  | HPS | 1 | [26 empty] | 2025-05-07 15:51 | NULL |  | 2025-05-07 15:51 | ascott3 | 2025-05-07 15:51 | ascott3 | 2025-05-07 15:51 | No | No | No | No | No | Standing | None | None | None | No | No | No |  | No | 2025-05-07 15:51 | 2025-05-07 15:51 | ascott3 | 2025-05-07 15:51 | ascott3 | 2025-05-07 15:51 | https://collectorweb.dot.state.oh.us/arcgis/rest/services/HIGHWAY_LIGHTING/HighwayLighting_Reference/FeatureServer/6/449219/attachments/ | https://collectorweb.dot.state.oh.us/arcgis/rest/services/HIGHWAY_LIGHTING/HighwayLighting_Reference/FeatureServer/7/547168/attachments/ | http://data.mapchannels.com/dualmaps6/map.htm?lat=39.201034&lng=-84.374147
08 | HAMILTON | HAM | IR | 00071 |  | 12.431 |  | SHAMIR00071**N | HAM-71-12.431 | 39.1995 | -84.3751 | 2025-12-31 | Active |  |  |  | State | HL0026003 | 2020-05-29 14:10 |  | State | A2-M4 | Conventional | No |  | AT | A |  |  |  | 1 |  |  |  |  | No | No | No | No | No |  | LED | 1 |  | 120 | [5 empty] | 480 L-L | [18 empty] | 2025-05-07 16:27 | NULL |  | 2025-05-07 16:27 | mhurlow1 | 2018-05-08 18:48 | jritchie2 | 2026-06-18 15:44 | No | No | No | No | No | Standing | None | None | None | No | No | No |  | No | 2025-05-07 16:27 | 2025-05-07 16:27 | ascott3 | 2025-05-07 16:27 | ascott3 | 2025-05-07 16:27 | No Photo Available | https://collectorweb.dot.state.oh.us/arcgis/rest/services/HIGHWAY_LIGHTING/HighwayLighting_Reference/FeatureServer/7/546769/attachments/ | http://data.mapchannels.com/dualmaps6/map.htm?lat=39.199543&lng=-84.375141
08 | HAMILTON | HAM | IR | 00071 |  | 12.437 |  | SHAMIR00071**C | HAM-71-12.437 | 39.2011 | -84.3738 | 2025-12-31 | Active |  |  |  | State | HL0020054 | 2020-05-29 15:13 |  | State | z1-15 | Conventional | [14 empty] | No | No | No |  | HPS | 1 | 400 | [25 empty] | 2025-11-05 10:10 | NULL | 0 | 2025-11-05 10:10 | mhurlow1 | 2018-05-08 18:54 | ascott3 | 2024-07-09 17:29 | No | No | No | No | No | Standing | None | None | None | No | No | No |  | No | 2025-11-05 10:10 | 2025-11-05 10:10 | ascott3 | 2025-11-05 10:10 | ascott3 | 2025-11-05 10:10 | No Photo Available | No Photo Available | http://data.mapchannels.com/dualmaps6/map.htm?lat=39.201126&lng=-84.373823
08 | HAMILTON | HAM | IR | 00071 |  | 12.463 |  | SHAMIR00071**N | HAM-71-12.463 | 39.2 | -84.3749 | 2025-12-31 | Active |  |  |  | State | HL0023743 | 2020-05-29 14:09 |  | State | a2m3 | Conventional | [14 empty] | No | No | No |  | HPS | 1 | 200 | [25 empty] | 2025-11-05 09:53 | NULL | 0 | 2025-11-05 09:53 | mhurlow1 | 2018-05-08 18:53 | csonner | 2020-05-29 14:09 | No | No | No | No | No | Standing | None | None | None | No | No | No |  | No | 2025-11-05 09:53 | 2025-11-05 09:53 | ascott3 | 2025-11-05 09:53 | ascott3 | 2025-11-05 09:53 | No Photo Available | No Photo Available | http://data.mapchannels.com/dualmaps6/map.htm?lat=39.199983&lng=-84.374918
08 | HAMILTON | HAM | IR | 00071 |  | 12.467 |  | SHAMIR00071**C | HAM-71-12.467 | 39.2015 | -84.3736 | 2025-12-31 | Active |  |  |  | State | HL0019192 | 2020-05-29 14:54 |  | State | b4m18 | Conventional | [14 empty] | No | No | No |  | HPS | 1 | 400 | [25 empty] | 2025-11-05 10:11 | NULL | 0 | 2025-11-05 10:11 | mhurlow1 | 2018-05-08 18:54 | csonner | 2020-05-29 14:55 | No | No | No | No | No | Standing | None | None | None | No | No | No |  | No | 2025-11-05 10:11 | 2025-11-05 10:11 | ascott3 | 2025-11-05 10:11 | ascott3 | 2025-11-05 10:11 | No Photo Available | No Photo Available | http://data.mapchannels.com/dualmaps6/map.htm?lat=39.201534&lng=-84.373624
08 | HAMILTON | HAM | IR | 00071 |  | 12.475 |  | SHAMIR00071**C | HAM-71-12.475 | 39.2016 | -84.3736 | 2025-12-31 | Active |  |  |  | State | HL0011529 | 2020-05-28 18:28 |  | State | a1m7 | Conventional | [14 empty] | No | No | No |  | HPS | 1 | 310 | [25 empty] | 2025-11-05 11:21 | NULL | 0 | 2025-11-05 11:21 | mhurlow1 | 2018-05-09 13:11 | csonner | 2020-05-28 18:30 | No | No | No | No | No | Standing | None | None | None | No | No | No |  | No | 2025-11-05 11:21 | 2025-11-05 11:21 | ascott3 | 2025-11-05 11:22 | ascott3 | 2025-11-05 11:22 | No Photo Available | No Photo Available | http://data.mapchannels.com/dualmaps6/map.htm?lat=39.201642&lng=-84.373604
08 | HAMILTON | HAM | IR | 00071 |  | 12.495 |  | SHAMIR00071**C | HAM-71-12.495 | 39.2019 | -84.3735 | 2025-12-31 | Active |  |  |  | State | HL0005765 | 2020-05-28 18:30 |  | State | a1m8 | Conventional | [14 empty] | No | No | No |  | HPS | 1 | 400 | [25 empty] | 2025-05-09 13:16 | NULL | 0 |  | mhurlow1 | 2018-05-09 13:11 | csonner | 2020-05-28 18:30 | No | No | No | No | No | Down | None | None | None | No | No | No |  | Yes | 2025-05-09 13:16 |  | ascott3 | 2025-05-09 13:16 | ascott3 | 2025-05-09 13:16 | No Photo Available | https://collectorweb.dot.state.oh.us/arcgis/rest/services/HIGHWAY_LIGHTING/HighwayLighting_Reference/FeatureServer/7/545262/attachments/ | http://data.mapchannels.com/dualmaps6/map.htm?lat=39.201929&lng=-84.373493
08 | HAMILTON | HAM | IR | 00071 |  | 12.497 |  | SHAMIR00071**N | HAM-71-12.497 | 39.2004 | -84.3747 | 2025-12-31 | Active |  |  |  | State | HL0017584 | 2020-05-29 14:09 |  | State | a2m2 | Conventional | [14 empty] | No | No | No |  | HPS | 1 | 200 | [25 empty] | 2026-07-31 15:33 | NULL | 0 | 2026-07-31 15:33 | mhurlow1 | 2018-05-08 18:53 | csonner | 2020-05-29 14:09 | No | No | No | No | No | Standing | None | None | None | No | No | No | New led fixture | No | 2026-07-31 15:33 | 2026-07-31 15:33 | ascott3 | 2026-07-31 15:33 | ascott3 | 2026-07-31 15:33 | No Photo Available | https://collectorweb.dot.state.oh.us/arcgis/rest/services/HIGHWAY_LIGHTING/HighwayLighting_Reference/FeatureServer/7/592562/attachments/ | http://data.mapchannels.com/dualmaps6/map.htm?lat=39.200442&lng=-84.374709
08 | HAMILTON | HAM | IR | 00071 |  | 12.522 |  | SHAMIR00071**N | HAM-71-12.522 | 39.2008 | -84.3745 | 2025-12-31 | Active |  |  |  | State | HL0008505 | 2020-05-29 14:08 |  | State | a2m1 | Conventional | [14 empty] | No | No | No |  | HPS | 1 | 310 | [25 empty] | 2025-11-05 09:52 | NULL | 0 | 2025-11-05 09:52 | mhurlow1 | 2018-05-08 18:55 | csonner | 2020-05-29 14:08 | No | No | No | No | No | Standing | None | None | None | No | No | No |  | No | 2025-11-05 09:52 | 2025-11-05 09:52 | ascott3 | 2025-11-05 09:53 | ascott3 | 2025-11-05 09:53 | No Photo Available | No Photo Available | http://data.mapchannels.com/dualmaps6/map.htm?lat=39.200779&lng=-84.374536
08 | HAMILTON | HAM | IR | 00071 |  | 12.528 |  | SHAMIR00071**C | HAM-71-12.528 | 39.2024 | -84.3733 | 2025-12-31 | Active |  |  |  | State | HL0002591 | 2020-05-28 18:33 |  | State | a1m9 | Conventional | [14 empty] | No | No | No |  | HPS | 1 | 310 | [25 empty] | 2025-11-05 11:22 | NULL | 0 | 2025-11-05 11:22 | mhurlow1 | 2018-05-09 13:11 | csonner | 2020-05-28 18:33 | No | No | No | No | No | Standing | None | None | None | No | No | No |  | No | 2025-11-05 11:22 | 2025-11-05 11:22 | ascott3 | 2025-11-05 11:22 | ascott3 | 2025-11-05 11:22 | No Photo Available | No Photo Available | http://data.mapchannels.com/dualmaps6/map.htm?lat=39.202363&lng=-84.373263
08 | HAMILTON | HAM | IR | 00071 |  | 12.531 |  | SHAMIR00071**N | HAM-71-12.531 | 39.2009 | -84.3744 | 2025-12-31 | Active |  |  |  | State | HL0010249 | 2020-05-29 15:10 |  | State | z1-14 | Conventional | [14 empty] | No | No | No |  | HPS | 1 | 310 | [25 empty] | 2025-11-05 10:10 | NULL | 0 | 2025-11-05 10:10 | mhurlow1 | 2018-05-08 18:54 | ascott3 | 2024-07-09 17:29 | No | No | No | No | No | Standing | None | None | None | No | No | No |  | No | 2025-11-05 10:10 | 2025-11-05 10:10 | ascott3 | 2025-11-05 10:11 | ascott3 | 2025-11-05 10:11 | No Photo Available | No Photo Available | http://data.mapchannels.com/dualmaps6/map.htm?lat=39.200900&lng=-84.374450
08 | HAMILTON | HAM | IR | 00071 |  | 12.535 |  | SHAMIR00071**N | HAM-71-12.535 | 39.2009 | -84.3744 | 2025-12-31 | Active |  |  |  | State | HL0040177 |  |  | State | u5 | Underpass | [14 empty] | No | No | No |  | HPS | 1 | [26 empty] | 2025-05-07 15:50 | NULL |  | 2025-05-07 15:50 | ascott3 | 2025-05-07 15:50 | ascott3 | 2025-05-07 15:50 | No | No | No | No | No | Standing | None | None | None | No | No | No |  | No | 2025-05-07 15:50 | 2025-05-07 15:50 | ascott3 | 2025-05-07 15:51 | ascott3 | 2025-05-07 15:51 | https://collectorweb.dot.state.oh.us/arcgis/rest/services/HIGHWAY_LIGHTING/HighwayLighting_Reference/FeatureServer/6/445793/attachments/ | https://collectorweb.dot.state.oh.us/arcgis/rest/services/HIGHWAY_LIGHTING/HighwayLighting_Reference/FeatureServer/7/546768/attachments/ | http://data.mapchannels.com/dualmaps6/map.htm?lat=39.200936&lng=-84.374386
08 | HAMILTON | HAM | IR | 00071 |  | 12.559 |  | SHAMIR00071**N | HAM-71-12.559 | 39.2013 | -84.3743 | 2025-12-31 | Active |  |  |  | State | HL0011656 | 2020-05-29 14:58 |  | State | a4m17 | Conventional | [14 empty] | No | No | No |  | HPS | 1 | 310 | [25 empty] | 2025-11-05 10:11 | NULL | 0 | 2025-11-05 10:11 | mhurlow1 | 2018-05-08 18:54 | csonner | 2020-05-29 14:59 | No | No | No | No | No | Standing | None | None | None | No | No | No |  | No | 2025-11-05 10:11 | 2025-11-05 10:11 | ascott3 | 2025-11-05 10:11 | ascott3 | 2025-11-05 10:11 | No Photo Available | No Photo Available | http://data.mapchannels.com/dualmaps6/map.htm?lat=39.201280&lng=-84.374276
08 | HAMILTON | HAM | IR | 00071 |  | 12.56 |  | SHAMIR00071**C | HAM-71-12.560 | 39.2028 | -84.373 | 2025-12-31 | Active |  |  |  | State | HL0011719 | 2020-05-28 18:36 |  | State | a1m10 | Conventional | [14 empty] | No | No | No |  | LED | 1 |  | 93 | [24 empty] | 2025-11-05 11:22 | NULL |  | 2025-11-05 11:22 | mhurlow1 | 2018-05-09 13:12 | ascott3 | 2024-08-23 22:33 | No | No | No | No | No | Standing | None | None | None | No | No | No |  | No | 2025-11-05 11:22 | 2025-11-05 11:22 | ascott3 | 2025-11-05 11:22 | ascott3 | 2025-11-05 11:22 | No Photo Available | No Photo Available | http://data.mapchannels.com/dualmaps6/map.htm?lat=39.202798&lng=-84.373042
08 | HAMILTON | HAM | IR | 00071 |  | 12.568 |  | SHAMIR00071**N | HAM-71-12.568 | 39.2014 | -84.3743 | 2025-12-31 | Active |  |  |  | State | HL0033817 | 2020-05-29 13:54 |  | State | a4m1 | Conventional | [14 empty] | No | No | No |  | HPS | 1 | 200 | [25 empty] | 2025-11-05 11:20 | NULL | 0 | 2025-11-05 11:20 | csonner | 2020-05-29 13:54 | csonner | 2020-05-29 13:54 | No | No | No | No | No | Standing | None | None | None | No | No | No |  | No | 2025-11-05 11:20 | 2025-11-05 11:20 | ascott3 | 2025-11-05 11:21 | ascott3 | 2025-11-05 11:21 | No Photo Available | No Photo Available | http://data.mapchannels.com/dualmaps6/map.htm?lat=39.201410&lng=-84.374252
08 | HAMILTON | HAM | IR | 00071 |  | 12.57 |  | SHAMIR00071**N | HAM-71-12.570 | 39.2014 | -84.374 | 2025-12-31 | Active |  |  |  | State | HL0040186 |  |  | State | U-2 | Underpass | [14 empty] | No | No | No |  | HPS | 1 | [26 empty] | 2025-05-07 15:47 | NULL |  | 2025-05-07 15:46 | ascott3 | 2025-05-07 15:46 | ascott3 | 2025-05-07 15:46 | No | No | No | No | No | Standing | None | None | None | No | No | No |  | No | 2025-05-07 15:47 | 2025-05-07 15:46 | ascott3 | 2025-05-07 15:47 | ascott3 | 2025-05-07 15:47 | https://collectorweb.dot.state.oh.us/arcgis/rest/services/HIGHWAY_LIGHTING/HighwayLighting_Reference/FeatureServer/6/451803/attachments/ | https://collectorweb.dot.state.oh.us/arcgis/rest/services/HIGHWAY_LIGHTING/HighwayLighting_Reference/FeatureServer/7/525255/attachments/ | http://data.mapchannels.com/dualmaps6/map.htm?lat=39.201368&lng=-84.374015
08 | HAMILTON | HAM | IR | 00071 |  | 12.596 |  | SHAMIR00071**N | HAM-71-12.596 | 39.2018 | -84.3741 | 2025-12-31 | Active |  |  |  | State | HL0015289 | 2020-05-29 13:53 |  | State | a4m2 | Conventional | [14 empty] | No | No | No |  | HPS | 1 | 200 | [25 empty] | 2025-11-05 11:20 | NULL | 0 | 2025-11-05 11:20 | mhurlow1 | 2018-05-09 13:09 | csonner | 2020-05-29 13:53 | No | No | No | No | No | Standing | None | None | None | No | No | No |  | No | 2025-11-05 11:20 | 2025-11-05 11:20 | ascott3 | 2025-11-05 11:20 | ascott3 | 2025-11-05 11:20 | No Photo Available | No Photo Available | http://data.mapchannels.com/dualmaps6/map.htm?lat=39.201788&lng=-84.374052
08 | HAMILTON | HAM | IR | 00071 |  | 12.629 |  | SHAMIR00071**N | HAM-71-12.629 | 39.2022 | -84.3739 | 2025-12-31 | Active |  |  |  | State | HL0005720 | 2020-05-29 13:47 |  | State | a4m3 | Conventional | [14 empty] | No | No | No |  | HPS | 1 | 200 | [25 empty] | 2025-11-05 11:16 | NULL | 0 | 2025-11-05 11:16 | mhurlow1 | 2018-05-09 13:09 | csonner | 2020-05-29 13:53 | No | No | No | No | No | Standing | None | None | None | No | No | No |  | No | 2025-11-05 11:16 | 2025-11-05 11:16 | ascott3 | 2025-11-05 11:17 | ascott3 | 2025-11-05 11:17 | No Photo Available | No Photo Available | http://data.mapchannels.com/dualmaps6/map.htm?lat=39.202244&lng=-84.373854
08 | HAMILTON | HAM | IR | 00071 |  | 12.763 |  | SHAMIR00071**C | HAM-71-12.763 | 39.2056 | -84.3718 | 2025-12-31 | Active |  |  |  | State | HL0040184 |  |  | State | m2z | Conventional | [14 empty] | No | No | No |  | HPS | 1 | [26 empty] | 2025-11-05 11:24 | NULL |  | 2025-11-05 11:24 | ascott3 | 2025-05-07 15:20 | ascott3 | 2025-05-07 15:20 | No | No | No | No | No | Standing | None | None | None | No | No | No |  | No | 2025-11-05 11:24 | 2025-11-05 11:24 | ascott3 | 2025-11-05 11:25 | ascott3 | 2025-11-05 11:25 | No Photo Available | No Photo Available | http://data.mapchannels.com/dualmaps6/map.htm?lat=39.205586&lng=-84.371799
08 | HAMILTON | HAM | IR | 00071 |  | 12.791 |  | SHAMIR00071**C | HAM-71-12.791 | 39.206 | -84.3717 | 2025-12-31 | Active |  |  |  | State | HL0005244 | 2020-05-29 16:30 |  | State | 3m19 | Conventional | [14 empty] | No | No | No |  | HPS | 1 | 250 | [25 empty] | 2025-11-05 11:25 | NULL | 0 | 2025-11-05 11:25 | mhurlow1 | 2018-05-09 13:41 | csonner | 2020-05-29 16:32 | No | No | No | No | No | Standing | None | None | None | No | No | No |  | No | 2025-11-05 11:25 | 2025-11-05 11:25 | ascott3 | 2025-11-05 11:25 | ascott3 | 2025-11-05 11:25 | No Photo Available | No Photo Available | http://data.mapchannels.com/dualmaps6/map.htm?lat=39.205982&lng=-84.371677
08 | HAMILTON | HAM | IR | 00071 |  | 12.811 |  | SHAMIR00071**C | HAM-71-12.811 | 39.2063 | -84.3716 | 2025-12-31 | Active |  |  |  | State | HL0016012 | 2020-05-29 16:33 |  | State | 3m20 | Conventional | [14 empty] | No | No | No |  | HPS | 1 | 200 | [25 empty] | 2025-11-05 11:25 | NULL | 0 | 2025-11-05 11:25 | mhurlow1 | 2018-05-09 13:42 | csonner | 2020-05-29 16:40 | No | No | No | No | No | Standing | None | None | None | No | No | No |  | No | 2025-11-05 11:25 | 2025-11-05 11:25 | ascott3 | 2025-11-05 11:25 | ascott3 | 2025-11-05 11:25 | No Photo Available | No Photo Available | http://data.mapchannels.com/dualmaps6/map.htm?lat=39.206260&lng=-84.371568
08 | HAMILTON | HAM | IR | 00071 |  | 12.859 |  | SHAMIR00071**N | HAM-71-12.859 | 39.2054 | -84.3724 | 2025-12-31 | Active |  |  |  | State | HL0025417 | 2020-05-28 14:49 |  | State | 4m10 | Conventional | [14 empty] | No | No | No |  | HPS | 1 | 250 | [25 empty] | 2025-11-05 11:12 | NULL | 0 | 2025-11-05 11:12 | mhurlow1 | 2018-05-09 13:40 | csonner | 2020-05-28 14:50 | No | No | No | No | No | Standing | None | None | None | No | No | No |  | No | 2025-11-05 11:12 | 2025-11-05 11:12 | ascott3 | 2025-11-05 11:12 | ascott3 | 2025-11-05 11:12 | No Photo Available | No Photo Available | http://data.mapchannels.com/dualmaps6/map.htm?lat=39.205372&lng=-84.372425
08 | HAMILTON | HAM | IR | 00071 |  | 12.884 |  | SHAMIR00071**N | HAM-71-12.884 | 39.2057 | -84.3723 | 2025-12-31 | Active |  |  |  | State | HL0001691 | 2020-05-29 13:39 |  | State | 4m-11 | Conventional | [7 empty] | 1 | [6 empty] | No | No | No |  | HPS | 1 | 250 | [25 empty] | 2025-11-05 11:11 | NULL | 0 | 2025-11-05 11:11 | mhurlow1 | 2018-05-09 13:40 | dturner | 2020-05-29 13:44 | No | No | No | No | No | Standing | None | None | None | No | No | No |  | No | 2025-11-05 11:11 | 2025-11-05 11:11 | ascott3 | 2025-11-05 11:12 | ascott3 | 2025-11-05 11:12 | No Photo Available | No Photo Available | http://data.mapchannels.com/dualmaps6/map.htm?lat=39.205718&lng=-84.372281
08 | HAMILTON | HAM | IR | 00071 |  | 12.91 |  | SHAMIR00071**N | HAM-71-12.910 | 39.2061 | -84.3721 | 2025-12-31 | Active |  |  |  | State | HL0040185 |  |  | State | m1z | Conventional | [14 empty] | No | No | No |  | HPS | 1 | [26 empty] | 2025-11-05 11:11 | NULL |  | 2025-11-05 11:11 | ascott3 | 2025-05-07 13:45 | ascott3 | 2025-05-07 13:45 | No | No | No | No | No | Standing | None | None | None | No | No | No |  | No | 2025-11-05 11:11 | 2025-11-05 11:11 | ascott3 | 2025-11-05 11:11 | ascott3 | 2025-11-05 11:11 | No Photo Available | No Photo Available | http://data.mapchannels.com/dualmaps6/map.htm?lat=39.206074&lng=-84.372136
08 | HAMILTON | HAM | IR | 00071 |  | 12.929 |  | SHAMIR00071**N | HAM-71-12.929 | 39.2063 | -84.3721 | 2025-12-31 | Active |  |  |  | State | HL0016065 | 2020-05-28 14:47 |  | State | 4m12 | Conventional | [14 empty] | No | No | No |  | HPS | 1 | 310 | [25 empty] | 2025-11-05 11:10 | NULL | 0 | 2025-11-05 11:10 | mhurlow1 | 2018-05-09 13:42 | csonner | 2020-05-28 14:47 | No | No | No | No | No | Standing | None | None | None | No | No | No |  | No | 2025-11-05 11:10 | 2025-11-05 11:10 | ascott3 | 2025-11-05 11:11 | ascott3 | 2025-11-05 11:11 | No Photo Available | No Photo Available | http://data.mapchannels.com/dualmaps6/map.htm?lat=39.206345&lng=-84.372062
08 | HAMILTON | HAM | IR | 00071 |  | 13.927 |  | SHAMIR00071**C | HAM-71-13.927 | 39.2222 | -84.3679 | 2025-12-31 | Active |  |  |  | State | HL0018188 | 2020-05-13 01:18 |  | State | C1-15 | Conventional | [7 empty] | 2 | [6 empty] | No | No | No |  | HPS | 2 | 310 | [25 empty] | 2025-11-05 10:17 | NULL | 0 |  | mhurlow1 | 2018-05-09 15:08 | cburden | 2020-05-13 01:20 | No | No | No | No | No | Standing | None | None | None | No | No | No |  | No | 2025-11-05 10:17 |  | mneeley | 2025-11-05 10:18 | mneeley | 2025-11-05 10:18 | No Photo Available | No Photo Available | http://data.mapchannels.com/dualmaps6/map.htm?lat=39.222180&lng=-84.367855
08 | HAMILTON | HAM | IR | 00071 |  | 13.933 |  | SHAMIR00071**N | HAM-71-13.933 | 39.2206 | -84.3685 | 2025-12-31 | Active |  |  |  | State | HL0005917 | 2020-05-13 01:02 |  | State | D12 | Conventional | [7 empty] | 2 | [6 empty] | No | No | No |  | HPS | 2 | 200 | [25 empty] | 2025-11-05 10:17 | NULL | 0 |  | mhurlow1 | 2018-05-09 13:46 | cburden | 2020-05-13 01:10 | No | No | No | No | No | Standing | None | None | None | No | No | No |  | No | 2025-11-05 10:17 |  | mneeley | 2025-11-05 10:17 | mneeley | 2025-11-05 10:17 | No Photo Available | No Photo Available | http://data.mapchannels.com/dualmaps6/map.htm?lat=39.220615&lng=-84.368465
08 | HAMILTON | HAM | IR | 00071 |  | 13.971 |  | SHAMIR00071**N | HAM-71-13.971 | 39.2211 | -84.3683 | 2025-12-31 | Active |  |  |  | State | HL0019749 | 2020-05-13 01:11 |  | State | D11 | Conventional | [7 empty] | 2 | [6 empty] | No | No | No |  | HPS | 2 | 310 | [25 empty] | 2025-11-05 10:17 | NULL | 0 |  | mhurlow1 | 2018-05-09 13:47 | cburden | 2020-05-13 01:12 | No | No | No | No | No | Standing | None | None | None | No | No | No |  | No | 2025-11-05 10:17 |  | mneeley | 2025-11-05 10:17 | mneeley | 2025-11-05 10:17 | No Photo Available | No Photo Available | http://data.mapchannels.com/dualmaps6/map.htm?lat=39.221139&lng=-84.368274
08 | HAMILTON | HAM | IR | 00071 |  | 14.009 |  | SHAMIR00071**N | HAM-71-14.009 | 39.2217 | -84.3681 | 2025-12-31 | Active |  |  |  | State | HL0006506 | 2020-05-13 01:13 |  | State | D10 | Conventional | [7 empty] | 2 | [6 empty] | No | No | No |  | HPS | 2 | 200 | [25 empty] | 2025-11-05 10:17 | NULL | 0 |  | mhurlow1 | 2018-05-09 15:08 | cburden | 2020-05-13 01:17 | No | No | No | No | No | Standing | None | None | None | No | No | No |  | No | 2025-11-05 10:17 |  | mneeley | 2025-11-05 10:18 | mneeley | 2025-11-05 10:18 | No Photo Available | No Photo Available | http://data.mapchannels.com/dualmaps6/map.htm?lat=39.221661&lng=-84.368069
08 | HAMILTON | HAM | IR | 00071 |  | 14.084 |  | SHAMIR00071**N | HAM-71-14.084 | 39.2227 | -84.3676 | 2025-12-31 | Active |  |  |  | State | HL0026835 | 2020-05-13 01:20 |  | State | C1-14 | Conventional | [7 empty] | 2 | [6 empty] | No | No | No |  | HPS | 2 | 310 | [25 empty] | 2025-11-05 10:18 | NULL | 0 |  | mhurlow1 | 2018-05-09 15:09 | cburden | 2020-05-13 01:27 | No | No | No | No | No | Standing | None | None | None | No | No | No |  | No | 2025-11-05 10:18 |  | mneeley | 2025-11-05 10:18 | mneeley | 2025-11-05 10:18 | No Photo Available | No Photo Available | http://data.mapchannels.com/dualmaps6/map.htm?lat=39.222710&lng=-84.367647
08 | HAMILTON | HAM | IR | 00071 |  | 14.118 |  | SHAMIR00071**C | HAM-71-14.118 | 39.2248 | -84.3669 | 2025-12-31 | Active |  |  |  | State | HL0013389 | 2020-05-13 01:39 |  | State | C1-10 | Conventional | [7 empty] | 2 | [6 empty] | No | No | No |  | HPS | 2 | 200 | [25 empty] | 2025-11-05 10:19 | NULL | 0 |  | mhurlow1 | 2018-05-09 15:12 | cburden | 2020-05-13 01:45 | No | No | No | No | No | Standing | None | None | None | No | No | No |  | No | 2025-11-05 10:19 |  | mneeley | 2025-11-05 10:19 | mneeley | 2025-11-05 10:19 | No Photo Available | No Photo Available | http://data.mapchannels.com/dualmaps6/map.htm?lat=39.224838&lng=-84.366919
08 | HAMILTON | HAM | IR | 00071 |  | 14.123 |  | SHAMIR00071**N | HAM-71-14.123 | 39.2232 | -84.3674 | 2025-12-31 | Active |  |  |  | State | HL0001838 | 2020-05-13 01:27 |  | State | C1-13 | Conventional | [7 empty] | 2 | [6 empty] | No | No | No |  | HPS | 2 | 310 | [25 empty] | 2025-11-05 10:18 | NULL | 0 |  | mhurlow1 | 2018-05-09 15:09 | cburden | 2020-05-13 01:28 | No | No | No | No | No | Standing | None | None | None | No | No | No |  | No | 2025-11-05 10:18 |  | mneeley | 2025-11-05 10:18 | mneeley | 2025-11-05 10:18 | No Photo Available | No Photo Available | http://data.mapchannels.com/dualmaps6/map.htm?lat=39.223241&lng=-84.367437
08 | HAMILTON | HAM | IR | 00071 |  | 14.16 |  | SHAMIR00071**N | HAM-71-14.160 | 39.2238 | -84.3672 | 2025-12-31 | Active |  |  |  | State | HL0025336 | 2020-05-13 01:29 |  | State | C1-12 | Conventional | [7 empty] | 2 | [6 empty] | No | No | No |  | HPS | 2 | 200 | [25 empty] | 2025-11-05 10:18 | NULL | 0 |  | mhurlow1 | 2018-05-09 15:10 | cburden | 2020-05-13 01:37 | No | No | No | No | No | Standing | None | None | None | No | No | No |  | No | 2025-11-05 10:18 |  | mneeley | 2025-11-05 10:19 | mneeley | 2025-11-05 10:19 | No Photo Available | No Photo Available | http://data.mapchannels.com/dualmaps6/map.htm?lat=39.223759&lng=-84.367232
08 | HAMILTON | HAM | IR | 00071 |  | 14.194 |  | SHAMIR00071**C | HAM-71-14.194 | 39.2259 | -84.3668 | 2025-12-31 | Active |  |  |  | State | HL0024054 | 2020-05-13 01:47 |  | State | C1-8 | Conventional | [7 empty] | 2 | [6 empty] | No | No | No |  | HPS | 2 | 200 | [25 empty] | 2025-11-05 10:19 | NULL | 0 |  | mhurlow1 | 2018-05-09 15:13 | cburden | 2020-05-13 01:50 | No | No | No | No | No | Standing | None | None | None | No | No | No |  | No | 2025-11-05 10:19 |  | mneeley | 2025-11-05 10:20 | mneeley | 2025-11-05 10:20 | No Photo Available | No Photo Available | http://data.mapchannels.com/dualmaps6/map.htm?lat=39.225921&lng=-84.366761
08 | HAMILTON | HAM | IR | 00071 |  | 14.198 |  | SHAMIR00071**N | HAM-71-14.198 | 39.2243 | -84.3671 | 2025-12-31 | Active |  |  |  | State | HL0022093 | 2020-05-13 01:38 |  | State | C1-11 | Conventional | No |  | AT | A |  |  |  | 2 |  |  |  |  | No | No | No | No | No |  | HPS | 2 | 200 | [13 empty] | One Lumineers is an LED the other HPS | [11 empty] | 2025-11-05 10:18 | NULL | 0 |  | mhurlow1 | 2018-05-09 15:11 | jritchie2 | 2026-06-18 15:34 | No | No | No | No | No | Standing | None | None | None | No | No | No |  | No | 2025-11-05 10:18 |  | mneeley | 2025-11-05 10:19 | mneeley | 2025-11-05 10:19 | No Photo Available | No Photo Available | http://data.mapchannels.com/dualmaps6/map.htm?lat=39.224308&lng=-84.367057
08 | HAMILTON | HAM | IR | 00071 |  | 14.232 |  | SHAMIR00071**C | HAM-71-14.232 | 39.2265 | -84.3667 | 2025-12-31 | Active |  |  |  | State | HL0012544 | 2020-05-13 01:51 |  | State | C1-7 | Conventional | [7 empty] | 2 | [6 empty] | No | No | No |  | HPS | 2 | 200 | [25 empty] | 2025-11-05 10:19 | NULL | 0 |  | mhurlow1 | 2018-05-09 15:13 | cburden | 2020-05-13 01:52 | No | No | No | No | No | Standing | None | None | None | No | No | No |  | No | 2025-11-05 10:19 |  | mneeley | 2025-11-05 10:20 | mneeley | 2025-11-05 10:20 | No Photo Available | No Photo Available | http://data.mapchannels.com/dualmaps6/map.htm?lat=39.226475&lng=-84.366729
08 | HAMILTON | HAM | IR | 00071 |  | 14.27 |  | SHAMIR00071**C | HAM-71-14.270 | 39.227 | -84.3667 | 2025-12-31 | Active |  |  |  | State | HL0006536 | 2020-05-13 01:52 |  | State | C1-6 | Conventional | No |  | AT | A |  |  |  | 2 |  |  |  |  | No | No | No | No | No |  | HPS | 2 | 200 | [13 empty] | One Lumineers is an LED the other HPS | [11 empty] | 2025-11-05 10:20 | NULL | 0 |  | mhurlow1 | 2018-05-09 15:13 | jritchie2 | 2026-06-18 15:30 | No | No | No | No | No | Standing | None | None | None | No | No | No |  | No | 2025-11-05 10:20 |  | mneeley | 2025-11-05 10:20 | mneeley | 2025-11-05 10:20 | No Photo Available | No Photo Available | http://data.mapchannels.com/dualmaps6/map.htm?lat=39.227016&lng=-84.366738
08 | HAMILTON | HAM | IR | 00071 |  | 14.272 |  | SHAMIR00071**N | HAM-71-14.272 | 39.2254 | -84.3668 | 2025-12-31 | Active |  |  |  | State | HL0002108 | 2020-05-13 01:45 |  | State | C1-9 | Conventional | [7 empty] | 2 | [6 empty] | No | No | No |  | HPS | 2 | 200 | [25 empty] | 2025-11-05 10:19 | NULL | 0 |  | mhurlow1 | 2018-05-09 15:12 | cburden | 2020-05-13 01:46 | No | No | No | No | No | Standing | None | None | None | No | No | No |  | No | 2025-11-05 10:19 |  | mneeley | 2025-11-05 10:19 | mneeley | 2025-11-05 10:19 | No Photo Available | No Photo Available | http://data.mapchannels.com/dualmaps6/map.htm?lat=39.225374&lng=-84.366828
08 | HAMILTON | HAM | IR | 00071 |  | 14.308 |  | SHAMIR00071**C | HAM-71-14.308 | 39.2276 | -84.3668 | 2025-12-31 | Active |  |  |  | State | HL0008205 | 2020-05-13 01:57 |  | State | C1-5 | Conventional | [7 empty] | 2 | [6 empty] | No | No | No |  | HPS | 2 | 200 | [25 empty] | 2025-11-05 10:20 | NULL | 0 |  | mhurlow1 | 2018-05-09 15:14 | cburden | 2020-05-13 01:58 | No | No | No | No | No | Standing | None | None | None | No | No | No |  | No | 2025-11-05 10:20 |  | mneeley | 2025-11-05 10:20 | mneeley | 2025-11-05 10:20 | No Photo Available | No Photo Available | http://data.mapchannels.com/dualmaps6/map.htm?lat=39.227567&lng=-84.366764
08 | HAMILTON | HAM | IR | 00071 |  | 14.46 |  | SHAMIR00071**N | HAM-71-14.460 | 39.2281 | -84.3668 | 2025-12-31 | Active |  |  |  | State | HL0011502 | 2020-05-13 01:58 |  | State | C1-4 | Conventional | [7 empty] | 2 | [6 empty] | No | No | No |  | HPS | 2 | 200 | [25 empty] | 2025-11-05 10:20 | NULL | 0 |  | mhurlow1 | 2018-05-09 15:14 | cburden | 2020-05-13 02:02 | No | No | No | No | No | Standing | None | None | None | No | No | No |  | No | 2025-11-05 10:20 |  | mneeley | 2025-11-05 10:20 | mneeley | 2025-11-05 10:20 | No Photo Available | No Photo Available | http://data.mapchannels.com/dualmaps6/map.htm?lat=39.228113&lng=-84.366798
08 | HAMILTON | HAM | IR | 00071 |  | 14.499 |  | SHAMIR00071**N | HAM-71-14.499 | 39.2287 | -84.3668 | 2025-12-31 | Active |  |  |  | State | HL0018992 | 2020-05-13 02:03 |  | State | C1-3 | Conventional | [7 empty] | 2 | [6 empty] | No | No | No |  | HPS | 2 | 310 | [25 empty] | 2025-11-05 10:20 | NULL | 0 |  | mhurlow1 | 2018-05-09 15:15 | cburden | 2020-05-13 02:04 | No | No | No | No | No | Standing | None | None | None | No | No | No |  | No | 2025-11-05 10:20 |  | mneeley | 2025-11-05 10:21 | mneeley | 2025-11-05 10:21 | No Photo Available | No Photo Available | http://data.mapchannels.com/dualmaps6/map.htm?lat=39.228674&lng=-84.366822
08 | HAMILTON | HAM | IR | 00071 |  | 14.537 |  | SHAMIR00071**N | HAM-71-14.537 | 39.2292 | -84.3668 | 2025-12-31 | Active |  |  |  | State | HL0005581 | 2020-05-13 02:05 |  | State | C1-2 | Conventional | [7 empty] | 2 | [6 empty] | No | No | No |  | HPS | 2 | 200 | [25 empty] | 2025-11-05 10:20 | NULL | 0 |  | mhurlow1 | 2018-05-09 15:15 | cburden | 2020-05-13 02:06 | No | No | No | No | No | Standing | None | None | None | No | No | No |  | No | 2025-11-05 10:20 |  | mneeley | 2025-11-05 10:21 | mneeley | 2025-11-05 10:21 | No Photo Available | No Photo Available | http://data.mapchannels.com/dualmaps6/map.htm?lat=39.229221&lng=-84.366845
08 | HAMILTON | HAM | IR | 00071 |  | 15.494 |  | SHAMIR00071**C | HAM-71-15.494 | 39.2447 | -84.366 | 2025-12-31 | Active |  |  |  | State | HL0022917 | 2020-05-13 02:07 |  | State | N1-7 | Conventional | [7 empty] | 2 | [6 empty] | No | No | No |  | HPS | 2 | 400 | [25 empty] | 2025-11-05 10:01 | NULL | 0 |  | mhurlow1 | 2018-05-09 16:37 | cburden | 2020-05-13 02:16 | No | No | No | No | No | Standing | None | None | None | No | No | No |  | No | 2025-11-05 10:01 |  | mneeley | 2025-11-05 10:01 | mneeley | 2025-11-05 10:01 | No Photo Available | No Photo Available | http://data.mapchannels.com/dualmaps6/map.htm?lat=39.244730&lng=-84.366033
08 | HAMILTON | HAM | IR | 00071 |  | 15.531 |  | SHAMIR00071**C | HAM-71-15.531 | 39.2453 | -84.366 | 2025-12-31 | Active |  |  |  | State | HL0024367 | 2020-05-13 02:18 |  | State | N1-9 | Conventional | No |  | AT | A |  |  |  | 2 |  |  |  |  | No | No | No | No | No |  | HPS | 2 | 200 | [13 empty] | One Lumineers is an LED the other HPS | [11 empty] | 2025-11-05 10:01 | NULL | 0 |  | mhurlow1 | 2018-05-09 16:37 | jritchie2 | 2026-06-18 15:27 | No | No | No | No | No | Standing | None | None | None | No | No | No |  | No | 2025-11-05 10:01 |  | mneeley | 2025-11-05 10:01 | mneeley | 2025-11-05 10:01 | No Photo Available | No Photo Available | http://data.mapchannels.com/dualmaps6/map.htm?lat=39.245274&lng=-84.365977
08 | HAMILTON | HAM | IR | 00071 |  | 15.569 |  | SHAMIR00071**C | HAM-71-15.569 | 39.2458 | -84.3659 | 2025-12-31 | Active |  |  |  | State | HL0001590 | 2020-05-13 02:19 |  | State | N1-10 | Conventional | [7 empty] | 2 | [6 empty] | No | No | No |  | HPS | 2 | 200 | [25 empty] | 2025-11-05 10:01 | NULL | 0 |  | mhurlow1 | 2018-05-09 16:37 | cburden | 2020-05-13 02:23 | No | No | No | No | No | Standing | None | None | None | No | No | No |  | No | 2025-11-05 10:01 |  | mneeley | 2025-11-05 10:02 | mneeley | 2025-11-05 10:02 | No Photo Available | No Photo Available | http://data.mapchannels.com/dualmaps6/map.htm?lat=39.245816&lng=-84.365918
08 | HAMILTON | HAM | IR | 00071 |  | 15.694 |  | SHAMIR00071**C | HAM-71-15.694 | 39.2476 | -84.3657 | 2025-12-31 | Active |  |  |  | State | HL0014043 | 2020-05-13 02:32 |  | State | N1-13 | Conventional | [7 empty] | 2 | [6 empty] | No | No | No |  | HPS | 2 | 200 | [25 empty] | 2025-11-05 10:02 | NULL | 0 |  | mhurlow1 | 2018-05-09 16:39 | cburden | 2020-05-13 02:37 | No | No | No | No | No | Standing | None | None | None | No | No | No |  | No | 2025-11-05 10:02 |  | mneeley | 2025-11-05 10:03 | mneeley | 2025-11-05 10:03 | No Photo Available | No Photo Available | http://data.mapchannels.com/dualmaps6/map.htm?lat=39.247617&lng=-84.365730
08 | HAMILTON | HAM | IR | 00071 |  | 15.724 |  | SHAMIR00071**N | HAM-71-15.724 | 39.2464 | -84.3659 | 2025-12-31 | Active |  |  |  | State | HL0012276 | 2020-05-13 02:24 |  | State | N1-11 | Conventional | [7 empty] | 2 | [6 empty] | No | No | No |  | HPS | 2 | 200 | [25 empty] | 2025-11-05 10:02 | NULL | 0 |  | mhurlow1 | 2018-05-09 16:37 | cburden | 2020-05-13 02:30 | No | No | No | No | No | Standing | None | None | None | No | No | No |  | No | 2025-11-05 10:02 |  | mneeley | 2025-11-05 10:02 | mneeley | 2025-11-05 10:02 | No Photo Available | No Photo Available | http://data.mapchannels.com/dualmaps6/map.htm?lat=39.246371&lng=-84.365864
08 | HAMILTON | HAM | IR | 00071 |  | 15.767 |  | SHAMIR00071**N | HAM-71-15.767 | 39.247 | -84.3658 | 2025-12-31 | Active |  |  |  | State | HL0002357 | 2020-05-13 02:31 |  | State | N1-12 | Conventional | [7 empty] | 2 | [6 empty] | No | No | No |  | HPS | 2 | 310 | [25 empty] | 2025-11-05 10:02 | NULL | 0 |  | mhurlow1 | 2018-05-09 16:38 | cburden | 2020-05-13 02:31 | No | No | No | No | No | Standing | None | None | None | No | No | No |  | No | 2025-11-05 10:02 |  | mneeley | 2025-11-05 10:02 | mneeley | 2025-11-05 10:02 | No Photo Available | No Photo Available | http://data.mapchannels.com/dualmaps6/map.htm?lat=39.246998&lng=-84.365800
08 | HAMILTON | HAM | IR | 00071 |  | 15.847 |  | SHAMIR00071**N | HAM-71-15.847 | 39.2482 | -84.3657 | 2025-12-31 | Active |  |  |  | State | HL0001301 | 2020-05-13 02:37 |  | State | N1-14 | Conventional | [7 empty] | 2 | [6 empty] | No | No | No |  | HPS | 2 | 310 | [25 empty] | 2025-11-05 10:02 | NULL | 0 |  | mhurlow1 | 2018-05-09 16:39 | cburden | 2020-05-13 02:38 | No | No | No | No | No | Standing | None | None | None | No | No | No |  | No | 2025-11-05 10:02 |  | mneeley | 2025-11-05 10:03 | mneeley | 2025-11-05 10:03 | No Photo Available | No Photo Available | http://data.mapchannels.com/dualmaps6/map.htm?lat=39.248153&lng=-84.365682
08 | HAMILTON | HAM | IR | 00071 |  | 15.886 |  | SHAMIR00071**N | HAM-71-15.886 | 39.2487 | -84.3656 | 2025-12-31 | Active |  |  |  | State | HL0006022 | 2020-05-13 02:38 |  | State | N1-15 | Conventional | [7 empty] | 2 | [6 empty] | No | No | No |  | HPS | 2 | 200 | [25 empty] | 2025-11-05 10:03 | NULL | 0 |  | mhurlow1 | 2018-05-09 16:39 | cburden | 2020-05-13 02:42 | No | No | No | No | No | Standing | None | None | None | No | No | No |  | No | 2025-11-05 10:03 |  | mneeley | 2025-11-05 10:03 | mneeley | 2025-11-05 10:03 | No Photo Available | No Photo Available | http://data.mapchannels.com/dualmaps6/map.htm?lat=39.248712&lng=-84.365639
08 | HAMILTON | HAM | IR | 00071 |  | 15.923 |  | SHAMIR00071**N | HAM-71-15.923 | 39.2492 | -84.3656 | 2025-12-31 | Active |  |  |  | State | HL0002315 | 2020-05-13 02:43 |  | State | N1-16 | Conventional | [7 empty] | 2 | [6 empty] | No | No | No |  | HPS | 2 | 200 | [25 empty] | 2025-11-05 10:03 | NULL | 0 |  | mhurlow1 | 2018-05-09 16:39 | cburden | 2020-05-13 02:43 | No | No | No | No | No | Standing | None | None | None | No | No | No |  | No | 2025-11-05 10:03 |  | mneeley | 2025-11-05 10:03 | mneeley | 2025-11-05 10:03 | No Photo Available | No Photo Available | http://data.mapchannels.com/dualmaps6/map.htm?lat=39.249241&lng=-84.365580
08 | HAMILTON | HAM | IR | 00071 |  | 15.962 |  | SHAMIR00071**N | HAM-71-15.962 | 39.2498 | -84.3655 | 2025-12-31 | Active |  |  |  | State | HL0005812 | 2020-05-13 02:43 |  | State | N2-16 | Conventional | [7 empty] | 2 | [6 empty] | No | No | No |  | HPS | 2 | 200 | [25 empty] | 2025-11-05 10:03 | NULL | 0 |  | mhurlow1 | 2018-05-09 17:18 | cburden | 2020-05-13 02:48 | No | No | No | No | No | Standing | None | None | None | No | No | No |  | No | 2025-11-05 10:03 |  | mneeley | 2025-11-05 10:03 | mneeley | 2025-11-05 10:03 | No Photo Available | No Photo Available | http://data.mapchannels.com/dualmaps6/map.htm?lat=39.249807&lng=-84.365505
08 | HAMILTON | HAM | IR | 00071 |  | 15.999 |  | SHAMIR00071**N | HAM-71-15.999 | 39.2503 | -84.3654 | 2025-12-31 | Active |  |  |  | State | HL0025289 | 2020-05-13 02:49 |  | State | N2-15 | Conventional | [7 empty] | 2 | [6 empty] | No | No | No |  | HPS | 2 | 200 | [25 empty] | 2025-11-05 10:03 | NULL | 0 |  | mhurlow1 | 2018-05-09 17:19 | cburden | 2020-05-13 02:50 | No | No | No | No | No | Standing | None | None | None | No | No | No |  | No | 2025-11-05 10:03 |  | mneeley | 2025-11-05 10:04 | mneeley | 2025-11-05 10:04 | No Photo Available | No Photo Available | http://data.mapchannels.com/dualmaps6/map.htm?lat=39.250342&lng=-84.365437
08 | HAMILTON | HAM | IR | 00071 |  | 16.037 |  | SHAMIR00071**N | HAM-71-16.037 | 39.2509 | -84.3653 | 2025-12-31 | Active |  |  |  | State | HL0010760 | 2020-05-13 02:50 |  | State | N2-14 | Conventional | [7 empty] | 2 | [6 empty] | No | No | No |  | HPS | 2 | 200 | [25 empty] | 2025-11-05 10:03 | NULL | 0 |  | mhurlow1 | 2018-05-09 17:20 | cburden | 2020-05-13 02:54 | No | No | No | No | No | Standing | None | None | None | No | No | No |  | No | 2025-11-05 10:03 |  | mneeley | 2025-11-05 10:04 | mneeley | 2025-11-05 10:04 | No Photo Available | No Photo Available | http://data.mapchannels.com/dualmaps6/map.htm?lat=39.250878&lng=-84.365327
08 | HAMILTON | HAM | IR | 00071 |  | 16.078 |  | SHAMIR00071**N | HAM-71-16.078 | 39.2515 | -84.3652 | 2025-12-31 | Active |  |  |  | State | HL0025584 | 2020-05-13 02:55 |  | State | N2-13 | Conventional | [7 empty] | 2 | [6 empty] | No | No | No |  | HPS | 2 | 310 | [25 empty] | 2025-11-05 10:04 | NULL | 0 |  | mhurlow1 | 2018-05-09 17:21 | cburden | 2020-05-13 02:56 | No | No | No | No | No | Standing | None | None | None | No | No | No |  | No | 2025-11-05 10:04 |  | mneeley | 2025-11-05 10:04 | mneeley | 2025-11-05 10:04 | No Photo Available | No Photo Available | http://data.mapchannels.com/dualmaps6/map.htm?lat=39.251457&lng=-84.365180
08 | HAMILTON | HAM | IR | 00071 |  | 16.122 |  | SHAMIR00071**N | HAM-71-16.122 | 39.2521 | -84.365 | 2025-12-31 | Active |  |  |  | State | HL0022274 | 2020-05-13 02:56 |  | State | N2-12 | Conventional | [7 empty] | 2 | [6 empty] | No | No | No |  | HPS | 2 | 310 | [25 empty] | 2025-11-05 10:04 | NULL | 0 |  | mhurlow1 | 2018-05-09 17:23 | cburden | 2020-05-13 03:01 | No | No | No | No | No | Standing | None | None | None | No | No | No |  | No | 2025-11-05 10:04 |  | mneeley | 2025-11-05 10:04 | mneeley | 2025-11-05 10:04 | No Photo Available | No Photo Available | http://data.mapchannels.com/dualmaps6/map.htm?lat=39.252070&lng=-84.364992
08 | HAMILTON | HAM | IR | 00071 |  | 16.156 |  | SHAMIR00071**N | HAM-71-16.156 | 39.2525 | -84.3648 | 2025-12-31 | Active |  |  |  | State | HL0025647 | 2020-05-13 03:01 |  | State | N2-11 | Conventional | No |  | A | X |  |  |  | 2 |  |  |  |  | No | No | No | No | No |  | HPS | 2 | 200 | [13 empty] | One Lumineers is an LED the other HPS | [11 empty] | 2025-11-05 10:04 | NULL | 0 |  | mhurlow1 | 2018-05-09 17:23 | jritchie2 | 2026-06-18 15:21 | No | No | No | No | No | Standing | None | None | None | No | No | No |  | No | 2025-11-05 10:04 |  | mneeley | 2025-11-05 10:05 | mneeley | 2025-11-05 10:05 | No Photo Available | No Photo Available | http://data.mapchannels.com/dualmaps6/map.htm?lat=39.252548&lng=-84.364842
08 | HAMILTON | HAM | IR | 00071 |  | 16.193 |  | SHAMIR00071**N | HAM-71-16.193 | 39.2531 | -84.3646 | 2025-12-31 | Active |  |  |  | State | HL0011331 | 2020-05-13 03:02 |  | State | N2-10 | Conventional | [7 empty] | 2 | [6 empty] | No | No | No |  | HPS | 2 | 200 | [25 empty] | 2025-11-05 10:08 | NULL | 0 |  | mhurlow1 | 2018-05-09 17:24 | cburden | 2020-05-13 03:07 | No | No | No | No | No | Standing | None | None | None | No | No | No |  | No | 2025-11-05 10:08 |  | mneeley | 2025-11-05 10:08 | mneeley | 2025-11-05 10:08 | No Photo Available | No Photo Available | http://data.mapchannels.com/dualmaps6/map.htm?lat=39.253056&lng=-84.364630
08 | HAMILTON | HAM | IR | 00071 |  | 16.232 |  | SHAMIR00071**N | HAM-71-16.232 | 39.2536 | -84.3644 | 2025-12-31 | Active |  |  |  | State | HL0022605 | 2020-05-13 03:32 |  | State | N2-7 | Conventional | [7 empty] | 2 | [6 empty] | No | No | No |  | HPS | 2 | 200 | [13 empty] | One Lumineers is an LED the other HPS | [11 empty] | 2025-11-05 10:08 | NULL | 0 |  | mhurlow1 | 2018-05-09 17:26 | jritchie2 | 2026-06-18 15:20 | No | No | No | No | No | Standing | None | None | None | No | No | No |  | No | 2025-11-05 10:08 |  | mneeley | 2025-11-05 10:08 | mneeley | 2025-11-05 10:08 | No Photo Available | No Photo Available | http://data.mapchannels.com/dualmaps6/map.htm?lat=39.253583&lng=-84.364398
08 | HAMILTON | HAM | IR | 00071 |  | 16.268 |  | SHAMIR00071**N | HAM-71-16.268 | 39.2541 | -84.3642 | 2025-12-31 | Active |  |  |  | State | HL0004569 | 2020-05-13 03:33 |  | State | N2-8 | Conventional | [7 empty] | 2 | [6 empty] | No | No | No |  | HPS | 2 | 200 | [25 empty] | 2025-11-05 10:08 | NULL | 0 |  | mhurlow1 | 2018-05-09 17:27 | cburden | 2020-05-13 03:33 | No | No | No | No | No | Standing | None | None | None | No | No | No |  | No | 2025-11-05 10:08 |  | mneeley | 2025-11-05 10:09 | mneeley | 2025-11-05 10:09 | No Photo Available | No Photo Available | http://data.mapchannels.com/dualmaps6/map.htm?lat=39.254077&lng=-84.364156
08 | HAMILTON | HAM | IR | 00071 |  | 17.701 |  | SHAMIR00071**N | HAM-71-17.701 | 39.2718 | -84.3507 | 2025-12-31 | Active |  |  |  | State | HL0031653 | 2020-06-18 12:21 |  | State | 4M43 | Tower |  | 6 | [12 empty] | No | No | No |  | HPS | 4 | 400 | [25 empty] | 2022-06-27 14:37 | 4 - Needs Inspected in 4 CY | 0 |  | phillip.monnier | 2014-12-22 13:54 | csonner | 2020-06-18 12:21 | No | No | No | No | No | Standing | None | None | None | No | No | No |  |  | 2022-06-27 14:37 |  | csonner1 | 2022-06-27 14:36 | csonner1 | 2022-06-27 14:36 | No Photo Available | No Photo Available | http://data.mapchannels.com/dualmaps6/map.htm?lat=39.271782&lng=-84.350708
08 | HAMILTON | HAM | IR | 00071 |  | 19.34 |  | SHAMIR00071**C | HAM-71-19.340 | 39.2869 | -84.324 | 2025-12-31 | Active |  |  |  | State | HL0038758 |  |  | State | 1-L4 | Conventional | No |  | AT | A |  |  |  | 1 |  |  |  |  | No | No | No | No | No |  | LED | 1 |  | 90 |  | No |  |  |  | 480 L-L | [18 empty] | 2025-04-28 16:42 | NULL |  | 2025-04-28 16:42 | ascott3 | 2024-06-17 16:12 | jritchie2 | 2026-06-23 16:59 | No | No | No | No | No | Standing | None | None | None | No | No | No |  | No | 2025-04-28 16:42 | 2025-04-28 16:42 | ascott3 | 2025-04-28 16:43 | ascott3 | 2025-04-28 16:43 | No Photo Available | https://collectorweb.dot.state.oh.us/arcgis/rest/services/HIGHWAY_LIGHTING/HighwayLighting_Reference/FeatureServer/7/544815/attachments/ | http://data.mapchannels.com/dualmaps6/map.htm?lat=39.286857&lng=-84.324041
08 | HAMILTON | HAM | IR | 00071 |  | 19.548 |  | SHAMIR00071**N | HAM-71-19.548 | 39.288 | -84.3235 | 2025-12-31 | Active |  |  |  | State | HL0005117 | 2020-02-14 20:35 |  | State | M3-5 | Conventional | No |  | AT | A |  |  |  | 1 |  |  |  | No | No | No | No | No | No |  | LED | 1 |  | 90 |  | No |  | Philips Lumec |  | 480 L-N |  | No | No | No | No | No | [12 empty] | 2025-04-28 17:43 | NULL |  | 2025-04-28 17:43 | Dsnyder5 | 2018-06-07 16:10 | jritchie2 | 2026-06-23 16:58 | No | No | No | No | No | Standing | None | None | None | No | No | No | lights is behind wall with no Access | No | 2025-04-28 17:43 | 2025-04-28 17:43 | ascott3 | 2025-04-28 17:43 | ascott3 | 2025-04-28 17:43 | No Photo Available | https://collectorweb.dot.state.oh.us/arcgis/rest/services/HIGHWAY_LIGHTING/HighwayLighting_Reference/FeatureServer/7/539614/attachments/ | http://data.mapchannels.com/dualmaps6/map.htm?lat=39.288040&lng=-84.323501
08 | HAMILTON | HAM | IR | 00074 |  | 3.078 |  | SHAMIR00074**C | HAM-74-3.078 | 39.245 | -84.7795 | 2025-12-31 | Active |  |  |  | State | HL0007785 | 2020-06-03 14:26 |  | State | a12 | Conventional | No |  | AT | A |  |  |  | 1 |  |  |  |  | No | No | No | No | No |  | LED | 1 |  | 70 | [24 empty] | 2025-09-29 15:38 | NULL |  |  | mhurlow1 | 2018-05-17 16:14 | jritchie2 | 2026-08-05 14:37 | No | No | No | No | No | Standing | None | None | None | No | No | No |  | No | 2025-09-29 15:38 |  | mneeley | 2025-09-29 15:38 | mneeley | 2025-09-29 15:38 | No Photo Available | No Photo Available | http://data.mapchannels.com/dualmaps6/map.htm?lat=39.245037&lng=-84.779507
08 | HAMILTON | HAM | IR | 00074 |  | 3.135 |  | SHAMIR00074**C | HAM-74-3.135 | 39.2446 | -84.7786 | 2025-12-31 | Active |  |  |  | State | HL0017036 | 2020-06-03 14:24 |  | State | A13 | Conventional | No |  | AT | A |  |  |  | 1 |  |  |  |  | No | No | No | No | No |  | LED | 1 |  | 70 | [24 empty] | 2025-09-29 15:38 | NULL |  |  | mhurlow1 | 2018-05-17 16:15 | jritchie2 | 2026-08-05 14:37 | No | No | No | No | No | Standing | None | None | None | No | No | No |  | No | 2025-09-29 15:38 |  | mneeley | 2025-09-29 15:38 | mneeley | 2025-09-29 15:38 | No Photo Available | No Photo Available | http://data.mapchannels.com/dualmaps6/map.htm?lat=39.244574&lng=-84.778630
08 | HAMILTON | HAM | IR | 00074 |  | 3.205 |  | SHAMIR00074**C | HAM-74-3.205 | 39.244 | -84.7776 | 2025-12-31 | Active |  |  |  | State | HL0000479 | 2020-06-03 14:21 |  | State | A14 | Conventional | No |  | AT | A |  |  |  | 1 |  |  |  |  | No | No | No | No | No |  | LED | 1 |  | 70 | [24 empty] | 2025-09-29 15:37 | NULL |  |  | mhurlow1 | 2018-05-17 16:15 | jritchie2 | 2026-08-05 14:37 | No | No | No | No | No | Standing | None | None | None | No | No | No |  | No | 2025-09-29 15:37 |  | mneeley | 2025-09-29 15:38 | mneeley | 2025-09-29 15:38 | No Photo Available | No Photo Available | http://data.mapchannels.com/dualmaps6/map.htm?lat=39.243971&lng=-84.777575
08 | HAMILTON | HAM | IR | 00074 |  | 5.473 |  | SHAMIR00074**N | HAM-74-5.473 | 39.2236 | -84.745 | 2025-12-31 | Active |  |  |  | State | HL0031357 | 2020-06-09 15:55 |  | State | Y A 2 | Tower |  | 6 | [12 empty] | No | No | No | I-275 (pole seems to hv been hit) | LED | 2 |  |  |  | Yes | [22 empty] | 2026-03-06 17:43 | 8 - Needs Inspected in 8 CY |  | 2026-03-06 17:43 | darshan.singh | 2014-12-22 09:35 | csonner1 | 2026-03-06 21:47 | No | No | No | No | No | Standing | None | None | None | No | No | No | RETROFITTED FIXTURES. -1 REARRANGED ARMS 2 FIXTURES NOW INSTEAD OF 3 | No | 2026-03-06 17:43 | 2026-03-06 17:43 | csonner1 | 2026-03-06 17:44 | csonner1 | 2026-03-06 18:57 | No Photo Available | https://collectorweb.dot.state.oh.us/arcgis/rest/services/HIGHWAY_LIGHTING/HighwayLighting_Reference/FeatureServer/7/580151/attachments/ | http://data.mapchannels.com/dualmaps6/map.htm?lat=39.223639&lng=-84.744999
08 | HAMILTON | HAM | IR | 00074 |  | 5.577 |  | SHAMIR00074**N | HAM-74-5.577 | 39.2228 | -84.7434 | 2025-12-31 | Active |  |  |  | State | HL0031370 | 2020-06-09 15:55 |  | State | Y B 1 | Tower |  | 6 | [5 empty] | 2 | [6 empty] | No | No | No | I-275 | LED | 2 |  |  |  | Yes | [22 empty] | 2026-03-06 18:33 | 8 - Needs Inspected in 8 CY |  | 2026-03-06 18:33 | darshan.singh | 2014-12-22 09:46 | csonner1 | 2026-03-06 21:46 | No | No | No | No | No | Standing | None | None | None | No | No | No | RETROFITTED FIXTURES . -1 REARRANGED ARMS 2 TOTAL FIXTURES NOW INSTEAD OF 3 | No | 2026-03-06 18:33 | 2026-03-06 18:33 | csonner1 | 2026-03-06 18:51 | csonner1 | 2026-03-06 18:51 | No Photo Available | https://collectorweb.dot.state.oh.us/arcgis/rest/services/HIGHWAY_LIGHTING/HighwayLighting_Reference/FeatureServer/7/578551/attachments/ | http://data.mapchannels.com/dualmaps6/map.htm?lat=39.222766&lng=-84.743418
08 | HAMILTON | HAM | IR | 00074 |  | 5.681 |  | SHAMIR00074**N | HAM-74-5.681 | 39.2219 | -84.7418 | 2025-12-31 | Active |  |  |  | State | HL0031377 | 2020-06-09 16:08 |  | State | Y B 2 | Tower |  | 6 | [12 empty] | No | No | No | I-275 | HPS | 6 | 400 | [25 empty] | 2022-06-20 16:07 | 4 - Needs Inspected in 4 CY | 0 |  | darshan.singh | 2014-12-22 09:51 | csonner | 2020-06-09 16:08 | No | No | No | No | No | Standing | None | None | None | No | No | No |  |  | 2022-06-20 16:07 |  | csonner1 | 2022-06-20 16:07 | csonner1 | 2022-06-20 16:07 | No Photo Available | No Photo Available | http://data.mapchannels.com/dualmaps6/map.htm?lat=39.221893&lng=-84.741834
08 | HAMILTON | HAM | IR | 00074 |  | 5.788 |  | SHAMIR00074**N | HAM-74-5.788 | 39.221 | -84.7402 | 2025-12-31 | Active |  |  |  | State | HL0031386 | 2020-06-09 17:36 |  | State | Y B 3 | Tower |  | 6 | [12 empty] | No | No | No | I-275 | HPS | 6 | 400 | [25 empty] | 2022-06-20 16:07 | 4 - Needs Inspected in 4 CY | 0 |  | darshan.singh | 2014-12-22 09:56 | csonner | 2020-06-09 17:36 | No | No | No | No | No | Standing | None | None | None | No | No | No |  |  | 2022-06-20 16:07 |  | csonner1 | 2022-06-20 16:07 | csonner1 | 2022-06-20 16:07 | No Photo Available | No Photo Available | http://data.mapchannels.com/dualmaps6/map.htm?lat=39.221002&lng=-84.740204
08 | HAMILTON | HAM | IR | 00074 |  | 5.95 |  | SHAMIR00074**N | HAM-74-5.950 | 39.2197 | -84.7377 | 2025-12-31 | Active |  |  |  | State | HL0031343 | 2020-06-10 13:39 |  | State | X C 1 | Tower |  | 6 | [12 empty] | No | No | No | I-275 | HPS | 6 | 400 | [25 empty] | 2025-06-18 15:09 | 7 - Needs Inspected in 7 CY | 0 |  | darshan.singh | 2014-12-22 09:25 | csonner | 2020-06-10 13:39 | No | No | No | No | No | Standing | None | None | None | No | No | No | XC-1 1=fixture not hooked up | No | 2025-06-18 15:09 |  | ascott3 | 2025-06-18 15:09 | csonner1 | 2026-03-06 21:53 | No Photo Available | https://collectorweb.dot.state.oh.us/arcgis/rest/services/HIGHWAY_LIGHTING/HighwayLighting_Reference/FeatureServer/7/554462/attachments/ | http://data.mapchannels.com/dualmaps6/map.htm?lat=39.219705&lng=-84.737669
08 | HAMILTON | HAM | IR | 00074 |  | 6.06 |  | SHAMIR00074**N | HAM-74-6.060 | 39.2189 | -84.736 | 2025-12-31 | Active |  |  |  | State | HL0031339 | 2020-06-10 13:40 |  | State | X C 2 | Tower |  | 6 | [12 empty] | No | No | No | I-275 (1 A bolt has no thread reveal, see pic) | HPS | 6 | 400 | [25 empty] | 2022-06-23 13:26 | 4 - Needs Inspected in 4 CY | 0 |  | darshan.singh | 2014-12-22 09:21 | csonner | 2020-06-10 13:40 | No | No | No | No | No | Standing | None | None | None | No | No | No | SO-CORD/REPAIR |  | 2022-06-23 13:26 |  | csonner1 | 2022-06-23 13:25 | csonner1 | 2022-06-23 13:25 | No Photo Available | No Photo Available | http://data.mapchannels.com/dualmaps6/map.htm?lat=39.218857&lng=-84.735951
08 | HAMILTON | HAM | IR | 00074 |  | 6.169 |  | SHAMIR00074**C | HAM-74-6.169 | 39.2179 | -84.7341 | 2025-12-31 | Active |  |  |  | State | HL0031330 | 2020-06-10 13:40 |  | State | X C 3 | Tower |  | 6 | [12 empty] | No | No | No | I-275 | HPS | 6 | 400 | [25 empty] | 2022-06-23 13:00 | 4 - Needs Inspected in 4 CY | 0 |  | darshan.singh | 2014-12-22 09:13 | csonner | 2020-06-10 13:40 | No | No | No | No | No | Standing | None | None | None | No | No | No | So cord repair |  | 2022-06-23 13:00 |  | csonner1 | 2022-06-23 12:59 | csonner1 | 2022-06-23 12:59 | No Photo Available | No Photo Available | http://data.mapchannels.com/dualmaps6/map.htm?lat=39.217937&lng=-84.734109
08 | HAMILTON | HAM | IR | 00074 |  | 9.067 |  | SHAMIR00074**N | HAM-74-9.067 | 39.2144 | -84.6868 | 2025-12-31 | Active |  |  |  | State | HL0023543 | 2020-05-27 18:24 |  | State | H-1 | Conventional | No |  | AT | A |  |  |  | 1 |  |  |  |  | No | No | No | No | No |  | LED | 1 |  | 70 | [24 empty] | 2025-11-19 02:31 | NULL |  |  | mhurlow1 | 2018-05-17 16:40 | jritchie2 | 2026-08-05 15:02 | No | No | No | No | No | Standing | None | None | None | No | No | No |  | No | 2025-11-19 02:31 |  | mneeley | 2025-11-19 02:31 | mneeley | 2025-11-19 02:31 | No Photo Available | No Photo Available | http://data.mapchannels.com/dualmaps6/map.htm?lat=39.214365&lng=-84.686797
08 | HAMILTON | HAM | IR | 00074 |  | 9.106 |  | SHAMIR00074**C | HAM-74-9.106 | 39.2141 | -84.686 | 2025-12-31 | Active |  |  |  | State | HL0008178 |  |  | State | H5 | Conventional | No |  | AT | A |  |  |  | 1 |  |  |  |  | No | No | No | No | No |  | LED | 1 |  | 70 | [24 empty] | 2025-11-19 02:31 | NULL |  |  | mhurlow1 | 2018-05-17 16:39 | jritchie2 | 2026-08-05 14:50 | No | No | No | No | No | Standing | None | None | None | No | No | No |  | No | 2025-11-19 02:31 |  | mneeley | 2025-11-19 02:31 | mneeley | 2025-11-19 02:31 | No Photo Available | No Photo Available | http://data.mapchannels.com/dualmaps6/map.htm?lat=39.214110&lng=-84.685950
08 | HAMILTON | HAM | IR | 00074 |  | 9.152 |  | SHAMIR00074**N | HAM-74-9.152 | 39.2148 | -84.6853 | 2025-12-31 | Active |  |  |  | State | HL0015870 | 2020-05-27 18:23 |  | State | H-2 | Conventional | No |  | AT | A |  |  |  | 1 |  |  |  |  | No | No | No | No | No |  | LED | 1 |  | 70 | 8,500 - 11,999 | No | [22 empty] | 2025-11-19 02:31 | NULL |  |  | mhurlow1 | 2018-05-17 16:42 | jritchie2 | 2026-08-05 15:02 | No | No | No | No | No | Standing | None | None | None | No | No | No |  | No | 2025-11-19 02:31 |  | mneeley | 2025-11-19 02:31 | mneeley | 2025-11-19 02:31 | No Photo Available | No Photo Available | http://data.mapchannels.com/dualmaps6/map.htm?lat=39.214835&lng=-84.685303
08 | HAMILTON | HAM | IR | 00074 |  | 9.227 |  | SHAMIR00074**C | HAM-74-9.227 | 39.2144 | -84.6838 | 2025-12-31 | Active |  |  |  | State | HL0006290 | 2020-05-27 18:07 |  | State | H-6 | Conventional | No |  | AT | A |  |  |  | 1 |  |  |  |  | No | No | No | No | No |  | LED | 1 |  | 70 | [24 empty] | 2025-11-19 02:31 | NULL |  |  | mhurlow1 | 2018-05-17 16:42 | jritchie2 | 2026-08-05 14:52 | No | No | No | No | No | Standing | None | None | None | No | No | No |  | No | 2025-11-19 02:31 |  | mneeley | 2025-11-19 02:32 | mneeley | 2025-11-19 02:32 | No Photo Available | No Photo Available | http://data.mapchannels.com/dualmaps6/map.htm?lat=39.214371&lng=-84.683789
08 | HAMILTON | HAM | IR | 00074 |  | 9.327 |  | SHAMIR00074**C | HAM-74-9.327 | 39.2142 | -84.6819 | 2025-12-31 | Active |  |  |  | State | HL0021231 | 2020-05-27 18:08 |  | State | H-7 | Conventional | No |  | AT | A |  |  |  | 1 |  |  |  |  | No | No | No | No | No |  | LED | 1 |  | 70 | [24 empty] | 2025-11-19 02:32 | NULL |  |  | mhurlow1 | 2018-05-17 16:51 | jritchie2 | 2026-08-05 15:00 | No | No | No | No | No | Standing | None | None | None | No | No | No |  | No | 2025-11-19 02:32 |  | mneeley | 2025-11-19 02:32 | mneeley | 2025-11-19 02:32 | No Photo Available | No Photo Available | http://data.mapchannels.com/dualmaps6/map.htm?lat=39.214158&lng=-84.681948
08 | HAMILTON | HAM | IR | 00074 |  | 9.354 |  | SHAMIR00074**C | HAM-74-9.354 | 39.2141 | -84.6815 | 2025-12-31 | Active |  |  |  | State | HL0000914 | 2020-05-27 18:10 |  | State | H-8 | Conventional | No |  | AT | A |  |  |  | 1 |  |  |  |  | No | No | No | No | No |  | LED | 1 |  | 70 | [24 empty] | 2025-11-19 02:32 | NULL |  |  | mhurlow1 | 2018-05-17 16:52 | jritchie2 | 2026-08-05 14:59 | No | No | No | No | No | Standing | None | None | None | No | No | No |  | No | 2025-11-19 02:32 |  | mneeley | 2025-11-19 02:32 | mneeley | 2025-11-19 02:32 | No Photo Available | No Photo Available | http://data.mapchannels.com/dualmaps6/map.htm?lat=39.214050&lng=-84.681487
08 | HAMILTON | HAM | IR | 00074 |  | 9.61 |  | SHAMIR00074**C | HAM-74-9.610 | 39.2118 | -84.6778 | 2025-12-31 | Active |  |  |  | State | HL0000412 |  |  | State | H-26 | Conventional | [7 empty] | 1 | [6 empty] | No | No | No |  | HPS | 1 | 200 | [25 empty] | 2025-11-19 02:26 | NULL |  |  | Dsnyder5 | 2018-06-12 19:43 | dturner | 2020-05-27 18:12 | No | No | No | No | No | Standing | None | None | None | No | No | No |  | No | 2025-11-19 02:26 |  | mneeley | 2025-11-19 02:26 | mneeley | 2025-11-19 02:26 | No Photo Available | No Photo Available | http://data.mapchannels.com/dualmaps6/map.htm?lat=39.211833&lng=-84.677826
08 | HAMILTON | HAM | IR | 00074 |  | 9.666 |  | SHAMIR00074**C | HAM-74-9.666 | 39.2111 | -84.6773 | 2025-12-31 | Active |  |  |  | State | HL0015050 | 2020-05-27 18:14 |  | State | H-27 | Conventional | [7 empty] | 1 | [6 empty] | No | No | No |  | HPS | 1 | 200 | [25 empty] | 2025-11-19 02:26 | NULL | 0 |  | Dsnyder5 | 2018-06-12 19:43 | dturner | 2020-05-27 18:14 | No | No | No | No | No | Standing | None | None | None | No | No | No |  | No | 2025-11-19 02:26 |  | mneeley | 2025-11-19 02:26 | mneeley | 2025-11-19 02:26 | No Photo Available | No Photo Available | http://data.mapchannels.com/dualmaps6/map.htm?lat=39.211141&lng=-84.677322
08 | HAMILTON | HAM | IR | 00074 |  | 9.703 |  | SHAMIR00074**N | HAM-74-9.703 | 39.2122 | -84.6768 | 2025-12-31 | Active |  |  |  | State | HL0001000 |  |  | State | H25 | Conventional | [14 empty] | No | No | No |  | HPS | 1 | [26 empty] | 2025-11-19 02:27 | NULL |  |  | mhurlow1 | 2018-05-17 16:46 | mneeley | 2025-11-18 01:49 | No | No | No | No | No | Standing | None | None | None | No | No | No |  | No | 2025-11-19 02:27 |  | mneeley | 2025-11-19 02:27 | mneeley | 2025-11-19 02:27 | No Photo Available | No Photo Available | http://data.mapchannels.com/dualmaps6/map.htm?lat=39.212240&lng=-84.676773
08 | HAMILTON | HAM | IR | 00074 |  | 9.729 |  | SHAMIR00074**C | HAM-74-9.729 | 39.2103 | -84.6769 | 2025-12-31 | Active |  |  |  | State | HL0004809 | 2020-05-27 18:15 |  | State | H-28 | Conventional | [7 empty] | 1 | [6 empty] | No | No | No |  | HPS | 1 | 200 | [25 empty] | 2025-11-19 02:26 | NULL | 0 |  | Dsnyder5 | 2018-06-12 19:43 | dturner | 2020-05-27 18:15 | No | No | No | No | No | Standing | None | None | None | No | No | No |  | No | 2025-11-19 02:26 |  | mneeley | 2025-11-19 02:26 | mneeley | 2025-11-19 02:26 | No Photo Available | No Photo Available | http://data.mapchannels.com/dualmaps6/map.htm?lat=39.210298&lng=-84.676906
08 | HAMILTON | HAM | IR | 00074 |  | 9.874 |  | SHAMIR00074**N | HAM-74-9.874 | 39.2098 | -84.6761 | 2025-12-31 | Active |  |  |  | State | HL0015272 |  |  | State | H24 | Conventional | [14 empty] | No | No | No |  | HPS | 1 | [26 empty] | 2025-11-19 02:26 | NULL |  |  | mhurlow1 | 2018-05-17 17:03 | mneeley | 2025-11-18 01:48 | No | No | No | No | No | Standing | None | None | None | No | No | No |  | No | 2025-11-19 02:26 |  | mneeley | 2025-11-19 02:26 | mneeley | 2025-11-19 02:26 | No Photo Available | No Photo Available | http://data.mapchannels.com/dualmaps6/map.htm?lat=39.209826&lng=-84.676116
08 | HAMILTON | HAM | IR | 00074 |  | 10.379 |  | SHAMIR00074**C | HAM-74-10.379 | 39.201 | -84.6752 | 2025-12-31 | Active |  |  |  | State | HL0011220 | 2020-03-26 16:56 |  | State | B-1 | Conventional | [7 empty] | 1 | [6 empty] | No | No | No |  | HPS | 1 | 200 | [25 empty] | 2025-09-30 12:19 | NULL | 0 |  | mhurlow1 | 2018-05-17 17:04 | dturner | 2020-03-26 16:57 | No | No | No | No | No | Standing | None | None | None | No | No | No |  | No | 2025-09-30 12:19 |  | mneeley | 2025-09-30 12:19 | mneeley | 2025-09-30 12:19 | No Photo Available | No Photo Available | http://data.mapchannels.com/dualmaps6/map.htm?lat=39.200995&lng=-84.675225
08 | HAMILTON | HAM | IR | 00074 |  | 10.431 |  | SHAMIR00074**C | HAM-74-10.431 | 39.2002 | -84.675 | 2025-12-31 | Active |  |  |  | State | HL0025155 | 2020-04-16 14:43 |  | State | B-2 | Conventional | [7 empty] | 1 | [6 empty] | No | No | No |  | HPS | 1 | 200 | [25 empty] | 2025-09-30 12:19 | NULL | 0 |  | mhurlow1 | 2018-05-17 17:05 | dturner | 2020-04-16 14:44 | No | No | No | No | No | Standing | None | None | None | No | No | No |  | No | 2025-09-30 12:19 |  | mneeley | 2025-09-30 12:19 | mneeley | 2025-09-30 12:19 | No Photo Available | No Photo Available | http://data.mapchannels.com/dualmaps6/map.htm?lat=39.200240&lng=-84.675008
08 | HAMILTON | HAM | IR | 00074 |  | 10.479 |  | SHAMIR00074**C | HAM-74-10.479 | 39.1996 | -84.6748 | 2025-12-31 | Active |  |  |  | State | HL0013234 | 2020-04-16 15:28 |  | State | B-3 | Conventional | [7 empty] | 1 | [6 empty] | No | No | No |  | HPS | 1 | 200 | [25 empty] | 2025-09-30 12:19 | NULL | 0 |  | mhurlow1 | 2018-05-17 17:05 | dturner | 2020-04-16 15:28 | No | No | No | No | No | Standing | None | None | None | No | No | No |  | No | 2025-09-30 12:19 |  | mneeley | 2025-09-30 12:19 | mneeley | 2025-09-30 12:19 | No Photo Available | No Photo Available | http://data.mapchannels.com/dualmaps6/map.htm?lat=39.199575&lng=-84.674772
08 | HAMILTON | HAM | IR | 00074 |  | 10.527 |  | SHAMIR00074**C | HAM-74-10.527 | 39.1989 | -84.6745 | 2025-12-31 | Active |  |  |  | State | HL0014326 | 2020-04-16 15:41 |  | State | B-4 | Conventional | [7 empty] | 1 | [6 empty] | No | No | No |  | HPS | 1 | 200 | [25 empty] | 2025-09-30 12:20 | NULL | 0 |  | mhurlow1 | 2018-05-17 17:05 | dturner | 2020-04-16 15:42 | No | No | No | No | No | Standing | None | None | None | No | No | No |  | No | 2025-09-30 12:20 |  | mneeley | 2025-09-30 12:20 | mneeley | 2025-09-30 12:20 | No Photo Available | No Photo Available | http://data.mapchannels.com/dualmaps6/map.htm?lat=39.198899&lng=-84.674507
08 | HAMILTON | HAM | IR | 00074 |  | 10.575 |  | SHAMIR00074**C | HAM-74-10.575 | 39.1983 | -84.6741 | 2025-12-31 | Active |  |  |  | State | HL0025015 | 2020-03-26 17:17 |  | State | B-5 | Conventional | [7 empty] | 1 | [6 empty] | No | No | No |  | HPS | 1 | 200 | [25 empty] | 2025-09-30 12:22 | NULL | 0 |  | mhurlow1 | 2018-05-17 17:05 | dturner | 2020-03-26 17:17 | No | No | No | No | No | Standing | None | None | None | No | No | No |  | No | 2025-09-30 12:22 |  | mneeley | 2025-09-30 12:22 | mneeley | 2025-09-30 12:22 | No Photo Available | No Photo Available | http://data.mapchannels.com/dualmaps6/map.htm?lat=39.198251&lng=-84.674145
08 | HAMILTON | HAM | IR | 00074 |  | 10.633 |  | SHAMIR00074**C | HAM-74-10.633 | 39.1975 | -84.6736 | 2025-12-31 | Active |  |  |  | State | HL0003553 | 2020-03-26 17:26 |  | State | B-6 | Conventional | [7 empty] | 1 | [6 empty] | No | No | No |  | HPS | 1 | 200 | [25 empty] | 2025-09-30 12:25 | NULL | 0 |  | mhurlow1 | 2018-05-17 17:05 | dturner | 2020-03-26 17:28 | No | No | No | No | No | Standing | None | None | None | No | No | No |  | No | 2025-09-30 12:25 |  | mneeley | 2025-09-30 12:25 | mneeley | 2025-09-30 12:25 | No Photo Available | No Photo Available | http://data.mapchannels.com/dualmaps6/map.htm?lat=39.197534&lng=-84.673576
08 | HAMILTON | HAM | IR | 00074 |  | 10.686 |  | SHAMIR00074**C | HAM-74-10.686 | 39.1969 | -84.6729 | 2025-12-31 | Active |  |  |  | State | HL0011629 | 2020-03-26 17:39 |  | State | B-7 | Conventional | [7 empty] | 1 | [6 empty] | No | No | No |  | HPS | 1 | 200 | [25 empty] | 2025-09-30 12:27 | NULL | 0 |  | mhurlow1 | 2018-05-17 17:06 | dturner | 2020-03-26 17:40 | No | No | No | No | No | Standing | None | None | None | No | No | No |  | No | 2025-09-30 12:27 |  | mneeley | 2025-09-30 12:27 | mneeley | 2025-09-30 12:27 | No Photo Available | No Photo Available | http://data.mapchannels.com/dualmaps6/map.htm?lat=39.196916&lng=-84.672914
08 | HAMILTON | HAM | IR | 00074 |  | 10.736 |  | SHAMIR00074**C | HAM-74-10.736 | 39.1964 | -84.6722 | 2025-12-31 | Active |  |  |  | State | HL0020856 | 2020-03-26 17:50 |  | State | B-8 | Conventional | [7 empty] | 1 | [6 empty] | No | No | No |  | HPS | 1 | 200 | [25 empty] | 2025-09-30 12:29 | NULL | 0 |  | mhurlow1 | 2018-05-17 17:06 | dturner | 2020-03-26 17:51 | No | No | No | No | No | Standing | None | None | None | No | No | No |  | No | 2025-09-30 12:29 |  | mneeley | 2025-09-30 12:29 | mneeley | 2025-09-30 12:29 | No Photo Available | No Photo Available | http://data.mapchannels.com/dualmaps6/map.htm?lat=39.196436&lng=-84.672195
08 | HAMILTON | HAM | IR | 00074 |  | 10.787 |  | SHAMIR00074**C | HAM-74-10.787 | 39.196 | -84.6714 | 2025-12-31 | Active |  |  |  | State | HL0000980 | 2020-04-16 15:55 |  | State | B-9 | Conventional | [7 empty] | 1 | [6 empty] | No | No | No |  | HPS | 1 | 200 | [25 empty] | 2025-09-30 12:33 | NULL | 0 |  | mhurlow1 | 2018-05-17 17:06 | dturner | 2020-04-16 15:55 | No | No | No | No | No | Standing | None | None | None | No | No | No |  | No | 2025-09-30 12:33 |  | mneeley | 2025-09-30 12:33 | mneeley | 2025-09-30 12:33 | No Photo Available | No Photo Available | http://data.mapchannels.com/dualmaps6/map.htm?lat=39.196002&lng=-84.671395
08 | HAMILTON | HAM | IR | 00074 |  | 10.834 |  | SHAMIR00074**C | HAM-74-10.834 | 39.1958 | -84.6705 | 2025-12-31 | Active |  |  |  | State | HL0005029 | 2020-03-26 18:03 |  | State | B-10 | Conventional | [7 empty] | 1 | [6 empty] | No | No | No |  | HPS | 1 | 200 | [25 empty] | 2025-09-30 12:35 | NULL | 0 |  | mhurlow1 | 2018-05-17 17:07 | dturner | 2020-03-26 18:03 | No | No | No | No | No | Standing | None | None | None | No | No | No |  | No | 2025-09-30 12:35 |  | mneeley | 2025-09-30 12:35 | mneeley | 2025-09-30 12:35 | No Photo Available | No Photo Available | http://data.mapchannels.com/dualmaps6/map.htm?lat=39.195802&lng=-84.670521
08 | HAMILTON | HAM | IR | 00074 |  | 10.982 |  | SHAMIR00074**N | HAM-74-10.982 | 39.1961 | -84.6691 | 2025-12-31 | Active |  |  |  | State | HL0015616 | 2020-05-15 02:51 |  | State | E-12 | Conventional | [7 empty] | 1 | [6 empty] | No | No | No |  | HPS | 1 | 200 | [25 empty] | 2025-09-30 15:21 | NULL | 0 |  | mhurlow1 | 2018-05-17 17:35 | cburden | 2020-05-15 02:51 | No | No | No | No | No | Standing | None | None | None | No | No | No |  | No | 2025-09-30 15:21 |  | mneeley | 2025-09-30 15:21 | mneeley | 2025-09-30 15:21 | No Photo Available | No Photo Available | http://data.mapchannels.com/dualmaps6/map.htm?lat=39.196095&lng=-84.669141
08 | HAMILTON | HAM | IR | 00074 |  | 11.024 |  | SHAMIR00074**N | HAM-74-11.024 | 39.1961 | -84.6684 | 2025-12-31 | Active |  |  |  | State | HL0027029 | 2020-05-15 02:50 |  | State | E-11 | Conventional | [7 empty] | 1 | [6 empty] | No | No | No |  | HPS | 1 | 200 | [25 empty] | 2025-09-30 15:21 | NULL | 0 |  | mhurlow1 | 2018-05-17 17:35 | cburden | 2020-05-15 02:50 | No | No | No | No | No | Standing | None | None | None | No | No | No |  | No | 2025-09-30 15:21 |  | mneeley | 2025-09-30 15:21 | mneeley | 2025-09-30 15:21 | No Photo Available | No Photo Available | http://data.mapchannels.com/dualmaps6/map.htm?lat=39.196076&lng=-84.668382
08 | HAMILTON | HAM | IR | 00074 |  | 11.071 |  | SHAMIR00074**C | HAM-74-11.071 | 39.196 | -84.6661 | 2025-12-31 | Active |  |  |  | State | HL0019857 | 2020-03-27 16:23 |  | State | B-19 | Conventional | [7 empty] | 1 | [6 empty] | No | No | No |  | HPS | 1 | 200 | [25 empty] | 2025-09-30 15:42 | NULL | 0 |  | mhurlow1 | 2018-05-17 17:37 | dturner | 2020-03-27 16:23 | No | No | No | No | No | Standing | None | None | None | No | No | No |  | No | 2025-09-30 15:42 |  | mneeley | 2025-09-30 15:42 | mneeley | 2025-09-30 15:42 | No Photo Available | No Photo Available | http://data.mapchannels.com/dualmaps6/map.htm?lat=39.195981&lng=-84.666121
08 | HAMILTON | HAM | IR | 00074 |  | 11.072 |  | SHAMIR00074**N | HAM-74-11.072 | 39.1962 | -84.6675 | 2025-12-31 | Active |  |  |  | State | HL0023991 | 2020-05-15 02:50 |  | State | E-10 | Conventional | [7 empty] | 1 | [6 empty] | No | No | No |  | HPS | 1 | 200 | [25 empty] | 2025-09-30 15:20 | NULL | 0 |  | mhurlow1 | 2018-05-17 17:36 | cburden | 2020-05-15 02:50 | No | No | No | No | No | Standing | None | None | None | No | No | No |  | No | 2025-09-30 15:20 |  | mneeley | 2025-09-30 15:20 | mneeley | 2025-09-30 15:20 | No Photo Available | No Photo Available | http://data.mapchannels.com/dualmaps6/map.htm?lat=39.196173&lng=-84.667507
08 | HAMILTON | HAM | IR | 00074 |  | 11.097 |  | SHAMIR00074**N | HAM-74-11.097 | 39.1963 | -84.6671 | 2025-12-31 | Active |  |  |  | State | HL0009989 | 2020-05-15 02:49 |  | State | A-8 | Conventional |  |  | AT |  |  |  |  | 1 | [6 empty] | No | No | No |  | HPS | 1 | 200 |  |  |  |  | Cooper/Eaton | [20 empty] | 2025-09-30 15:20 | NULL | 0 |  | mhurlow1 | 2018-05-21 12:00 | cburden | 2020-05-15 02:49 | No | No | No | No | No | Standing | None | None | None | No | No | No |  | No | 2025-09-30 15:20 |  | mneeley | 2025-09-30 15:20 | mneeley | 2025-09-30 15:20 | No Photo Available | No Photo Available | http://data.mapchannels.com/dualmaps6/map.htm?lat=39.196257&lng=-84.667065
08 | HAMILTON | HAM | IR | 00074 |  | 11.111 |  | SHAMIR00074**C | HAM-74-11.111 | 39.1961 | -84.6654 | 2025-12-31 | Active |  |  |  | State | HL0007242 | 2020-03-27 16:39 |  | State | B-20 | Conventional | [7 empty] | 1 | [6 empty] | No | No | No |  | HPS | 1 | 200 | [25 empty] | 2025-09-30 15:43 | NULL | 0 |  | mhurlow1 | 2018-05-17 17:38 | dturner | 2020-03-27 16:39 | No | No | No | No | No | Standing | None | None | None | No | No | No |  | No | 2025-09-30 15:43 |  | mneeley | 2025-09-30 15:43 | mneeley | 2025-09-30 15:43 | No Photo Available | No Photo Available | http://data.mapchannels.com/dualmaps6/map.htm?lat=39.196136&lng=-84.665390
08 | HAMILTON | HAM | IR | 00074 |  | 11.121 |  | SHAMIR00074**N | HAM-74-11.121 | 39.1964 | -84.6666 | 2025-12-31 | Active |  |  |  | State | HL0011099 | 2020-03-26 15:16 |  | State | E-9 | Conventional | [7 empty] | 1 | [6 empty] | No | No | No |  | HPS | 1 | 200 | [25 empty] | 2025-09-30 15:20 | NULL | 0 |  | mhurlow1 | 2018-05-17 17:37 | cburden | 2020-05-15 02:49 | No | No | No | No | No | Standing | None | None | None | No | No | No |  | No | 2025-09-30 15:20 |  | mneeley | 2025-09-30 15:20 | mneeley | 2025-09-30 15:20 | No Photo Available | No Photo Available | http://data.mapchannels.com/dualmaps6/map.htm?lat=39.196353&lng=-84.666641
08 | HAMILTON | HAM | IR | 00074 |  | 11.152 |  | SHAMIR00074**C | HAM-74-11.152 | 39.1963 | -84.6647 | 2025-12-31 | Active |  |  |  | State | HL0019874 | 2020-03-27 16:49 |  | State | B-21 | Conventional | [7 empty] | 1 | [6 empty] | No | No | No |  | HPS | 1 | 200 | [25 empty] | 2025-05-15 12:34 | NULL | 0 | 2025-05-15 12:34 | mhurlow1 | 2018-05-17 17:44 | dturner | 2020-03-27 16:49 | No | No | Yes | No | No | Standing | None | None | None | No | No | No |  | No | 2025-05-15 12:34 | 2025-05-15 12:34 | ascott3 | 2025-05-15 12:35 | ascott3 | 2025-05-15 12:35 | No Photo Available | https://collectorweb.dot.state.oh.us/arcgis/rest/services/HIGHWAY_LIGHTING/HighwayLighting_Reference/FeatureServer/7/553983/attachments/ | http://data.mapchannels.com/dualmaps6/map.htm?lat=39.196308&lng=-84.664653
08 | HAMILTON | HAM | IR | 00074 |  | 11.191 |  | SHAMIR00074**C | HAM-74-11.191 | 39.1961 | -84.6638 | 2025-12-31 | Active |  |  |  | State | HL0020107 | 2020-03-31 13:56 |  | State | A-17 | Conventional | [7 empty] | 1 | [6 empty] | No | No | No |  | HPS | 1 | 200 | [25 empty] | 2025-05-14 14:28 | NULL | 0 | 2025-05-14 14:28 | mhurlow1 | 2018-05-17 17:43 | dturner | 2020-03-31 13:56 | No | Yes | No | No | No | Standing | None | None | None | No | No | No |  | No | 2025-05-14 14:28 | 2025-05-14 14:28 | ascott3 | 2025-05-14 14:28 | ascott3 | 2025-05-14 14:28 | No Photo Available | https://collectorweb.dot.state.oh.us/arcgis/rest/services/HIGHWAY_LIGHTING/HighwayLighting_Reference/FeatureServer/7/549210/attachments/ | http://data.mapchannels.com/dualmaps6/map.htm?lat=39.196073&lng=-84.663819
08 | HAMILTON | HAM | IR | 00074 |  | 11.194 |  | SHAMIR00074**C | HAM-74-11.194 | 39.1965 | -84.6639 | 2025-12-31 | Active |  |  |  | State | HL0019625 | 2020-05-15 02:26 |  | State | B-22 | Conventional | [7 empty] | 1 | [6 empty] | No | No | No |  | HPS | 1 | 400 | [25 empty] | 2025-05-15 12:49 | NULL | 0 | 2025-05-15 12:49 | mhurlow1 | 2018-05-17 17:45 | cburden | 2020-05-15 02:30 | No | No | No | No | No | Standing | None | None | None | No | No | No |  | No | 2025-05-15 12:49 | 2025-05-15 12:49 | ascott3 | 2025-05-15 12:49 | ascott3 | 2025-05-15 12:49 | No Photo Available | https://collectorweb.dot.state.oh.us/arcgis/rest/services/HIGHWAY_LIGHTING/HighwayLighting_Reference/FeatureServer/7/551183/attachments/ | http://data.mapchannels.com/dualmaps6/map.htm?lat=39.196518&lng=-84.663933
08 | HAMILTON | HAM | IR | 00074 |  | 11.201 |  | SHAMIR00074**C | HAM-74-11.201 | 39.1964 | -84.6637 | 2025-12-31 | Active |  |  |  | State | HL0021423 | 2020-03-31 16:24 |  | State | A-16 | Conventional | [7 empty] | 1 | [6 empty] | No | No | No |  | HPS | 1 | 310 | [25 empty] | 2025-05-14 14:29 | NULL | 0 | 2025-05-14 14:29 | mhurlow1 | 2018-05-17 17:55 | dturner | 2020-03-31 16:24 | Yes | No | No | No | No | Standing | None | None | None | No | No | No |  | No | 2025-05-14 14:29 | 2025-05-14 14:29 | ascott3 | 2025-05-14 14:29 | ascott3 | 2025-05-14 14:29 | No Photo Available | https://collectorweb.dot.state.oh.us/arcgis/rest/services/HIGHWAY_LIGHTING/HighwayLighting_Reference/FeatureServer/7/548812/attachments/ | http://data.mapchannels.com/dualmaps6/map.htm?lat=39.196383&lng=-84.663740
08 | HAMILTON | HAM | IR | 00074 |  | 11.236 |  | SHAMIR00074**C | HAM-74-11.236 | 39.1967 | -84.6632 | 2025-12-31 | Active |  |  |  | State | HL0002855 | 2020-05-15 02:27 |  | State | B-23 | Conventional | [7 empty] | 1 | [6 empty] | No | No | No |  | HPS | 1 | 200 | [25 empty] | 2025-05-15 12:48 | NULL | 0 | 2025-05-15 12:48 | mhurlow1 | 2018-05-17 17:52 | cburden | 2020-05-15 02:30 | No | No | No | No | No | Standing | None | None | None | No | No | No |  | No | 2025-05-15 12:48 | 2025-05-15 12:48 | ascott3 | 2025-05-15 12:48 | ascott3 | 2025-05-15 12:48 | No Photo Available | https://collectorweb.dot.state.oh.us/arcgis/rest/services/HIGHWAY_LIGHTING/HighwayLighting_Reference/FeatureServer/7/548408/attachments/ | http://data.mapchannels.com/dualmaps6/map.htm?lat=39.196656&lng=-84.663160
08 | HAMILTON | HAM | IR | 00074 |  | 11.278 |  | SHAMIR00074**C | HAM-74-11.278 | 39.1968 | -84.6624 | 2025-12-31 | Active |  |  |  | State | HL0024656 | 2020-03-27 17:01 |  | State | B-24 | Conventional | [7 empty] | 1 | [6 empty] | No | No | No |  | HPS | 1 | 200 | [25 empty] | 2025-05-15 12:52 | NULL | 0 | 2025-05-15 12:52 | mhurlow1 | 2018-05-17 18:10 | dturner | 2020-03-27 17:02 | No | No | No | No | No | Standing | None | None | None | No | No | No |  | No | 2025-05-15 12:52 | 2025-05-15 12:52 | ascott3 | 2025-05-15 12:53 | ascott3 | 2025-05-15 12:53 | No Photo Available | https://collectorweb.dot.state.oh.us/arcgis/rest/services/HIGHWAY_LIGHTING/HighwayLighting_Reference/FeatureServer/7/550399/attachments/ | http://data.mapchannels.com/dualmaps6/map.htm?lat=39.196800&lng=-84.662413
08 | HAMILTON | HAM | IR | 00074 |  | 11.321 |  | SHAMIR00074**C | HAM-74-11.321 | 39.1969 | -84.6616 | 2025-12-31 | Active |  |  |  | State | HL0015341 | 2020-03-27 17:23 |  | State | B-25 | Conventional | [7 empty] | 1 | [6 empty] | No | No | No |  | HPS | 1 | 200 | [25 empty] | 2025-05-15 12:53 | NULL | 0 | 2025-05-15 12:53 | mhurlow1 | 2018-05-17 18:11 | dturner | 2020-03-27 17:42 | No | No | No | No | No | Standing | None | None | None | No | No | No |  | No | 2025-05-15 12:53 | 2025-05-15 12:53 | ascott3 | 2025-05-15 12:53 | ascott3 | 2025-05-15 12:53 | No Photo Available | https://collectorweb.dot.state.oh.us/arcgis/rest/services/HIGHWAY_LIGHTING/HighwayLighting_Reference/FeatureServer/7/553183/attachments/ | http://data.mapchannels.com/dualmaps6/map.htm?lat=39.196902&lng=-84.661631
08 | HAMILTON | HAM | IR | 00074 |  | 11.361 |  | SHAMIR00074**N | HAM-74-11.361 | 39.1973 | -84.6623 | 2025-12-31 | Active |  |  |  | State | HL0011774 | 2020-03-26 14:14 |  | State | E-3 | Conventional | [7 empty] | 1 | [6 empty] | No | No | No |  | HPS | 1 | 200 | [25 empty] | 2025-09-30 14:52 | NULL | 0 |  | mhurlow1 | 2018-05-17 18:09 | dturner | 2020-03-26 14:14 | No | No | No | No | No | Standing | None | None | None | No | No | No |  | No | 2025-09-30 14:52 |  | mneeley | 2025-09-30 14:52 | mneeley | 2025-09-30 14:52 | No Photo Available | No Photo Available | http://data.mapchannels.com/dualmaps6/map.htm?lat=39.197292&lng=-84.662315
08 | HAMILTON | HAM | IR | 00074 |  | 11.362 |  | SHAMIR00074**C | HAM-74-11.362 | 39.197 | -84.6609 | 2025-12-31 | Active |  |  |  | State | HL0024566 | 2020-03-27 17:42 |  | State | B-26 | Conventional | [7 empty] | 1 | [6 empty] | No | No | No |  | HPS | 1 | 200 | [25 empty] | 2025-05-15 12:55 | NULL | 0 | 2025-05-15 12:55 | mhurlow1 | 2018-05-17 18:11 | dturner | 2020-03-27 17:42 | No | No | No | No | No | Standing | None | None | None | No | No | No |  | No | 2025-05-15 12:55 | 2025-05-15 12:55 | ascott3 | 2025-05-15 12:55 | ascott3 | 2025-05-15 12:55 | No Photo Available | https://collectorweb.dot.state.oh.us/arcgis/rest/services/HIGHWAY_LIGHTING/HighwayLighting_Reference/FeatureServer/7/552783/attachments/ | http://data.mapchannels.com/dualmaps6/map.htm?lat=39.196961&lng=-84.660889
08 | HAMILTON | HAM | IR | 00074 |  | 11.384 |  | SHAMIR00074**C | HAM-74-11.384 | 39.197 | -84.6605 | 2025-12-31 | Active |  |  |  | State | HL0021898 | 2020-03-27 17:56 |  | State | B-27 | Conventional | [7 empty] | 1 | [6 empty] | No | No | No |  | HPS | 1 | 200 | [25 empty] | 2025-05-15 12:55 | NULL | 0 | 2025-05-15 12:55 | mhurlow1 | 2018-05-17 18:11 | dturner | 2020-03-27 17:56 | No | No | No | No | No | Standing | None | None | None | No | No | No |  | No | 2025-05-15 12:55 | 2025-05-15 12:55 | ascott3 | 2025-05-15 12:55 | ascott3 | 2025-05-15 12:55 | No Photo Available | https://collectorweb.dot.state.oh.us/arcgis/rest/services/HIGHWAY_LIGHTING/HighwayLighting_Reference/FeatureServer/7/551583/attachments/ | http://data.mapchannels.com/dualmaps6/map.htm?lat=39.196956&lng=-84.660482
08 | HAMILTON | HAM | IR | 00074 |  | 11.406 |  | SHAMIR00074**N | HAM-74-11.406 | 39.1974 | -84.6615 | 2025-12-31 | Active |  |  |  | State | HL0024781 | 2020-03-26 14:04 |  | State | e-2 | Conventional | [7 empty] | 1 | [6 empty] | No | No | No |  | HPS | 1 | 400 | [25 empty] | 2025-05-15 13:40 | NULL | 0 | 2025-05-15 13:40 | mhurlow1 | 2018-05-17 18:09 | dturner | 2020-03-26 14:12 | No | No | No | No | No | Standing | None | None | None | No | No | No |  | No | 2025-05-15 13:40 | 2025-05-15 13:40 | ascott3 | 2025-05-15 13:40 | ascott3 | 2025-05-15 13:40 | No Photo Available | https://collectorweb.dot.state.oh.us/arcgis/rest/services/HIGHWAY_LIGHTING/HighwayLighting_Reference/FeatureServer/7/547613/attachments/ | http://data.mapchannels.com/dualmaps6/map.htm?lat=39.197387&lng=-84.661484
08 | HAMILTON | HAM | IR | 00074 |  | 11.453 |  | SHAMIR00074**N | HAM-74-11.453 | 39.1974 | -84.6606 | 2025-12-31 | Active |  |  |  | State | HL0019906 | 2020-03-26 13:53 |  | State | e-1 | Conventional | [7 empty] | 1 | [6 empty] | No | No | No |  | HPS | 1 | 400 | [25 empty] | 2025-09-30 14:51 | NULL | 0 |  | mhurlow1 | 2018-05-17 18:37 | dturner | 2020-03-26 14:04 | No | No | No | No | No | Standing | None | None | None | No | No | No |  | No | 2025-09-30 14:51 |  | mneeley | 2025-09-30 14:51 | mneeley | 2025-09-30 14:51 | No Photo Available | No Photo Available | http://data.mapchannels.com/dualmaps6/map.htm?lat=39.197418&lng=-84.660586
08 | HAMILTON | HAM | IR | 00074 |  | 11.666 |  | SHAMIR00074**N | HAM-74-11.666 | 39.1968 | -84.6567 | 2025-12-31 | Active |  |  |  | State | HL0008243 | 2020-03-25 16:25 |  | State | D-1 | Conventional | [7 empty] | 1 | [6 empty] | No | No | No |  | HPS | 1 | 200 | [25 empty] | 2025-09-30 14:01 | NULL | 0 |  | mhurlow1 | 2018-05-17 18:51 | dturner | 2020-03-25 16:25 | No | No | No | No | No | Standing | None | None | None | No | No | No |  | No | 2025-09-30 14:01 |  | mneeley | 2025-09-30 14:01 | mneeley | 2025-09-30 14:01 | No Photo Available | No Photo Available | http://data.mapchannels.com/dualmaps6/map.htm?lat=39.196787&lng=-84.656673
08 | HAMILTON | HAM | IR | 00074 |  | 11.706 |  | SHAMIR00074**C | HAM-74-11.706 | 39.1959 | -84.6547 | 2025-12-31 | Active |  |  |  | State | HL0005432 | 2020-03-30 15:41 |  | State | C-2 | Conventional |  |  | AT |  |  |  |  | 1 | [6 empty] | No | No | No |  | HPS | 1 | 200 |  |  |  |  | American Electric Lighting (AEL) | [20 empty] | 2025-09-30 13:32 | NULL | 0 |  | mhurlow1 | 2018-05-17 18:48 | dturner | 2020-03-30 15:41 | No | No | No | No | No | Standing | None | None | None | No | No | No |  | No | 2025-09-30 13:32 |  | mneeley | 2025-09-30 13:32 | mneeley | 2025-09-30 13:32 | No Photo Available | No Photo Available | http://data.mapchannels.com/dualmaps6/map.htm?lat=39.195893&lng=-84.654656
08 | HAMILTON | HAM | IR | 00074 |  | 11.755 |  | SHAMIR00074**C | HAM-74-11.755 | 39.1957 | -84.6538 | 2025-12-31 | Active |  |  |  | State | HL0021683 | 2020-03-30 15:52 |  | State | C-1 | Conventional | [7 empty] | 1 | [6 empty] | No | No | No |  | HPS | 1 | 200 | [25 empty] | 2025-09-30 13:35 | NULL | 0 |  | mhurlow1 | 2018-05-17 18:49 | dturner | 2020-03-30 15:53 | No | No | No | No | No | Standing | None | None | None | No | No | No |  | No | 2025-09-30 13:35 |  | mneeley | 2025-09-30 13:35 | mneeley | 2025-09-30 13:35 | No Photo Available | No Photo Available | http://data.mapchannels.com/dualmaps6/map.htm?lat=39.195738&lng=-84.653763
08 | HAMILTON | HAM | IR | 00074 |  | 14.267 |  | SHAMIR00074**N | HAM-74-14.267 | 39.1861 | -84.6126 | 2025-12-31 | Active |  |  |  | State | HL0004459 | 2020-01-21 20:03 |  | State | C1 | Conventional | [7 empty] | 1 | [6 empty] | No | No | No |  | HPS | 1 | 200 |  |  |  |  | American Electric Lighting (AEL) |  | 480 L-L | [18 empty] | 2025-10-08 12:59 | NULL | 0 |  | mhurlow1 | 2018-05-17 19:00 | cneeley | 2020-01-21 20:04 | No | No | No | No | No | Standing | None | None | None | No | No | No |  | No | 2025-10-08 12:59 |  | mneeley | 2025-10-08 12:59 | mneeley | 2025-10-08 12:59 | No Photo Available | No Photo Available | http://data.mapchannels.com/dualmaps6/map.htm?lat=39.186103&lng=-84.612594
08 | HAMILTON | HAM | IR | 00074 |  | 14.29 |  | SHAMIR00074**C | HAM-74-14.290 | 39.1856 | -84.6108 | 2025-12-31 | Active |  |  |  | State | HL0017166 | 2020-01-21 18:41 |  | State | B-1 | Conventional |  |  | AT |  |  |  |  | 1 | [6 empty] | No | No | No |  | HPS | 1 | 200 |  |  |  |  | Cooper/Eaton | [20 empty] | 2025-10-08 13:12 | NULL | 0 |  | mhurlow1 | 2018-05-17 19:01 | csonner | 2020-01-21 18:42 | No | No | No | No | No | Standing | None | None | None | No | No | No |  | No | 2025-10-08 13:12 |  | mneeley | 2025-10-08 13:12 | mneeley | 2025-10-08 13:12 | No Photo Available | No Photo Available | http://data.mapchannels.com/dualmaps6/map.htm?lat=39.185625&lng=-84.610765
08 | HAMILTON | HAM | IR | 00074 |  | 14.318 |  | SHAMIR00074**N | HAM-74-14.318 | 39.1861 | -84.6117 | 2025-12-31 | Active |  |  |  | State | HL0012854 | 2020-01-21 20:05 |  | State | C2 | Conventional | [7 empty] | 1 | [6 empty] | No | No | No |  | HPS | 1 | 200 |  |  |  |  | American Electric Lighting (AEL) |  | 480 L-L | [18 empty] | 2025-10-08 12:58 | NULL | 0 |  | mhurlow1 | 2018-05-17 19:00 | cneeley | 2020-01-21 20:06 | No | No | No | No | No | Standing | None | None | None | No | No | No |  | No | 2025-10-08 12:58 |  | mneeley | 2025-10-08 12:58 | mneeley | 2025-10-08 12:58 | No Photo Available | No Photo Available | http://data.mapchannels.com/dualmaps6/map.htm?lat=39.186070&lng=-84.611659
08 | HAMILTON | HAM | IR | 00074 |  | 14.484 |  | SHAMIR00074**C | HAM-74-14.484 | 39.1854 | -84.6072 | 2025-12-31 | Active |  |  |  | State | HL0008642 | 2020-03-24 14:49 |  | State | B-14 | Conventional | [7 empty] | 1 | [6 empty] | No | No | No |  | HPS | 1 | 400 | [25 empty] | 2025-10-08 15:29 | NULL | 0 |  | mhurlow1 | 2018-05-17 19:12 | dturner | 2020-03-24 16:25 | No | No | No | No | No | Standing | None | None | None | No | No | No |  | No | 2025-10-08 15:29 |  | mneeley | 2025-10-08 15:30 | mneeley | 2025-10-08 15:30 | No Photo Available | No Photo Available | http://data.mapchannels.com/dualmaps6/map.htm?lat=39.185379&lng=-84.607177
08 | HAMILTON | HAM | IR | 00074 |  | 14.524 |  | SHAMIR00074**C | HAM-74-14.524 | 39.1853 | -84.6064 | 2025-12-31 | Active |  |  |  | State | HL0004578 | 2020-03-24 15:02 |  | State | B-15 | Conventional | [7 empty] | 1 | [6 empty] | No | No | No |  | HPS | 1 | 200 | [25 empty] | 2025-10-08 15:30 | NULL | 0 |  | mhurlow1 | 2018-05-17 19:12 | dturner | 2020-03-24 16:24 | No | No | No | No | No | Standing | None | None | None | No | No | No |  | No | 2025-10-08 15:30 |  | mneeley | 2025-10-08 15:30 | mneeley | 2025-10-08 15:30 | No Photo Available | No Photo Available | http://data.mapchannels.com/dualmaps6/map.htm?lat=39.185283&lng=-84.606447
08 | HAMILTON | HAM | IR | 00074 |  | 14.564 |  | SHAMIR00074**C | HAM-74-14.564 | 39.1852 | -84.6057 | 2025-12-31 | Active |  |  |  | State | HL0005995 | 2020-03-24 15:14 |  | State | B-16 | Conventional | [7 empty] | 1 | [6 empty] | No | No | No |  | HPS | 1 | 200 | [25 empty] | 2025-10-08 15:30 | NULL | 0 |  | mhurlow1 | 2018-05-17 19:12 | dturner | 2020-03-24 16:23 | No | No | No | No | No | Standing | None | None | None | No | No | No |  | No | 2025-10-08 15:30 |  | mneeley | 2025-10-08 15:30 | mneeley | 2025-10-08 15:30 | No Photo Available | No Photo Available | http://data.mapchannels.com/dualmaps6/map.htm?lat=39.185169&lng=-84.605699
08 | HAMILTON | HAM | IR | 00074 |  | 14.603 |  | SHAMIR00074**C | HAM-74-14.603 | 39.185 | -84.605 | 2025-12-31 | Active |  |  |  | State | HL0025594 | 2020-03-24 15:33 |  | State | B-17 | Conventional | [7 empty] | 1 | [6 empty] | No | No | No |  | HPS | 1 | 200 | [25 empty] | 2025-10-08 15:30 | NULL | 0 |  | mhurlow1 | 2018-05-17 19:13 | dturner | 2020-03-24 16:21 | No | No | No | No | No | Standing | None | None | None | No | No | No |  | No | 2025-10-08 15:30 |  | mneeley | 2025-10-08 15:30 | mneeley | 2025-10-08 15:30 | No Photo Available | No Photo Available | http://data.mapchannels.com/dualmaps6/map.htm?lat=39.185025&lng=-84.605008
08 | HAMILTON | HAM | IR | 00074 |  | 14.642 |  | SHAMIR00074**C | HAM-74-14.642 | 39.1849 | -84.6043 | 2025-12-31 | Active |  |  |  | State | HL0000643 | 2020-03-24 16:20 |  | State | B-18 | Conventional | [7 empty] | 2 | [6 empty] | No | No | No |  | HPS | 2 | 200 | [25 empty] | 2025-10-08 15:31 | NULL | 0 |  | mhurlow1 | 2018-05-17 19:13 | dturner | 2020-03-24 16:21 | No | No | No | No | No | Standing | None | None | None | No | No | No |  | No | 2025-10-08 15:31 |  | mneeley | 2025-10-08 15:31 | mneeley | 2025-10-08 15:31 | No Photo Available | No Photo Available | http://data.mapchannels.com/dualmaps6/map.htm?lat=39.184925&lng=-84.604292
08 | HAMILTON | HAM | IR | 00074 |  | 14.762 |  | SHAMIR00074**N | HAM-74-14.762 | 39.185 | -84.6035 | 2025-12-31 | Active |  |  |  | State | HL0015550 |  |  | State |  | Conventional | [14 empty] | No | No | No |  | HPS | [27 empty] | 2024-06-18 16:22 | NULL |  |  | mhurlow1 | 2018-05-21 11:56 | mhurlow1 | 2018-07-18 17:49 | No | No | No | No | No | Standing | None | None | None | No | No | No |  |  | 2024-06-18 16:22 |  | ascott3 | 2024-06-18 16:22 | ascott3 | 2024-06-18 16:22 | No Photo Available | No Photo Available | http://data.mapchannels.com/dualmaps6/map.htm?lat=39.184951&lng=-84.603525
08 | HAMILTON | HAM | IR | 00074 |  | 14.863 |  | SHAMIR00074**N | HAM-74-14.863 | 39.1847 | -84.6017 | 2025-12-31 | Active |  |  |  | State | HL0026468 | 2020-03-24 18:27 |  | State | C-27 | Conventional | [7 empty] | 1 | [6 empty] | No | No | No |  | HPS | 1 | 400 | [25 empty] | 2025-10-08 14:49 | NULL | 0 |  | mhurlow1 | 2018-05-21 12:35 | dturner | 2020-03-24 18:44 | No | No | No | No | No | Standing | None | None | None | No | No | No |  | No | 2025-10-08 14:49 |  | mneeley | 2025-10-08 14:49 | mneeley | 2025-10-08 14:49 | No Photo Available | No Photo Available | http://data.mapchannels.com/dualmaps6/map.htm?lat=39.184700&lng=-84.601654
08 | HAMILTON | HAM | IR | 00074 |  | 14.901 |  | SHAMIR00074**N | HAM-74-14.901 | 39.1845 | -84.601 | 2025-12-31 | Active |  |  |  | State | HL0019177 | 2020-03-24 18:16 |  | State | C-28 | Conventional | [7 empty] | 1 | [6 empty] | No | No | No |  | HPS | 1 | 400 | [25 empty] | 2025-10-08 14:49 | NULL | 0 |  | mhurlow1 | 2018-05-21 12:44 | dturner | 2020-03-24 18:25 | No | No | No | No | No | Standing | None | None | None | No | No | No |  | No | 2025-10-08 14:49 |  | mneeley | 2025-10-08 14:49 | mneeley | 2025-10-08 14:49 | No Photo Available | No Photo Available | http://data.mapchannels.com/dualmaps6/map.htm?lat=39.184503&lng=-84.600987
08 | HAMILTON | HAM | IR | 00074 |  | 15.112 |  | SHAMIR00074**N | HAM-74-15.112 | 39.1831 | -84.5974 | 2025-12-31 | Active |  |  |  | State | HL0017782 | 2020-01-21 20:28 |  | State | C33 | Conventional | [7 empty] | 1 | [6 empty] | No | No | No |  | HPS | 1 | 200 |  |  |  |  | American Electric Lighting (AEL) |  | 480 L-N | [18 empty] | 2025-10-08 14:07 | NULL | 0 |  | mhurlow1 | 2018-05-21 12:45 | cneeley | 2020-01-21 20:29 | No | No | No | No | No | Standing | None | None | None | No | No | No |  | No | 2025-10-08 14:07 |  | mneeley | 2025-10-08 14:08 | mneeley | 2025-10-08 14:08 | No Photo Available | No Photo Available | http://data.mapchannels.com/dualmaps6/map.htm?lat=39.183144&lng=-84.597446
08 | HAMILTON | HAM | IR | 00074 |  | 15.136 |  | SHAMIR00074**C | HAM-74-15.136 | 39.1819 | -84.596 | 2025-12-31 | Active |  |  |  | State | HL0012688 | 2020-01-21 20:15 |  | State | B29 | Conventional |  |  | AT |  |  |  |  | 1 | [6 empty] | No | No | No |  | HPS | 1 | 400 |  |  |  |  | Cooper/Eaton | [20 empty] | 2025-10-08 13:46 | NULL | 0 |  | mhurlow1 | 2018-05-21 12:22 | csonner | 2020-01-21 20:16 | No | No | No | No | No | Standing | None | None | None | No | No | No |  | No | 2025-10-08 13:46 |  | mneeley | 2025-10-08 13:46 | mneeley | 2025-10-08 13:46 | No Photo Available | No Photo Available | http://data.mapchannels.com/dualmaps6/map.htm?lat=39.181916&lng=-84.596023
08 | HAMILTON | HAM | IR | 00074 |  | 15.157 |  | SHAMIR00074**N | HAM-74-15.157 | 39.1828 | -84.5967 | 2025-12-31 | Active |  |  |  | State | HL0022827 | 2020-01-21 12:11 |  | State | B-34 | Conventional |  |  | AT |  |  |  |  | 1 | [6 empty] | No | No | No |  | HPS | 1 | 200 |  |  |  |  | Cooper/Eaton | [20 empty] | 2025-10-08 14:07 | NULL | 0 |  | mhurlow1 | 2018-05-21 12:45 | csonner | 2020-01-23 12:46 | No | No | No | No | No | Standing | None | None | None | No | No | No |  | No | 2025-10-08 14:07 |  | mneeley | 2025-10-08 14:07 | mneeley | 2025-10-08 14:07 | No Photo Available | No Photo Available | http://data.mapchannels.com/dualmaps6/map.htm?lat=39.182803&lng=-84.596733
08 | HAMILTON | HAM | IR | 00074 |  | 15.184 |  | SHAMIR00074**C | HAM-74-15.184 | 39.1815 | -84.5953 | 2025-12-31 | Active |  |  |  | State | HL0023773 | 2020-01-21 20:16 |  | State | B30 | Conventional |  |  | AT |  |  |  |  | 1 | [6 empty] | No | No | No |  | HPS | 1 | 200 |  |  |  |  | American Electric Lighting (AEL) | [20 empty] | 2025-10-08 13:46 | NULL | 0 |  | mhurlow1 | 2018-05-21 12:22 | csonner | 2020-01-21 20:17 | No | No | No | No | No | Standing | None | None | None | No | No | No |  | No | 2025-10-08 13:46 |  | mneeley | 2025-10-08 13:47 | mneeley | 2025-10-08 13:47 | No Photo Available | No Photo Available | http://data.mapchannels.com/dualmaps6/map.htm?lat=39.181527&lng=-84.595293
08 | HAMILTON | HAM | IR | 00074 |  | 15.205 |  | SHAMIR00074**N | HAM-74-15.205 | 39.1824 | -84.596 | 2025-12-31 | Active |  |  |  | State | HL0033391 | 2020-01-21 12:45 |  | State | B-35 | Conventional |  |  | AT |  |  |  |  | 1 | [6 empty] | No | No | No |  | HPS | 1 | 200 |  |  |  |  | Cooper/Eaton | [20 empty] | 2025-10-08 14:07 | NULL | 0 |  | csonner | 2020-01-23 12:45 | csonner | 2020-01-23 12:45 | No | No | No | No | No | Standing | None | None | None | No | No | No |  | No | 2025-10-08 14:07 |  | mneeley | 2025-10-08 14:07 | mneeley | 2025-10-08 14:07 | No Photo Available | No Photo Available | http://data.mapchannels.com/dualmaps6/map.htm?lat=39.182436&lng=-84.595954
08 | HAMILTON | HAM | IR | 00074 |  | 15.209 |  | SHAMIR00074**C | HAM-74-15.209 | 39.1813 | -84.595 | 2025-12-31 | Active |  |  |  | State | HL0033390 | 2020-01-21 20:22 |  | State | B31 | Conventional |  |  | AT |  |  |  |  | 1 | [6 empty] | No | No | No |  | HPS | 1 | 200 |  |  |  |  | Cooper/Eaton | [20 empty] | 2025-10-08 13:47 | NULL | 0 |  | csonner | 2020-01-21 20:22 | csonner | 2020-01-21 20:22 | No | No | No | No | No | Standing | None | None | None | No | No | No |  | No | 2025-10-08 13:47 |  | mneeley | 2025-10-08 13:47 | mneeley | 2025-10-08 13:47 | No Photo Available | No Photo Available | http://data.mapchannels.com/dualmaps6/map.htm?lat=39.181289&lng=-84.594951
08 | HAMILTON | HAM | IR | 00074 |  | 17.071 |  | SHAMIR00074**C | HAM-74-17.071 | 39.1602 | -84.5734 | 2025-12-31 | Active |  |  |  | State | HL0031659 |  |  | State | C1 1 | Tower |  | 4 | [12 empty] | No | No | No | Montana Ave (no lock washers on bolts) | HPS | [27 empty] | 2022-08-19 18:08 | 4 - Needs Inspected in 4 CY |  |  | eric.young | 2014-12-22 13:58 | eric.young | 2014-12-22 13:58 | No | No | No | No | No | Standing | None | None | None | No | No | No |  |  | 2022-08-19 18:08 |  | csonner1 | 2022-08-19 18:07 | csonner1 | 2022-08-19 18:07 | No Photo Available | No Photo Available | http://data.mapchannels.com/dualmaps6/map.htm?lat=39.160212&lng=-84.573446
08 | HAMILTON | HAM | IR | 00074 |  | 17.194 |  | SHAMIR00074**C | HAM-74-17.194 | 39.1589 | -84.572 | 2025-12-31 | Active |  |  |  | State | HL0031657 |  |  | State | C1 2 | Tower |  | 4 | [12 empty] | No | No | No | Montana Ave (no lock washers on bolts) | HPS | [27 empty] | 2022-08-19 18:08 | 4 - Needs Inspected in 4 CY |  |  | eric.young | 2014-12-22 13:54 | eric.young | 2014-12-22 13:54 | No | No | No | No | No | Standing | None | None | None | No | No | No |  |  | 2022-08-19 18:08 |  | csonner1 | 2022-08-19 18:07 | csonner1 | 2022-08-19 18:07 | No Photo Available | No Photo Available | http://data.mapchannels.com/dualmaps6/map.htm?lat=39.158914&lng=-84.571973
08 | HAMILTON | HAM | IR | 00074 |  | 17.327 |  | SHAMIR00074**C | HAM-74-17.327 | 39.158 | -84.5699 | 2025-12-31 | Active |  |  |  | State | HL0031648 |  |  | State | C2 4 | Tower |  | 4 | [12 empty] | No | No | No | Montana Ave (no lock washers on bolts) | HPS | [27 empty] | 2022-08-19 18:08 | 4 - Needs Inspected in 4 CY |  |  | darshan.singh | 2014-12-22 13:49 | darshan.singh | 2014-12-22 13:49 | No | No | No | No | No | Standing | None | None | None | No | No | No |  |  | 2022-08-19 18:08 |  | csonner1 | 2022-08-19 18:07 | csonner1 | 2022-08-19 18:07 | No Photo Available | No Photo Available | http://data.mapchannels.com/dualmaps6/map.htm?lat=39.158017&lng=-84.569909
08 | HAMILTON | HAM | IR | 00074 |  | 17.52 |  | SHAMIR00074**N | HAM-74-17.520 | 39.1581 | -84.5677 | 2025-12-31 | Active |  |  |  | State | HL0031669 |  |  | State | C2 1 | Tower |  | 6 | [12 empty] | No | No | No | Montana Ave (no lock washers on bolts) | HPS | [27 empty] | 2022-08-19 13:51 | 4 - Needs Inspected in 4 CY |  |  | eric.young | 2014-12-22 14:24 | eric.young | 2014-12-22 14:25 | No | No | No | No | Yes | Standing | None | None | None | No | No | No |  |  | 2022-08-19 13:51 |  | csonner1 | 2022-08-19 13:51 | csonner1 | 2022-08-19 13:51 | No Photo Available | https://collectorweb.dot.state.oh.us/arcgis/rest/services/HIGHWAY_LIGHTING/HighwayLighting_Reference/FeatureServer/7/305134/attachments/ | http://data.mapchannels.com/dualmaps6/map.htm?lat=39.158113&lng=-84.567657
08 | HAMILTON | HAM | IR | 00074 |  | 17.637 |  | SHAMIR00074**N | HAM-74-17.637 | 39.1581 | -84.5654 | 2025-12-31 | Active |  |  |  | State | HL0031641 |  |  | State | C2 3 | Tower |  | 4 | [12 empty] | No | No | No | Montana Ave (no lock washers on bolts) | HPS | [27 empty] | 2022-08-19 18:07 | 4 - Needs Inspected in 4 CY |  |  | darshan.singh | 2014-12-22 13:44 | darshan.singh | 2014-12-22 13:44 | No | No | No | No | No | Standing | None | None | None | No | No | No |  |  | 2022-08-19 18:07 |  | csonner1 | 2022-08-19 18:07 | csonner1 | 2022-08-19 18:07 | No Photo Available | No Photo Available | http://data.mapchannels.com/dualmaps6/map.htm?lat=39.158096&lng=-84.565436
08 | HAMILTON | HAM | IR | 00074 |  | 17.747 |  | SHAMIR00074**N | HAM-74-17.747 | 39.1589 | -84.5636 | 2025-12-31 | Active |  |  |  | State | HL0031629 |  |  | State | C3 1 | Tower |  | 6 | [12 empty] | No | No | No | Montana Ave (no lock washers on bolts) | HPS | [27 empty] | 2022-08-19 13:42 | 4 - Needs Inspected in 4 CY |  |  | darshan.singh | 2014-12-22 13:32 | darshan.singh | 2014-12-22 13:38 | No | No | No | No | Yes | Standing | None | None | None | No | No | No | Winch line rust |  | 2022-08-19 13:42 |  | csonner1 | 2022-08-19 13:42 | csonner1 | 2022-08-19 13:42 | No Photo Available | https://collectorweb.dot.state.oh.us/arcgis/rest/services/HIGHWAY_LIGHTING/HighwayLighting_Reference/FeatureServer/7/304734/attachments/ | http://data.mapchannels.com/dualmaps6/map.htm?lat=39.158916&lng=-84.563627
08 | HAMILTON | HAM | IR | 00074 |  | 17.811 |  | SHAMIR00074**C | HAM-74-17.811 | 39.1599 | -84.562 | 2025-12-31 | Active |  |  |  | State | HL0031623 |  |  | State | C3 2 | Tower |  | 4 | [12 empty] | No | No | No | Montana Ave (no lock washers on bolts) | HPS | [27 empty] | 2022-08-19 15:54 | 4 - Needs Inspected in 4 CY |  |  | darshan.singh | 2014-12-22 13:28 | darshan.singh | 2014-12-22 13:29 | No | No | No | No | Yes | Standing | None | None | None | No | No | No |  |  | 2022-08-19 15:54 |  | csonner1 | 2022-08-19 15:54 | csonner1 | 2022-08-19 15:54 | No Photo Available | No Photo Available | http://data.mapchannels.com/dualmaps6/map.htm?lat=39.159906&lng=-84.561999
08 | HAMILTON | HAM | IR | 00074 |  | 17.968 |  | SHAMIR00074**N | HAM-74-17.968 | 39.1609 | -84.5604 | 2025-12-31 | Active |  |  |  | State | HL0031619 |  |  | State | C4 1 | Tower |  | 4 | [12 empty] | No | No | No | Montana Ave (no lock washers on bolts) | HPS | [27 empty] | 2022-08-19 15:54 | 4 - Needs Inspected in 4 CY |  |  | darshan.singh | 2014-12-22 13:24 | darshan.singh | 2014-12-22 13:24 | No | No | No | No | Yes | Standing | None | None | None | No | No | No |  |  | 2022-08-19 15:54 |  | csonner1 | 2022-08-19 15:53 | csonner1 | 2022-08-19 15:53 | No Photo Available | No Photo Available | http://data.mapchannels.com/dualmaps6/map.htm?lat=39.160885&lng=-84.560385
08 | HAMILTON | HAM | IR | 00074 |  | 18.076 |  | SHAMIR00074**N | HAM-74-18.076 | 39.1617 | -84.5587 | 2025-12-31 | Active | 2025-09-01 16:10 | 104668 | 2025-09-01 | State | HL0040851 |  |  | State | G1-1 | Tower | No | 8 | [10 empty] | Yes | No | No | No | No |  | LED | 4 |  |  |  | No | [7 empty] | No |  | No |  |  |  | G1 | [9 empty] | 7 - Needs Inspected in 7 CY |  |  | odotonline\rsuing | 2025-09-30 16:20 | odotonline\rsuing | 2025-09-30 16:20 | [20 empty] | https://collectorweb.dot.state.oh.us/arcgis/rest/services/HIGHWAY_LIGHTING/HighwayLighting_Reference/FeatureServer/6/466250/attachments/ | No Photo Available | http://data.mapchannels.com/dualmaps6/map.htm?lat=39.161690&lng=-84.558715
08 | HAMILTON | HAM | IR | 00074 |  | 18.164 |  | SHAMIR00074**C | HAM-74-18.164 | 39.162 | -84.556 | 2025-12-31 | Retired |  |  |  | State | HL0031615 |  |  | State | B1 1 | Tower |  | 4 | [12 empty] | No | No | No | Beekman/Colerain (no lock washers on bolts) | HPS | 0 | [27 empty] | NULL |  |  | darshan.singh | 2014-12-22 13:17 | odotonline\rsuing | 2025-09-30 15:15 | No | No | No | No | No | Standing | None | None | None | No | No | No |  |  | 2022-01-07 02:58 |  | rdixon5 | 2022-01-07 02:58 | rdixon5 | 2022-01-07 02:58 | No Photo Available | No Photo Available | http://data.mapchannels.com/dualmaps6/map.htm?lat=39.161976&lng=-84.556043
08 | HAMILTON | HAM | IR | 00074 |  | 18.176 |  | SHAMIR00074**N | HAM-74-18.176 | 39.162 | -84.557 | 2025-12-31 | Active | 2025-09-01 16:10 | 104668 | 2025-09-01 | State | HL0040850 |  |  | State | G1-2 | Tower | No | 8 | [10 empty] | Yes | No | No | No | No |  | LED | 4 |  |  |  | No | [7 empty] | No |  | No |  |  |  | G1 | [9 empty] | 7 - Needs Inspected in 7 CY |  |  | odotonline\rsuing | 2025-09-30 16:12 | odotonline\rsuing | 2025-09-30 16:12 | [20 empty] | https://collectorweb.dot.state.oh.us/arcgis/rest/services/HIGHWAY_LIGHTING/HighwayLighting_Reference/FeatureServer/6/465849/attachments/ | No Photo Available | http://data.mapchannels.com/dualmaps6/map.htm?lat=39.162009&lng=-84.556955
08 | HAMILTON | HAM | IR | 00074 |  | 18.387 |  | SHAMIR00074**N | HAM-74-18.387 | 39.1615 | -84.5531 | 2025-12-31 | Active | 2025-09-01 14:54 | 104668 | 2025-09-01 | State | HL0040848 |  |  | State | G1-4 | Tower | No | 8 | [10 empty] | Yes |  | No | No | No |  | LED | 6 |  |  |  | No | [13 empty] | G1 | [9 empty] | 7 - Needs Inspected in 7 CY |  |  | odotonline\rsuing | 2025-09-30 14:56 | odotonline\rsuing | 2025-09-30 14:56 | [20 empty] | https://collectorweb.dot.state.oh.us/arcgis/rest/services/HIGHWAY_LIGHTING/HighwayLighting_Reference/FeatureServer/6/465038/attachments/ | No Photo Available | http://data.mapchannels.com/dualmaps6/map.htm?lat=39.161533&lng=-84.553074
08 | HAMILTON | HAM | IR | 00074 |  | 18.728 |  | SHAMIR00074**C | HAM-74-18.728 | 39.1572 | -84.5478 | 2025-12-31 | Retired |  |  |  | State | HL0031723 |  |  | State | B4 1 | Tower |  | 4 | [12 empty] | No | No | No | Colerain/Beekman (no lck wshrs, crk wall arnd fndn | HPS | 0 | [27 empty] | NULL |  |  | darshan.singh | 2014-12-23 10:15 | odotonline\rsuing | 2025-09-29 14:52 | No | No | No | No | No | Standing | None | None | None | No | No | No |  |  | 2022-01-07 02:55 |  | rdixon5 | 2022-01-07 02:55 | rdixon5 | 2022-01-07 02:55 | No Photo Available | No Photo Available | http://data.mapchannels.com/dualmaps6/map.htm?lat=39.157229&lng=-84.547787
08 | HAMILTON | HAM | IR | 00074 |  | 18.856 |  | SHAMIR00074**C | HAM-74-18.856 | 39.156 | -84.546 | 2025-12-31 | Active | 2025-09-01 18:08 | 104668 | 2025-09-01 | State | HL0040842 |  |  | State | F1-2 | Tower | No | 8 | [10 empty] | Yes | No | No | No | No |  | LED | 4 |  |  |  | No | [13 empty] | F1 | [9 empty] | 7 - Needs Inspected in 7 CY |  |  | odotonline\rsuing | 2025-09-29 15:22 | odotonline\rsuing | 2025-09-29 19:22 | [20 empty] | https://collectorweb.dot.state.oh.us/arcgis/rest/services/HIGHWAY_LIGHTING/HighwayLighting_Reference/FeatureServer/6/464237/attachments/ | No Photo Available | http://data.mapchannels.com/dualmaps6/map.htm?lat=39.155986&lng=-84.546008
08 | HAMILTON | HAM | IR | 00074 |  | 18.868 |  | SHAMIR00074**C | HAM-74-18.868 | 39.156 | -84.5457 | 2025-12-31 | Retired |  |  |  | State | HL0031721 |  |  | State | A2 1 | Tower |  | 4 | [12 empty] | No | No | No | Spring Grove Ave (no lck wshrs, crk wall arnd fndn | HPS | 0 | [27 empty] | NULL |  |  | darshan.singh | 2014-12-23 10:07 | odotonline\rsuing | 2025-09-29 15:21 | No | No | No | No | No | Standing | None | None | None | No | No | No |  |  | 2022-01-07 02:55 |  | rdixon5 | 2022-01-07 02:55 | rdixon5 | 2022-01-07 02:55 | No Photo Available | No Photo Available | http://data.mapchannels.com/dualmaps6/map.htm?lat=39.156041&lng=-84.545687
08 | HAMILTON | HAM | IR | 00074 |  | 18.957 |  | SHAMIR00074**C | HAM-74-18.957 | 39.1551 | -84.5445 | 2025-12-31 | Active | 2025-09-01 18:08 | 104668 | 2025-09-01 | State | HL0040844 |  |  | State | F1-1 | Tower | No | 8 | [10 empty] | Yes | No | No | No | No |  | LED | 4 |  |  |  | No | [13 empty] | F1 | [9 empty] | 7 - Needs Inspected in 7 CY |  |  | odotonline\rsuing | 2025-09-29 17:28 | odotonline\rsuing | 2025-09-29 17:32 | [20 empty] | https://collectorweb.dot.state.oh.us/arcgis/rest/services/HIGHWAY_LIGHTING/HighwayLighting_Reference/FeatureServer/6/464244/attachments/ | No Photo Available | http://data.mapchannels.com/dualmaps6/map.htm?lat=39.155134&lng=-84.544484
08 | HAMILTON | HAM | IR | 00074 |  | 19.037 |  | SHAMIR00074**N | HAM-74-19.037 | 39.1553 | -84.544 | 2025-12-31 | Retired |  |  |  | State | HL0031717 |  |  | State | A2 2 | Tower |  | 4 | [12 empty] | No | No | No | Spring Grove Ave (no lock washers on bolts) | HPS | 0 | [27 empty] | NULL |  |  | darshan.singh | 2014-12-23 09:54 | odotonline\rsuing | 2025-09-29 17:28 | No | No | No | No | No | Standing | None | None | None | No | No | No |  |  | 2022-01-07 02:54 |  | rdixon5 | 2022-01-07 02:54 | rdixon5 | 2022-01-07 02:54 | No Photo Available | No Photo Available | http://data.mapchannels.com/dualmaps6/map.htm?lat=39.155325&lng=-84.544016
08 | HAMILTON | HAM | IR | 00074 |  | 19.064 |  | SHAMIR00074**C | HAM-74-19.064 | 39.154 | -84.5432 | 2025-12-31 | Active |  |  |  | State | HL0031726 |  |  | State | A3 1 | Tower |  | 6 | [12 empty] | No | No | No | Spring Grove Ave (no lock washers on bolts) | HPS | [27 empty] | 2022-01-07 02:54 | 4 - Needs Inspected in 4 CY |  |  | darshan.singh | 2014-12-23 10:25 | darshan.singh | 2014-12-23 10:25 | No | No | No | No | No | Standing | None | None | None | No | No | No |  |  | 2022-01-07 02:54 |  | rdixon5 | 2022-01-07 02:54 | rdixon5 | 2022-01-07 02:54 | No Photo Available | No Photo Available | http://data.mapchannels.com/dualmaps6/map.htm?lat=39.154026&lng=-84.543190
08 | HAMILTON | HAM | IR | 00074 |  | 19.265 |  | SHAMIR00074**N | HAM-74-19.265 | 39.1527 | -84.5415 | 2025-12-31 | Retired |  |  |  | State | HL0031714 |  |  | State | A 1 2 | Tower | [14 empty] | No | No | No | I-74 (pole has been taken down by const. crews) | HPS | 0 | [27 empty] | NULL |  |  | darshan.singh | 2014-12-23 09:48 | odotonline\rsuing | 2025-09-30 14:17 | No | No | No | No | No | Standing | None | None | None | No | No | No |  |  | 2022-01-07 02:23 |  | rdixon5 | 2022-01-07 02:23 | rdixon5 | 2022-01-07 02:23 | No Photo Available | No Photo Available | http://data.mapchannels.com/dualmaps6/map.htm?lat=39.152734&lng=-84.541513
08 | HAMILTON | HAM | IR | 00074 |  | 19.288 |  | SHAMIR00074**N | HAM-74-19.288 | 39.1524 | -84.5414 | 2025-12-31 | Active | 2025-09-01 14:19 | 104668 | 2025-09-01 | State | HL0040847 |  |  | State | F2-4 | Tower | No | 8 | [10 empty] | No |  | No | No | No |  | LED | 6 |  |  |  | No | [13 empty] | F2 | [9 empty] | 7 - Needs Inspected in 7 CY |  |  | odotonline\rsuing | 2025-09-30 14:21 | odotonline\rsuing | 2025-09-30 14:21 | [20 empty] | https://collectorweb.dot.state.oh.us/arcgis/rest/services/HIGHWAY_LIGHTING/HighwayLighting_Reference/FeatureServer/6/464631/attachments/ | No Photo Available | http://data.mapchannels.com/dualmaps6/map.htm?lat=39.152424&lng=-84.541389
08 | HAMILTON | HAM | IR | 00074 |  | 19.352 |  | SHAMIR00074**N | HAM-74-19.352 | 39.1517 | -84.5406 | 2025-12-31 | Active |  |  |  | State | HL0031712 |  |  | State | B 3 1 | Tower |  | 6 | [12 empty] | No | No | No | I-74 (no lock washers on bolts) | HPS | [27 empty] | 2022-01-07 02:24 | 4 - Needs Inspected in 4 CY |  |  | darshan.singh | 2014-12-23 09:39 | darshan.singh | 2014-12-23 09:39 | No | No | No | No | No | Standing | None | None | None | No | No | No |  |  | 2022-01-07 02:24 |  | rdixon5 | 2022-01-07 02:24 | rdixon5 | 2022-01-07 02:24 | No Photo Available | No Photo Available | http://data.mapchannels.com/dualmaps6/map.htm?lat=39.151667&lng=-84.540624
08 | HAMILTON | HAM | IR | 00074 |  | 19.412 |  | SHAMIR00074**N | HAM-74-19.412 | 39.1507 | -84.5405 | 2025-12-31 | Active |  |  |  | State | HL0031734 |  |  | State | M 1 0 | Tower |  | 6 | [12 empty] | No | No | No | I-74 (no lock washers, half base buried due constn | HPS | [27 empty] | 2022-01-07 02:21 | 4 - Needs Inspected in 4 CY |  |  | darshan.singh | 2014-12-23 10:43 | darshan.singh | 2014-12-23 10:43 | No | No | No | No | No | Standing | None | None | None | No | No | No |  |  | 2022-01-07 02:21 |  | rdixon5 | 2022-01-07 02:21 | rdixon5 | 2022-01-07 02:21 | No Photo Available | No Photo Available | http://data.mapchannels.com/dualmaps6/map.htm?lat=39.150736&lng=-84.540473
08 | HAMILTON | HAM | IR | 00074 |  | 19.427 |  | SHAMIR00074**C | HAM-74-19.427 | 39.1494 | -84.5404 | 2025-12-31 | Active |  |  |  | State | HL0031729 |  |  | State |  | Tower |  | 4 | [12 empty] | No | No | No | I-74 (no lock washers, no pole designtn number) | HPS | [27 empty] | 2022-01-07 02:19 | 4 - Needs Inspected in 4 CY |  |  | darshan.singh | 2014-12-23 10:34 | darshan.singh | 2014-12-23 10:36 | No | No | No | No | No | Standing | None | None | None | No | No | No |  |  | 2022-01-07 02:19 |  | rdixon5 | 2022-01-07 02:19 | rdixon5 | 2022-01-07 02:19 | No Photo Available | No Photo Available | http://data.mapchannels.com/dualmaps6/map.htm?lat=39.149380&lng=-84.540394
08 | HAMILTON | HAM | IR | 00074 |  | 19.524 |  | SHAMIR00074**N | HAM-74-19.524 | 39.1494 | -84.5394 | 2025-12-31 | Active |  |  |  | State | HL0034882 |  |  | State |  | Tower | [14 empty] | No | No | No |  | LED | [27 empty] | 2022-01-07 06:28 | 4 - Needs Inspected in 4 CY |  |  | rdixon5 | 2022-01-07 06:27 | rdixon5 | 2022-01-07 06:27 | No | No | No | No | No | Standing | None | None | None | No | No | No |  |  | 2022-01-07 06:28 |  | rdixon5 | 2022-01-07 06:28 | rdixon5 | 2022-01-07 06:28 | No Photo Available | No Photo Available | http://data.mapchannels.com/dualmaps6/map.htm?lat=39.149396&lng=-84.539360
08 | HAMILTON | HAM | IR | 00074 |  | 19.553 |  | SHAMIR00074**C | HAM-74-19.553 | 39.1476 | -84.5396 | 2025-12-31 | Active |  |  |  | State | HL0013179 |  |  | State |  | Conventional | [14 empty] | No | No | No |  | HPS | [28 empty] | NULL |  |  | Dsnyder5 | 2018-06-07 14:53 | mhurlow1 | 2018-07-18 18:00 | [20 empty] | No Photo Available | No Photo Available | http://data.mapchannels.com/dualmaps6/map.htm?lat=39.147646&lng=-84.539621
08 | HAMILTON | HAM | IR | 00074 |  | 19.736 |  | SHAMIR00074**N | HAM-74-19.736 | 39.1465 | -84.538 | 2025-12-31 | Active |  |  |  | State | HL0032631 |  |  | State |  | Tower | [14 empty] | No | No | No |  | HPS | [27 empty] | 2022-01-07 02:20 | 4 - Needs Inspected in 4 CY |  |  | COLLECTOR@D31_AG | 2019-01-01 05:00 | COLLECTOR@D31_AG | 2019-01-01 05:00 | No | No | No | No | No | Standing | None | None | None | No | No | No |  |  | 2022-01-07 02:20 |  | rdixon5 | 2022-01-07 02:20 | rdixon5 | 2022-01-07 02:20 | No Photo Available | No Photo Available | http://data.mapchannels.com/dualmaps6/map.htm?lat=39.146535&lng=-84.537955
08 | HAMILTON | HAM | IR | 00075 |  | 0.263 |  | SHAMIR00075**C | HAM-75-0.263 | 39.0959 | -84.522 | 2025-12-31 | Active |  |  |  | State | HL0039095 |  |  | State | C-1 | Conventional | [14 empty] | No | No | No |  | HPS | [27 empty] | 2025-11-13 09:33 | NULL |  |  | mneeley | 2024-08-22 03:53 | mneeley | 2024-08-22 03:53 | No | No | No | No | No | Standing | None | None | None | No | No | No |  | No | 2025-11-13 09:33 |  | mneeley | 2025-11-13 09:33 | mneeley | 2025-11-13 09:33 | No Photo Available | No Photo Available | http://data.mapchannels.com/dualmaps6/map.htm?lat=39.095939&lng=-84.521998
08 | HAMILTON | HAM | IR | 00075 |  | 0.286 |  | SHAMIR00075**N | HAM-75-0.286 | 39.0963 | -84.5225 | 2025-12-31 | Active |  |  |  | State | HL0014361 |  |  | State | m7 | Conventional | [14 empty] | No | No | No |  | HPS | [27 empty] | 2025-11-13 09:32 | NULL |  |  | mhurlow1 | 2018-05-10 11:38 | mneeley | 2024-08-08 06:30 | No | No | No | No | No | Standing | None | None | None | No | No | No |  | No | 2025-11-13 09:32 |  | mneeley | 2025-11-13 09:32 | mneeley | 2025-11-13 09:32 | No Photo Available | No Photo Available | http://data.mapchannels.com/dualmaps6/map.htm?lat=39.096289&lng=-84.522526
08 | HAMILTON | HAM | IR | 00075 |  | 0.294 |  | SHAMIR00075**C | HAM-75-0.294 | 39.0964 | -84.5219 | 2025-12-31 | Active |  |  |  | State | HL0018778 |  |  | State | C-2 | Conventional | [14 empty] | No | No | No |  | HPS | [27 empty] | 2025-11-13 09:33 | NULL |  |  | mhurlow1 | 2018-05-10 17:11 | mneeley | 2024-08-22 03:54 | No | No | No | No | No | Standing | None | None | None | No | No | No |  | No | 2025-11-13 09:33 |  | mneeley | 2025-11-13 09:34 | mneeley | 2025-11-13 09:34 | No Photo Available | No Photo Available | http://data.mapchannels.com/dualmaps6/map.htm?lat=39.096381&lng=-84.521948
08 | HAMILTON | HAM | IR | 00075 |  | 0.32 |  | SHAMIR00075**N | HAM-75-0.320 | 39.0968 | -84.5225 | 2025-12-31 | Active |  |  |  | State | HL0001694 |  |  | State | M8 | Conventional | [14 empty] | No | No | No |  | HPS | [27 empty] | 2025-11-13 09:32 | NULL |  |  | mhurlow1 | 2018-05-10 11:38 | mneeley | 2024-08-08 06:29 | No | No | No | No | No | Standing | None | None | None | No | No | No |  | No | 2025-11-13 09:32 |  | mneeley | 2025-11-13 09:32 | mneeley | 2025-11-13 09:32 | No Photo Available | No Photo Available | http://data.mapchannels.com/dualmaps6/map.htm?lat=39.096780&lng=-84.522477
08 | HAMILTON | HAM | IR | 00075 |  | 0.328 |  | SHAMIR00075**C | HAM-75-0.328 | 39.0969 | -84.5218 | 2025-12-31 | Active |  |  |  | State | HL0021294 |  |  | State | C-3 | Conventional | [14 empty] | No | No | No |  | HPS | [27 empty] | 2025-11-13 09:34 | NULL |  |  | mhurlow1 | 2018-05-10 17:13 | mneeley | 2024-08-22 03:55 | No | No | No | No | No | Standing | None | None | None | No | No | No |  | No | 2025-11-13 09:34 |  | mneeley | 2025-11-13 09:34 | mneeley | 2025-11-13 09:34 | No Photo Available | No Photo Available | http://data.mapchannels.com/dualmaps6/map.htm?lat=39.096861&lng=-84.521789
08 | HAMILTON | HAM | IR | 00075 |  | 0.355 |  | SHAMIR00075**N | HAM-75-0.355 | 39.0973 | -84.5225 | 2025-12-31 | Active |  |  |  | State | HL0011732 |  |  | State | M9 | Conventional | [14 empty] | No | No | No |  | HPS | [27 empty] | 2025-11-13 09:31 | NULL |  |  | Dsnyder5 | 2018-06-07 15:29 | mneeley | 2024-08-08 06:28 | No | No | No | No | No | Standing | None | None | None | No | No | No |  | No | 2025-11-13 09:31 |  | mneeley | 2025-11-13 09:32 | mneeley | 2025-11-13 09:32 | No Photo Available | No Photo Available | http://data.mapchannels.com/dualmaps6/map.htm?lat=39.097295&lng=-84.522510
08 | HAMILTON | HAM | IR | 00075 |  | 0.371 |  | SHAMIR00075**N | HAM-75-0.371 | 39.0975 | -84.5223 | 2025-12-31 | Active |  |  |  | State | HL0007679 |  |  | State |  | Conventional | [14 empty] | No | No | No |  | HPS | [28 empty] | NULL |  |  | mhurlow1 | 2018-05-10 16:58 | mhurlow1 | 2018-07-19 11:35 | [20 empty] | No Photo Available | No Photo Available | http://data.mapchannels.com/dualmaps6/map.htm?lat=39.097526&lng=-84.522322
08 | HAMILTON | HAM | IR | 00075 |  | 0.385 |  | SHAMIR00075**N | HAM-75-0.385 | 39.0977 | -84.5225 | 2025-12-31 | Active |  |  |  | State | HL0002698 |  |  | State | M10 | Conventional | [14 empty] | No | No | No |  | HPS | [27 empty] | 2025-11-13 09:31 | NULL |  |  | Dsnyder5 | 2018-06-07 15:28 | mneeley | 2024-08-08 06:27 | No | No | No | No | No | Standing | None | None | None | No | No | No |  | No | 2025-11-13 09:31 |  | mneeley | 2025-11-13 09:31 | mneeley | 2025-11-13 09:31 | No Photo Available | No Photo Available | http://data.mapchannels.com/dualmaps6/map.htm?lat=39.097718&lng=-84.522513
08 | HAMILTON | HAM | IR | 00075 |  | 0.416 |  | SHAMIR00075**N | HAM-75-0.416 | 39.0982 | -84.5225 | 2025-12-31 | Active |  |  |  | State | HL0019150 |  |  | State | M11 | Conventional | [14 empty] | No | No | No |  | HPS | [27 empty] | 2025-11-13 09:31 | NULL |  |  | Dsnyder5 | 2018-06-07 15:28 | mneeley | 2024-08-08 06:22 | No | No | No | No | No | Standing | None | None | None | No | No | No |  | No | 2025-11-13 09:31 |  | mneeley | 2025-11-13 09:31 | mneeley | 2025-11-13 09:31 | No Photo Available | No Photo Available | http://data.mapchannels.com/dualmaps6/map.htm?lat=39.098171&lng=-84.522499
08 | HAMILTON | HAM | IR | 00075 |  | 0.446 |  | SHAMIR00075**N | HAM-75-0.446 | 39.0986 | -84.5225 | 2025-12-31 | Active |  |  |  | State | HL0017511 |  |  | State | M12 | Conventional | [14 empty] | No | No | No |  | HPS | [27 empty] | 2025-11-13 09:31 | NULL |  |  | mhurlow1 | 2018-07-19 11:36 | mneeley | 2024-08-08 06:22 | No | No | No | No | No | Standing | None | None | None | No | No | No |  | No | 2025-11-13 09:31 |  | mneeley | 2025-11-13 09:31 | mneeley | 2025-11-13 09:31 | No Photo Available | No Photo Available | http://data.mapchannels.com/dualmaps6/map.htm?lat=39.098603&lng=-84.522524
08 | HAMILTON | HAM | IR | 00075 |  | 0.701 |  | SHAMIR00075**C | HAM-75-0.701 | 39.102 | -84.5224 | 2025-12-31 | Active |  |  |  | State | HL0031919 |  |  | State | N1 2 | Tower |  | 6 | [12 empty] | No | No | No | 8th Street (no lock wshrs) | HPS | [27 empty] | 2026-05-01 16:54 | 8 - Needs Inspected in 8 CY |  | 2026-05-01 16:54 | eric.young | 2014-12-29 11:01 | eric.young | 2014-12-29 12:47 | No | No | No | No | No | Standing | None | None | None | No | No | No | 1lamp | No | 2026-05-01 16:54 | 2026-05-01 16:54 | csonner1 | 2026-05-01 16:55 | csonner1 | 2026-05-01 17:02 | No Photo Available | https://collectorweb.dot.state.oh.us/arcgis/rest/services/HIGHWAY_LIGHTING/HighwayLighting_Reference/FeatureServer/7/582205/attachments/ | http://data.mapchannels.com/dualmaps6/map.htm?lat=39.102023&lng=-84.522403
08 | HAMILTON | HAM | IR | 00075 |  | 0.802 |  | SHAMIR00075**C | HAM-75-0.802 | 39.1027 | -84.5241 | 2025-12-31 | Active |  |  |  | State | HL0031905 |  |  | State | C 2 1 | Tower |  | 6 | [12 empty] | No | No | No | 8th/9th Street (no lock wshrs) | HPS | [27 empty] | 2026-05-01 15:53 | 8 - Needs Inspected in 8 CY |  | 2026-05-01 15:53 | darshan.singh | 2014-12-29 10:32 | darshan.singh | 2014-12-29 10:32 | No | No | No | No | No | Standing | None | None | None | No | No | No | 3 bad lamps and 1 cycler 4 lamps total | No | 2026-05-01 15:53 | 2026-05-01 15:53 | csonner1 | 2026-05-01 15:55 | csonner1 | 2026-05-01 15:55 | No Photo Available | https://collectorweb.dot.state.oh.us/arcgis/rest/services/HIGHWAY_LIGHTING/HighwayLighting_Reference/FeatureServer/7/580198/attachments/ | http://data.mapchannels.com/dualmaps6/map.htm?lat=39.102681&lng=-84.524131
08 | HAMILTON | HAM | IR | 00075 |  | 1.26 |  | SHAMIR00075**N | HAM-75-1.260 | 39.1072 | -84.5317 | 2025-12-31 | Active |  |  |  | State | HL0031896 |  |  | State | M1-3 | Tower |  | 6 | [12 empty] | No | No | No | EzzardCharles/Freeman (no lock wshrs) | HPS | [27 empty] | 2022-10-28 16:36 | 4 - Needs Inspected in 4 CY |  |  | eric.young | 2014-12-29 09:50 | csonner1 | 2022-10-28 13:53 | No | No | No | No | No | Standing | None | None | None | No | No | No |  |  | 2022-10-28 16:36 |  | csonner1 | 2022-10-28 16:36 | csonner1 | 2022-10-28 16:36 | No Photo Available | No Photo Available | http://data.mapchannels.com/dualmaps6/map.htm?lat=39.107246&lng=-84.531691
08 | HAMILTON | HAM | IR | 00075 |  | 1.437 |  | SHAMIR00075**N | HAM-75-1.437 | 39.1099 | -84.5323 | 2025-12-31 | Active |  |  |  | State | HL0003019 |  |  | State |  | Conventional | [14 empty] | No | No | No |  | HPS | [28 empty] | NULL |  |  | Dsnyder5 | 2018-06-07 15:12 | mhurlow1 | 2018-07-18 18:35 | [20 empty] | No Photo Available | No Photo Available | http://data.mapchannels.com/dualmaps6/map.htm?lat=39.109879&lng=-84.532265
08 | HAMILTON | HAM | IR | 00075 |  | 1.442 |  | SHAMIR00075**N | HAM-75-1.442 | 39.1099 | -84.5318 | 2025-12-31 | Active |  |  |  | State | HL0001744 |  |  | State | A21 | Conventional | [14 empty] | No | No | No |  | HPS | [27 empty] | 2025-11-13 09:30 | NULL |  |  | mhurlow1 | 2018-05-14 11:36 | mneeley | 2024-08-08 06:07 | No | No | No | No | No | Standing | None | None | None | No | No | No |  | No | 2025-11-13 09:30 |  | mneeley | 2025-11-13 09:31 | mneeley | 2025-11-13 09:31 | No Photo Available | No Photo Available | http://data.mapchannels.com/dualmaps6/map.htm?lat=39.109924&lng=-84.531819
08 | HAMILTON | HAM | IR | 00075 |  | 1.462 |  | SHAMIR00075**N | HAM-75-1.462 | 39.1102 | -84.5318 | 2025-12-31 | Active |  |  |  | State | HL0021406 |  |  | State | A22 | Conventional | [14 empty] | No | No | No |  | HPS | [27 empty] | 2025-11-13 09:30 | NULL |  |  | mhurlow1 | 2018-05-14 11:36 | rdixon5 | 2023-12-14 20:51 | No | No | No | No | No | Standing | None | None | None | No | No | No |  | No | 2025-11-13 09:30 |  | mneeley | 2025-11-13 09:30 | mneeley | 2025-11-13 09:30 | No Photo Available | No Photo Available | http://data.mapchannels.com/dualmaps6/map.htm?lat=39.110222&lng=-84.531819
08 | HAMILTON | HAM | IR | 00075 |  | 1.514 |  | SHAMIR00075**C | HAM-75-1.514 | 39.1102 | -84.5312 | 2025-12-31 | Active |  |  |  | State | HL0020262 |  |  | State | A26 | Conventional | [14 empty] | No | No | No |  | HPS | [27 empty] | 2025-11-13 09:36 | NULL |  |  | mhurlow1 | 2018-05-14 11:35 | rdixon5 | 2023-12-14 20:51 | No | No | No | No | No | Standing | None | None | None | No | No | No |  | No | 2025-11-13 09:36 |  | mneeley | 2025-11-13 09:36 | mneeley | 2025-11-13 09:36 | No Photo Available | No Photo Available | http://data.mapchannels.com/dualmaps6/map.htm?lat=39.110180&lng=-84.531232
08 | HAMILTON | HAM | IR | 00075 |  | 1.52 |  | SHAMIR00075**N | HAM-75-1.520 | 39.1111 | -84.5317 | 2025-12-31 | Active |  |  |  | State | HL0000731 |  |  | State | A20 | Conventional | [14 empty] | No | No | No |  | HPS | [27 empty] | 2025-11-13 09:30 | NULL |  |  | mhurlow1 | 2018-05-14 11:38 | rdixon5 | 2023-12-13 09:42 | No | No | No | No | No | Standing | None | None | None | No | No | No |  | No | 2025-11-13 09:30 |  | mneeley | 2025-11-13 09:30 | mneeley | 2025-11-13 09:30 | No Photo Available | No Photo Available | http://data.mapchannels.com/dualmaps6/map.htm?lat=39.111052&lng=-84.531687
08 | HAMILTON | HAM | IR | 00075 |  | 1.738 |  | SHAMIR00075**C | HAM-75-1.738 | 39.1135 | -84.5312 | 2025-12-31 | Active |  |  |  | State | HL0022203 |  |  | State | m5 | Conventional | [14 empty] | No | No | No |  | HPS | [27 empty] | 2025-11-13 09:37 | NULL |  |  | mhurlow1 | 2018-05-14 11:49 | mneeley | 2024-08-08 07:13 | No | No | No | No | No | Standing | None | None | None | No | No | No |  | No | 2025-11-13 09:37 |  | mneeley | 2025-11-13 09:37 | mneeley | 2025-11-13 09:37 | No Photo Available | No Photo Available | http://data.mapchannels.com/dualmaps6/map.htm?lat=39.113462&lng=-84.531231
08 | HAMILTON | HAM | IR | 00075 |  | 1.747 |  | SHAMIR00075**N | HAM-75-1.747 | 39.1142 | -84.5322 | 2025-12-31 | Active |  |  |  | State | HL0026748 |  |  | State | W13 | Conventional | [14 empty] | No | No | No |  | HPS | [27 empty] | 2025-11-13 09:29 | NULL |  |  | Dsnyder5 | 2018-06-07 15:10 | mneeley | 2024-08-08 05:31 | No | No | No | No | No | Standing | None | None | None | No | No | No |  | No | 2025-11-13 09:29 |  | mneeley | 2025-11-13 09:29 | mneeley | 2025-11-13 09:29 | No Photo Available | No Photo Available | http://data.mapchannels.com/dualmaps6/map.htm?lat=39.114225&lng=-84.532166
08 | HAMILTON | HAM | IR | 00075 |  | 1.8 |  | SHAMIR00075**C | HAM-75-1.800 | 39.1143 | -84.5316 | 2025-12-31 | Active |  |  |  | State | HL0019397 |  |  | State | M4 | Conventional | [14 empty] | No | No | No |  | HPS | [27 empty] | 2025-11-13 09:37 | NULL |  |  | Dsnyder5 | 2018-06-07 15:10 | mneeley | 2024-08-08 07:15 | No | No | No | No | No | Standing | None | None | None | No | No | No |  | No | 2025-11-13 09:37 |  | mneeley | 2025-11-13 09:37 | mneeley | 2025-11-13 09:37 | No Photo Available | No Photo Available | http://data.mapchannels.com/dualmaps6/map.htm?lat=39.114333&lng=-84.531624
08 | HAMILTON | HAM | IR | 00075 |  | 1.804 |  | SHAMIR00075**N | HAM-75-1.804 | 39.1149 | -84.5326 | 2025-12-31 | Active |  |  |  | State | HL0006331 |  |  | State | W12 | Conventional | [14 empty] | No | No | No |  | HPS | [27 empty] | 2025-11-13 09:29 | NULL |  |  | mhurlow1 | 2018-05-14 11:51 | mneeley | 2024-08-08 05:01 | No | No | No | No | No | Standing | None | None | None | No | No | No |  | No | 2025-11-13 09:29 |  | mneeley | 2025-11-13 09:29 | mneeley | 2025-11-13 09:29 | No Photo Available | No Photo Available | http://data.mapchannels.com/dualmaps6/map.htm?lat=39.114948&lng=-84.532648
08 | HAMILTON | HAM | IR | 00075 |  | 1.854 |  | SHAMIR00075**C | HAM-75-1.854 | 39.1151 | -84.5321 | 2025-12-31 | Active |  |  |  | State | HL0019236 |  |  | State | M3 | Conventional | [14 empty] | No | No | No |  | HPS | [27 empty] | 2026-03-17 15:38 | NULL |  |  | mhurlow1 | 2018-05-14 11:50 | mneeley | 2024-08-08 07:19 | No | No | Yes | No | No | Down | None | None | None | Yes | Yes | No | 12.5” bolt pattern. Tb1 or tb3. May need a new foundation if bolts don’t come off due to corrosion | Yes | 2026-03-17 15:38 |  | odotonline.net\rdixon5 | 2026-03-17 15:38 | odotonline.net\rdixon5 | 2026-03-17 15:38 | No Photo Available | No Photo Available | http://data.mapchannels.com/dualmaps6/map.htm?lat=39.115060&lng=-84.532062
08 | HAMILTON | HAM | IR | 00075 |  | 1.865 |  | SHAMIR00075**N | HAM-75-1.865 | 39.1157 | -84.5332 | 2025-12-31 | Active |  |  |  | State | HL0001389 |  |  | State | W11 | Conventional | [14 empty] | No | No | No |  | HPS | [27 empty] | 2025-11-13 09:29 | NULL |  |  | mhurlow1 | 2018-05-14 11:55 | mneeley | 2024-08-08 04:59 | No | No | No | No | No | Standing | None | None | None | No | No | No |  | No | 2025-11-13 09:29 |  | mneeley | 2025-11-13 09:29 | mneeley | 2025-11-13 09:29 | No Photo Available | No Photo Available | http://data.mapchannels.com/dualmaps6/map.htm?lat=39.115717&lng=-84.533209
08 | HAMILTON | HAM | IR | 00075 |  | 1.916 |  | SHAMIR00075**C | HAM-75-1.916 | 39.1158 | -84.5326 | 2025-12-31 | Active |  |  |  | State | HL0012310 |  |  | State | m2 | Conventional | [14 empty] | No | No | No |  | HPS | [27 empty] | 2025-11-13 09:38 | NULL |  |  | mhurlow1 | 2018-05-14 11:53 | mneeley | 2024-08-08 07:23 | No | No | No | No | No | Standing | None | None | None | No | No | No |  | No | 2025-11-13 09:38 |  | mneeley | 2025-11-13 09:38 | mneeley | 2025-11-13 09:38 | No Photo Available | No Photo Available | http://data.mapchannels.com/dualmaps6/map.htm?lat=39.115832&lng=-84.532648
08 | HAMILTON | HAM | IR | 00075 |  | 1.928 |  | SHAMIR00075**N | HAM-75-1.928 | 39.1165 | -84.5338 | 2025-12-31 | Active |  |  |  | State | HL0017814 |  |  | State | W10 | Conventional | [14 empty] | No | No | No |  | HPS | [27 empty] | 2025-11-13 09:29 | NULL |  |  | mhurlow1 | 2018-05-14 11:56 | mneeley | 2024-08-08 04:57 | No | No | No | No | No | Standing | None | None | None | No | No | No |  | No | 2025-11-13 09:29 |  | mneeley | 2025-11-13 09:29 | mneeley | 2025-11-13 09:29 | No Photo Available | No Photo Available | http://data.mapchannels.com/dualmaps6/map.htm?lat=39.116507&lng=-84.533812
08 | HAMILTON | HAM | IR | 00075 |  | 1.972 |  | SHAMIR00075**C | HAM-75-1.972 | 39.1165 | -84.5332 | 2025-12-31 | Active |  |  |  | State | HL0004193 |  |  | State | M1 | Conventional | [14 empty] | No | No | No |  | HPS | [27 empty] | 2025-11-13 09:38 | NULL |  |  | mhurlow1 | 2018-05-14 11:55 | mneeley | 2024-08-08 07:29 | No | No | No | No | No | Standing | None | None | None | No | No | No |  | No | 2025-11-13 09:38 |  | mneeley | 2025-11-13 09:38 | mneeley | 2025-11-13 09:38 | No Photo Available | No Photo Available | http://data.mapchannels.com/dualmaps6/map.htm?lat=39.116535&lng=-84.533180
08 | HAMILTON | HAM | IR | 00075 |  | 1.983 |  | SHAMIR00075**N | HAM-75-1.983 | 39.1172 | -84.5343 | 2025-12-31 | Active |  |  |  | State | HL0020822 |  |  | State | W9 | Conventional | [14 empty] | No | No | No |  | HPS | [27 empty] | 2025-11-13 09:28 | NULL |  |  | mhurlow1 | 2018-05-14 11:58 | mneeley | 2024-08-08 04:53 | No | No | No | No | No | Standing | None | None | None | No | No | No |  | No | 2025-11-13 09:28 |  | mneeley | 2025-11-13 09:29 | mneeley | 2025-11-13 09:29 | No Photo Available | No Photo Available | http://data.mapchannels.com/dualmaps6/map.htm?lat=39.117207&lng=-84.534319
08 | HAMILTON | HAM | IR | 00075 |  | 2.03 |  | SHAMIR00075**C | HAM-75-2.030 | 39.1173 | -84.5337 | 2025-12-31 | Active |  |  |  | State | HL0024923 |  |  | State | H1 | Conventional | [14 empty] | No | No | No |  | HPS | [27 empty] | 2025-11-13 09:38 | NULL |  |  | mhurlow1 | 2018-05-14 11:56 | mneeley | 2024-08-08 07:31 | No | No | No | No | No | Standing | None | None | None | No | No | No |  | No | 2025-11-13 09:38 |  | mneeley | 2025-11-13 09:38 | mneeley | 2025-11-13 09:38 | No Photo Available | No Photo Available | http://data.mapchannels.com/dualmaps6/map.htm?lat=39.117252&lng=-84.533731
08 | HAMILTON | HAM | IR | 00075 |  | 2.088 |  | SHAMIR00075**C | HAM-75-2.088 | 39.118 | -84.5343 | 2025-12-31 | Active |  |  |  | State | HL0004804 |  |  | State | H2 | Conventional | [14 empty] | No | No | No |  | HPS | [27 empty] | 2025-11-13 09:38 | NULL |  |  | mhurlow1 | 2018-05-14 11:59 | mneeley | 2024-08-08 07:33 | No | No | No | No | No | Standing | None | None | None | No | No | No |  | No | 2025-11-13 09:38 |  | mneeley | 2025-11-13 09:38 | mneeley | 2025-11-13 09:38 | No Photo Available | No Photo Available | http://data.mapchannels.com/dualmaps6/map.htm?lat=39.117972&lng=-84.534290
08 | HAMILTON | HAM | IR | 00075 |  | 2.145 |  | SHAMIR00075**C | HAM-75-2.145 | 39.1187 | -84.5348 | 2025-12-31 | Active |  |  |  | State | HL0012882 |  |  | State | H3 | Conventional | [14 empty] | No | No | No |  | HPS | [27 empty] | 2025-11-13 09:38 | NULL |  |  | mhurlow1 | 2018-05-14 12:00 | mneeley | 2024-08-08 07:43 | No | No | No | No | No | Standing | None | None | None | No | No | No |  | No | 2025-11-13 09:38 |  | mneeley | 2025-11-13 09:39 | mneeley | 2025-11-13 09:39 | No Photo Available | No Photo Available | http://data.mapchannels.com/dualmaps6/map.htm?lat=39.118712&lng=-84.534753
08 | HAMILTON | HAM | IR | 00075 |  | 2.196 |  | SHAMIR00075**C | HAM-75-2.196 | 39.1194 | -84.5351 | 2025-12-31 | Active |  |  |  | State | HL0021256 |  |  | State | H4 | Conventional | [14 empty] | No | No | No |  | HPS | [27 empty] | 2025-11-13 09:39 | NULL |  |  | mhurlow1 | 2018-05-14 12:01 | mneeley | 2024-08-20 02:21 | No | No | No | No | No | Standing | None | None | None | No | No | No |  | No | 2025-11-13 09:39 |  | mneeley | 2025-11-13 09:39 | mneeley | 2025-11-13 09:39 | No Photo Available | No Photo Available | http://data.mapchannels.com/dualmaps6/map.htm?lat=39.119384&lng=-84.535053
08 | HAMILTON | HAM | IR | 00075 |  | 2.203 |  | SHAMIR00075**N | HAM-75-2.203 | 39.1202 | -84.5358 | 2025-12-31 | Active |  |  |  | State | HL0022853 |  |  | State | W4 | Conventional | [14 empty] | No | No | No |  | HPS | [27 empty] | 2025-11-13 09:27 | NULL |  |  | mhurlow1 | 2018-05-14 12:03 | mneeley | 2024-08-08 04:38 | No | No | No | No | No | Standing | None | None | None | No | No | No |  | No | 2025-11-13 09:27 |  | mneeley | 2025-11-13 09:28 | mneeley | 2025-11-13 09:28 | No Photo Available | No Photo Available | http://data.mapchannels.com/dualmaps6/map.htm?lat=39.120189&lng=-84.535829
08 | HAMILTON | HAM | IR | 00075 |  | 2.25 |  | SHAMIR00075**C | HAM-75-2.250 | 39.1201 | -84.5352 | 2025-12-31 | Active |  |  |  | State | HL0012990 |  |  | State | H5 | Conventional | [14 empty] | No | No | No |  | HPS | [27 empty] | 2025-11-13 09:39 | NULL |  |  | mhurlow1 | 2018-05-14 12:02 | mneeley | 2024-08-20 02:24 | No | No | No | No | No | Standing | None | None | None | No | No | No |  | No | 2025-11-13 09:39 |  | mneeley | 2025-11-13 09:39 | mneeley | 2025-11-13 09:39 | No Photo Available | No Photo Available | http://data.mapchannels.com/dualmaps6/map.htm?lat=39.120145&lng=-84.535231
08 | HAMILTON | HAM | IR | 00075 |  | 2.26 |  | SHAMIR00075**N | HAM-75-2.260 | 39.121 | -84.5359 | 2025-12-31 | Active |  |  |  | State | HL0020984 |  |  | State | W3 | Conventional | [14 empty] | No | No | No |  | HPS | [27 empty] | 2025-11-13 09:27 | NULL |  |  | mhurlow1 | 2018-05-14 12:03 | mneeley | 2024-08-08 04:38 | No | No | No | No | No | Standing | None | None | None | No | No | No |  | No | 2025-11-13 09:27 |  | mneeley | 2025-11-13 09:27 | mneeley | 2025-11-13 09:27 | No Photo Available | No Photo Available | http://data.mapchannels.com/dualmaps6/map.htm?lat=39.121039&lng=-84.535867
08 | HAMILTON | HAM | IR | 00075 |  | 2.304 |  | SHAMIR00075**C | HAM-75-2.304 | 39.1209 | -84.5353 | 2025-12-31 | Active |  |  |  | State | HL0002930 |  |  | State | H6 | Conventional | [14 empty] | No | No | No |  | HPS | [27 empty] | 2025-11-13 09:39 | NULL |  |  | mhurlow1 | 2018-05-14 12:02 | mneeley | 2024-08-20 02:28 | No | No | No | No | No | Standing | None | None | None | No | No | No |  | No | 2025-11-13 09:39 |  | mneeley | 2025-11-13 09:39 | mneeley | 2025-11-13 09:39 | No Photo Available | No Photo Available | http://data.mapchannels.com/dualmaps6/map.htm?lat=39.120905&lng=-84.535290
08 | HAMILTON | HAM | IR | 00075 |  | 2.315 |  | SHAMIR00075**N | HAM-75-2.315 | 39.1218 | -84.5358 | 2025-12-31 | Active |  |  |  | State | HL0011191 |  |  | State | W2 | Conventional | [14 empty] | No | No | No |  | HPS | [27 empty] | 2025-11-13 05:12 | NULL |  |  | mhurlow1 | 2018-05-14 12:04 | mneeley | 2024-08-08 04:37 | No | No | No | No | No | Standing | None | None | None | No | No | No |  | No | 2025-11-13 05:12 |  | rdixon5 | 2025-11-13 05:13 | rdixon5 | 2025-11-13 05:13 | No Photo Available | No Photo Available | http://data.mapchannels.com/dualmaps6/map.htm?lat=39.121841&lng=-84.535824
08 | HAMILTON | HAM | IR | 00075 |  | 2.504 |  | SHAMIR00075**N | HAM-75-2.504 | 39.1246 | -84.5356 | 2025-12-31 | Active |  |  |  | State | HL0015114 |  |  | State |  | Conventional | [14 empty] | No | No | No |  | HPS | [28 empty] | NULL |  |  | mhurlow1 | 2018-05-14 12:39 | mhurlow1 | 2018-07-19 11:16 | [20 empty] | No Photo Available | No Photo Available | http://data.mapchannels.com/dualmaps6/map.htm?lat=39.124578&lng=-84.535600
08 | HAMILTON | HAM | IR | 00075 |  | 2.668 |  | SHAMIR00075**C | HAM-75-2.668 | 39.1262 | -84.5348 | 2025-12-31 | Active |  |  |  | State | HL0032625 |  |  | State |  | Tower | [14 empty] | No | No | No |  | HPS | [27 empty] | 2022-12-29 15:23 | 4 - Needs Inspected in 4 CY |  |  | COLLECTOR@D31_AG | 2019-01-01 05:00 | COLLECTOR@D31_AG | 2019-01-01 05:00 | No | No | No | No | No | Standing | None | None | None | No | No | No |  |  | 2022-12-29 15:23 |  | csonner1 | 2022-12-29 15:23 | csonner1 | 2022-12-29 15:23 | No Photo Available | No Photo Available | http://data.mapchannels.com/dualmaps6/map.htm?lat=39.126179&lng=-84.534777
08 | HAMILTON | HAM | IR | 00075 |  | 2.703 |  | SHAMIR00075**C | HAM-75-2.703 | 39.1267 | -84.5346 | 2025-12-31 | Active |  |  |  | State | HL0009537 |  |  | State | J1-2 | Low Mast | No | 4 | AT | A |  |  |  | 1 |  |  |  |  | No | No | No | No | No |  | LED | 1 | [26 empty] | 2025-11-13 09:26 | NULL |  |  | mhurlow1 | 2018-05-14 12:58 | jritchie2 | 2026-07-14 16:09 | No | No | No | No | No | Standing | None | None | None | No | No | No |  | No | 2025-11-13 09:26 |  | mneeley | 2025-11-13 09:27 | mneeley | 2025-11-13 09:27 | No Photo Available | No Photo Available | http://data.mapchannels.com/dualmaps6/map.htm?lat=39.126672&lng=-84.534622
08 | HAMILTON | HAM | IR | 00075 |  | 2.731 |  | SHAMIR00075**C | HAM-75-2.731 | 39.1271 | -84.5345 | 2025-12-31 | Active |  |  |  | State | HL0016357 |  |  | State | J1-3 | Low Mast | No | 4 | AT | A |  |  |  | 1 |  |  |  |  | No | No | No | No | No |  | LED | 1 | [26 empty] | 2025-11-13 09:26 | NULL |  |  | mhurlow1 | 2018-05-14 12:59 | jritchie2 | 2026-07-14 16:10 | No | No | No | No | No | Standing | None | None | None | No | No | No |  | No | 2025-11-13 09:26 |  | mneeley | 2025-11-13 09:26 | mneeley | 2025-11-13 09:26 | No Photo Available | No Photo Available | http://data.mapchannels.com/dualmaps6/map.htm?lat=39.127070&lng=-84.534485
08 | HAMILTON | HAM | IR | 00075 |  | 2.74 |  | SHAMIR00075**N | HAM-75-2.740 | 39.1278 | -84.5342 | 2025-12-31 | Active |  |  |  | State | HL0017867 |  |  | State | J1-5 | Low Mast | No | 4 | AT | A |  |  |  | 1 |  |  |  |  | No | No | No | No | No |  | LED | 1 | [26 empty] | 2025-11-13 09:26 | NULL |  |  | mhurlow1 | 2018-07-18 18:24 | jritchie2 | 2026-07-14 16:11 | No | No | No | No | No | Standing | None | None | None | No | No | No |  | No | 2025-11-13 09:26 |  | mneeley | 2025-11-13 09:26 | mneeley | 2025-11-13 09:26 | No Photo Available | No Photo Available | http://data.mapchannels.com/dualmaps6/map.htm?lat=39.127808&lng=-84.534169
08 | HAMILTON | HAM | IR | 00075 |  | 2.76 |  | SHAMIR00075**C | HAM-75-2.760 | 39.1275 | -84.5343 | 2025-12-31 | Active |  |  |  | State | HL0007677 |  |  | State | J1-4 | Low Mast | No | 4 | AT | A |  |  |  | 1 |  |  |  |  | No | No | No | No | No |  | LED | 1 | [26 empty] | 2025-11-13 09:26 | NULL |  |  | mhurlow1 | 2018-05-14 12:59 | jritchie2 | 2026-07-14 16:11 | No | No | No | No | No | Standing | None | None | None | No | No | No |  | No | 2025-11-13 09:26 |  | mneeley | 2025-11-13 09:26 | mneeley | 2025-11-13 09:26 | No Photo Available | No Photo Available | http://data.mapchannels.com/dualmaps6/map.htm?lat=39.127468&lng=-84.534313
08 | HAMILTON | HAM | IR | 00075 |  | 2.801 |  | SHAMIR00075**N | HAM-75-2.801 | 39.1286 | -84.5338 | 2025-12-31 | Active |  |  |  | State | HL0024195 |  |  | State | J1-7 | Low Mast | No | 4 | AT | A |  |  |  | 1 |  |  |  |  | No | No | Yes | No | No |  | LED | 1 | [26 empty] | 2025-11-13 09:25 | 7 - Needs Inspected in 7 CY |  |  | mhurlow1 | 2018-05-14 13:01 | jritchie2 | 2026-07-14 16:16 | No | No | No | No | No | Standing | None | None | None | No | No | No |  | No | 2025-11-13 09:25 |  | mneeley | 2025-11-13 09:26 | mneeley | 2025-11-13 09:26 | No Photo Available | No Photo Available | http://data.mapchannels.com/dualmaps6/map.htm?lat=39.128645&lng=-84.533783
08 | HAMILTON | HAM | IR | 00075 |  | 2.812 |  | SHAMIR00075**C | HAM-75-2.812 | 39.1282 | -84.534 | 2025-12-31 | Active |  |  |  | State | HL0016877 |  |  | State | J1-6 | Low Mast | No | 4 | AT | A |  |  |  | 1 |  |  |  |  | No | No | No | No | No |  | LED | 1 | [26 empty] | 2025-11-13 09:26 | NULL |  |  | mhurlow1 | 2018-05-14 13:01 | jritchie2 | 2026-07-14 16:12 | No | No | No | No | No | Standing | None | None | None | No | No | No |  | No | 2025-11-13 09:26 |  | mneeley | 2025-11-13 09:26 | mneeley | 2025-11-13 09:26 | No Photo Available | No Photo Available | http://data.mapchannels.com/dualmaps6/map.htm?lat=39.128182&lng=-84.533991
08 | HAMILTON | HAM | IR | 00075 |  | 2.86 |  | SHAMIR00075**N | HAM-75-2.860 | 39.1295 | -84.5334 | 2025-12-31 | Active |  |  |  | State | HL0008571 |  |  | State | J1-9 | Low Mast | No | 4 | AT | A |  |  |  | 1 |  |  |  |  | No | No | Yes | No | No |  | LED | 1 | [26 empty] | 2025-11-13 09:25 | 7 - Needs Inspected in 7 CY |  |  | mhurlow1 | 2018-07-18 18:23 | jritchie2 | 2026-07-14 16:16 | No | No | No | No | No | Standing | None | None | None | No | No | No |  | No | 2025-11-13 09:25 |  | mneeley | 2025-11-13 09:25 | mneeley | 2025-11-13 09:25 | No Photo Available | No Photo Available | http://data.mapchannels.com/dualmaps6/map.htm?lat=39.129460&lng=-84.533415
08 | HAMILTON | HAM | IR | 00075 |  | 2.883 |  | SHAMIR00075**C | HAM-75-2.883 | 39.1292 | -84.5335 | 2025-12-31 | Active |  |  |  | State | HL0010828 |  |  | State | J1-8 | Low Mast | No | 4 | AT | A |  |  |  | 1 |  |  |  |  | No | No | Yes | No | No |  | LED | 1 | [26 empty] | 2025-11-13 09:25 | 7 - Needs Inspected in 7 CY |  |  | mhurlow1 | 2018-05-14 13:02 | jritchie2 | 2026-07-14 16:16 | No | No | No | No | No | Standing | None | None | None | No | No | No |  | No | 2025-11-13 09:25 |  | mneeley | 2025-11-13 09:25 | mneeley | 2025-11-13 09:25 | No Photo Available | No Photo Available | http://data.mapchannels.com/dualmaps6/map.htm?lat=39.129157&lng=-84.533548
08 | HAMILTON | HAM | IR | 00075 |  | 2.903 |  | SHAMIR00075**N | HAM-75-2.903 | 39.1301 | -84.5332 | 2025-12-31 | Active |  |  |  | State | HL0001314 |  |  | State | J1-10 | Low Mast | No | 4 | AT | A |  |  |  | 1 |  |  |  |  | No | No | Yes | No | No |  | LED | 1 | [26 empty] | 2025-11-13 09:25 | 7 - Needs Inspected in 7 CY |  |  | mhurlow1 | 2018-05-14 13:04 | jritchie2 | 2026-07-14 16:16 | No | No | No | No | No | Standing | None | None | None | No | No | No |  | No | 2025-11-13 09:25 |  | mneeley | 2025-11-13 09:25 | mneeley | 2025-11-13 09:25 | No Photo Available | No Photo Available | http://data.mapchannels.com/dualmaps6/map.htm?lat=39.130051&lng=-84.533156
08 | HAMILTON | HAM | IR | 00075 |  | 2.981 |  | SHAMIR00075**C | HAM-75-2.981 | 39.1305 | -84.533 | 2025-12-31 | Active |  |  |  | State | HL0023454 |  |  | State | J1-11 | Low Mast | No | 4 | AT | A |  |  |  | 1 |  |  |  |  | No | No | Yes | No | No |  | LED | 1 | [26 empty] | 2025-11-13 09:25 | 7 - Needs Inspected in 7 CY |  |  | mhurlow1 | 2018-05-14 13:04 | jritchie2 | 2026-07-14 16:17 | No | No | No | No | No | Standing | None | None | None | No | No | No |  | No | 2025-11-13 09:25 |  | mneeley | 2025-11-13 09:25 | mneeley | 2025-11-13 09:25 | No Photo Available | No Photo Available | http://data.mapchannels.com/dualmaps6/map.htm?lat=39.130505&lng=-84.532966
08 | HAMILTON | HAM | IR | 00075 |  | 3.016 |  | SHAMIR00075**C | HAM-75-3.016 | 39.131 | -84.5328 | 2025-12-31 | Active |  |  |  | State | HL0005402 |  |  | State | J1-12 | Low Mast | No | 4 | AT | A |  |  |  | 1 |  |  |  |  | No | No | Yes | No | No |  | LED | 1 | [26 empty] | 2025-11-13 09:24 | 7 - Needs Inspected in 7 CY |  |  | mhurlow1 | 2018-07-18 18:22 | jritchie2 | 2026-07-14 16:15 | No | No | No | No | No | Standing | None | None | None | No | No | No |  | No | 2025-11-13 09:24 |  | mneeley | 2025-11-13 09:25 | mneeley | 2025-11-13 09:25 | No Photo Available | No Photo Available | http://data.mapchannels.com/dualmaps6/map.htm?lat=39.130981&lng=-84.532803
08 | HAMILTON | HAM | IR | 00075 |  | 3.05 |  | SHAMIR00075**C | HAM-75-3.050 | 39.1315 | -84.5327 | 2025-12-31 | Active |  |  |  | State | HL0023831 |  |  | State | J1-13 | Low Mast | No | 4 | AT | A |  |  |  | 1 |  |  |  |  | No | No | Yes | No | No |  | LED | 1 | [26 empty] | 2025-11-13 09:24 | 7 - Needs Inspected in 7 CY |  |  | mhurlow1 | 2018-05-14 13:06 | jritchie2 | 2026-07-14 16:17 | No | No | No | No | No | Standing | None | None | None | No | No | No |  | No | 2025-11-13 09:24 |  | mneeley | 2025-11-13 09:24 | mneeley | 2025-11-13 09:24 | No Photo Available | No Photo Available | http://data.mapchannels.com/dualmaps6/map.htm?lat=39.131460&lng=-84.532681
08 | HAMILTON | HAM | IR | 00075 |  | 3.066 |  | SHAMIR00075**N | HAM-75-3.066 | 39.1324 | -84.5326 | 2025-12-31 | Active |  |  |  | State | HL0004590 |  |  | State | J1-15 | Low Mast | No | 4 | AT | A |  |  |  | 1 |  |  |  |  | No | No | No | No | No |  | LED | 1 | [26 empty] | 2025-11-13 09:24 | NULL |  |  | mhurlow1 | 2018-05-14 13:16 | jritchie2 | 2026-07-14 16:18 | No | No | No | No | No | Standing | None | None | None | No | No | No |  | No | 2025-11-13 09:24 |  | mneeley | 2025-11-13 09:24 | mneeley | 2025-11-13 09:24 | No Photo Available | No Photo Available | http://data.mapchannels.com/dualmaps6/map.htm?lat=39.132397&lng=-84.532564
08 | HAMILTON | HAM | IR | 00075 |  | 3.079 |  | SHAMIR00075**C | HAM-75-3.079 | 39.1319 | -84.5326 | 2025-12-31 | Active |  |  |  | State | HL0014859 |  |  | State | J1-13 | Low Mast | No | 4 | AT | A |  |  |  | 1 |  |  |  |  | No | No | No | No | No |  | LED | 1 | [26 empty] | 2025-11-13 09:24 | NULL |  |  | mhurlow1 | 2018-05-14 13:07 | jritchie2 | 2026-07-14 16:18 | No | No | No | No | No | Standing | None | None | None | No | No | No |  | No | 2025-11-13 09:24 |  | mneeley | 2025-11-13 09:24 | mneeley | 2025-11-13 09:24 | No Photo Available | No Photo Available | http://data.mapchannels.com/dualmaps6/map.htm?lat=39.131866&lng=-84.532609
08 | HAMILTON | HAM | IR | 00075 |  | 3.142 |  | SHAMIR00075**C | HAM-75-3.142 | 39.1328 | -84.5325 | 2025-12-31 | Active |  |  |  | State | HL0018694 |  |  | State | J1-16 | Low Mast | No | 4 | AT | A |  |  |  | 1 |  |  |  |  | No | No | No | No | No |  | LED | 1 | [26 empty] | 2025-11-13 09:24 | NULL |  |  | mhurlow1 | 2018-05-14 13:16 | jritchie2 | 2026-07-14 16:19 | No | No | No | No | No | Standing | None | None | None | No | No | No |  | No | 2025-11-13 09:24 |  | mneeley | 2025-11-13 09:24 | mneeley | 2025-11-13 09:24 | No Photo Available | No Photo Available | http://data.mapchannels.com/dualmaps6/map.htm?lat=39.132769&lng=-84.532537
08 | HAMILTON | HAM | IR | 00075 |  | 3.169 |  | SHAMIR00075**C | HAM-75-3.169 | 39.1332 | -84.5326 | 2025-12-31 | Active |  |  |  | State | HL0019413 |  |  | State | J1-17 | Low Mast | No | 4 | AT | A |  |  |  | 1 |  |  |  |  | No | No | No | No | No |  | LED | 1 | [26 empty] | 2025-11-13 09:23 | NULL |  |  | mhurlow1 | 2018-05-14 13:17 | jritchie2 | 2026-07-14 16:20 | No | No | No | No | No | Standing | None | None | None | No | No | No |  | No | 2025-11-13 09:23 |  | mneeley | 2025-11-13 09:24 | mneeley | 2025-11-13 09:24 | No Photo Available | No Photo Available | http://data.mapchannels.com/dualmaps6/map.htm?lat=39.133154&lng=-84.532552
08 | HAMILTON | HAM | IR | 00075 |  | 3.17 |  | SHAMIR00075**N | HAM-75-3.170 | 39.1339 | -84.5327 | 2025-12-31 | Active |  |  |  | State | HL0004934 |  |  | State | J1-19 | Low Mast | No | 4 | AT | A |  |  |  | 1 |  |  |  |  | No | No | No | No | No |  | LED | 1 | [26 empty] | 2025-11-13 09:23 | NULL |  |  | mhurlow1 | 2018-08-01 14:02 | jritchie2 | 2026-07-14 16:21 | No | No | No | No | No | Standing | None | None | None | No | No | No |  | No | 2025-11-13 09:23 |  | mneeley | 2025-11-13 09:23 | mneeley | 2025-11-13 09:23 | No Photo Available | No Photo Available | http://data.mapchannels.com/dualmaps6/map.htm?lat=39.133916&lng=-84.532659
08 | HAMILTON | HAM | IR | 00075 |  | 3.195 |  | SHAMIR00075**C | HAM-75-3.195 | 39.1335 | -84.5326 | 2025-12-31 | Active |  |  |  | State | HL0005408 |  |  | State | J1-18 | Low Mast | No | 4 | AT | A |  |  |  | 1 |  |  |  |  | No | No | No | No | No |  | LED | 1 | [26 empty] | 2025-11-13 09:23 | NULL |  |  | mhurlow1 | 2018-05-14 13:17 | jritchie2 | 2026-07-14 16:20 | No | No | No | No | No | Standing | None | None | None | No | No | No |  | No | 2025-11-13 09:23 |  | mneeley | 2025-11-13 09:23 | mneeley | 2025-11-13 09:23 | No Photo Available | No Photo Available | http://data.mapchannels.com/dualmaps6/map.htm?lat=39.133527&lng=-84.532581
08 | HAMILTON | HAM | IR | 00075 |  | 3.203 |  | SHAMIR00075**N | HAM-75-3.203 | 39.1344 | -84.5328 | 2025-12-31 | Active |  |  |  | State | HL0032762 |  |  | State |  | Tower | [14 empty] | No | No | No |  | HPS | [27 empty] | 2022-01-05 05:25 | 4 - Needs Inspected in 4 CY |  |  | COLLECTOR@D31_AG | 2019-01-01 05:00 | COLLECTOR@D31_AG | 2019-01-01 05:00 | No | No | No | No | No | Standing | None | None | None | No | No | No |  |  | 2022-01-05 05:25 |  | rdixon5 | 2022-01-05 05:24 | rdixon5 | 2022-01-05 05:24 | No Photo Available | No Photo Available | http://data.mapchannels.com/dualmaps6/map.htm?lat=39.134397&lng=-84.532769
08 | HAMILTON | HAM | IR | 00075 |  | 3.259 |  | SHAMIR00075**N | HAM-75-3.259 | 39.1352 | -84.5331 | 2025-12-31 | Active |  |  |  | State | HL0032763 |  |  | State |  | Tower | [14 empty] | No | No | No |  | HPS | [27 empty] | 2022-01-05 05:23 | 4 - Needs Inspected in 4 CY |  |  | COLLECTOR@D31_AG | 2019-01-01 05:00 | COLLECTOR@D31_AG | 2019-01-01 05:00 | No | No | No | No | No | Standing | None | None | None | No | No | No |  |  | 2022-01-05 05:23 |  | rdixon5 | 2022-01-05 05:22 | rdixon5 | 2022-01-05 05:22 | No Photo Available | No Photo Available | http://data.mapchannels.com/dualmaps6/map.htm?lat=39.135189&lng=-84.533053
08 | HAMILTON | HAM | IR | 00075 |  | 3.312 |  | SHAMIR00075**N | HAM-75-3.312 | 39.1359 | -84.5333 | 2025-12-31 | Active |  |  |  | State | HL0032768 |  |  | State |  | Tower | [14 empty] | No | No | No |  | HPS | [27 empty] | 2022-01-05 05:23 | 4 - Needs Inspected in 4 CY |  |  | COLLECTOR@D31_AG | 2019-01-01 05:00 | COLLECTOR@D31_AG | 2019-01-01 05:00 | No | No | No | No | No | Standing | None | None | None | No | No | No |  |  | 2022-01-05 05:23 |  | rdixon5 | 2022-01-05 05:22 | rdixon5 | 2022-01-05 05:22 | No Photo Available | No Photo Available | http://data.mapchannels.com/dualmaps6/map.htm?lat=39.135925&lng=-84.533341
08 | HAMILTON | HAM | IR | 00075 |  | 3.358 |  | SHAMIR00075**N | HAM-75-3.358 | 39.1366 | -84.5336 | 2025-12-31 | Active |  |  |  | State | HL0032769 |  |  | State |  | Tower | [14 empty] | No | No | No |  | HPS | [27 empty] | 2022-01-05 05:20 | 4 - Needs Inspected in 4 CY |  |  | COLLECTOR@D31_AG | 2019-01-01 05:00 | COLLECTOR@D31_AG | 2019-01-01 05:00 | No | No | No | No | No | Standing | None | None | None | No | No | No |  |  | 2022-01-05 05:20 |  | rdixon5 | 2022-01-05 05:19 | rdixon5 | 2022-01-05 05:19 | No Photo Available | No Photo Available | http://data.mapchannels.com/dualmaps6/map.htm?lat=39.136572&lng=-84.533606
08 | HAMILTON | HAM | IR | 00075 |  | 3.443 |  | SHAMIR00075**N | HAM-75-3.443 | 39.1377 | -84.534 | 2025-12-31 | Active |  |  |  | State | HL0032770 |  |  | State |  | Tower | [14 empty] | No | No | No |  | HPS | [27 empty] | 2022-01-05 05:20 | 4 - Needs Inspected in 4 CY |  |  | COLLECTOR@D31_AG | 2019-01-01 05:00 | COLLECTOR@D31_AG | 2019-01-01 05:00 | No | No | No | No | No | Standing | None | None | None | No | No | No |  |  | 2022-01-05 05:20 |  | rdixon5 | 2022-01-05 05:19 | rdixon5 | 2022-01-05 05:19 | No Photo Available | No Photo Available | http://data.mapchannels.com/dualmaps6/map.htm?lat=39.137744&lng=-84.534031
08 | HAMILTON | HAM | IR | 00075 |  | 3.606 |  | SHAMIR00075**N | HAM-75-3.606 | 39.14 | -84.5347 | 2025-12-31 | Active |  |  |  | State | HL0032771 |  |  | State |  | Tower | [14 empty] | No | No | No |  | HPS | [27 empty] | 2022-01-05 05:17 | 4 - Needs Inspected in 4 CY |  |  | COLLECTOR@D31_AG | 2019-01-01 05:00 | COLLECTOR@D31_AG | 2019-01-01 05:00 | No | No | No | No | No | Standing | None | None | None | No | No | No |  |  | 2022-01-05 05:17 |  | rdixon5 | 2022-01-05 05:16 | rdixon5 | 2022-01-05 05:16 | No Photo Available | No Photo Available | http://data.mapchannels.com/dualmaps6/map.htm?lat=39.140044&lng=-84.534659
08 | HAMILTON | HAM | IR | 00075 |  | 3.712 |  | SHAMIR00075**C | HAM-75-3.712 | 39.1408 | -84.5348 | 2025-12-31 | Active |  |  |  | State | HL0032627 |  |  | State |  | Tower | [14 empty] | No | No | No |  | HPS | [27 empty] | 2022-01-05 05:17 | 4 - Needs Inspected in 4 CY |  |  | COLLECTOR@D31_AG | 2019-01-01 05:00 | COLLECTOR@D31_AG | 2019-01-01 05:00 | No | No | No | No | No | Standing | None | None | None | No | No | No |  |  | 2022-01-05 05:17 |  | rdixon5 | 2022-01-05 05:16 | rdixon5 | 2022-01-05 05:16 | No Photo Available | No Photo Available | http://data.mapchannels.com/dualmaps6/map.htm?lat=39.140791&lng=-84.534843
08 | HAMILTON | HAM | IR | 00075 |  | 3.752 |  | SHAMIR00075**C | HAM-75-3.752 | 39.1414 | -84.535 | 2025-12-31 | Active |  |  |  | State | HL0019324 |  |  | State | S1-9 | Low Mast | No | 4 | AT | A |  |  |  | 1 |  |  |  |  | No | No | No | No | No |  | LED | 1 | [26 empty] | 2025-11-13 04:32 | NULL |  |  | mhurlow1 | 2018-05-14 13:53 | jritchie2 | 2026-07-14 16:24 | No | No | No | No | No | Standing | None | None | None | No | No | No |  | No | 2025-11-13 04:32 |  | mneeley | 2025-11-13 04:32 | mneeley | 2025-11-13 04:32 | No Photo Available | No Photo Available | http://data.mapchannels.com/dualmaps6/map.htm?lat=39.141365&lng=-84.534983
08 | HAMILTON | HAM | IR | 00075 |  | 3.781 |  | SHAMIR00075**C | HAM-75-3.781 | 39.1418 | -84.5351 | 2025-12-31 | Active |  |  |  | State | HL0019168 |  |  | State | S1-10 | Low Mast | [14 empty] | No | No | No |  | HPS | [27 empty] | 2025-11-13 04:32 | NULL |  |  | mhurlow1 | 2018-05-14 13:54 | mneeley | 2024-08-08 03:04 | No | No | No | No | No | Standing | None | None | None | No | No | No |  | No | 2025-11-13 04:32 |  | mneeley | 2025-11-13 04:32 | mneeley | 2025-11-13 04:32 | No Photo Available | No Photo Available | http://data.mapchannels.com/dualmaps6/map.htm?lat=39.141764&lng=-84.535103
08 | HAMILTON | HAM | IR | 00075 |  | 3.804 |  | SHAMIR00075**C | HAM-75-3.804 | 39.1421 | -84.5352 | 2025-12-31 | Active |  |  |  | State | HL0003872 |  |  | State | S1-11 | Low Mast | [14 empty] | No | No | No |  | HPS | [27 empty] | 2025-11-13 04:32 | NULL |  |  | mhurlow1 | 2018-05-14 13:55 | mneeley | 2024-08-08 03:03 | No | No | No | No | No | Standing | None | None | None | No | No | No |  | No | 2025-11-13 04:32 |  | mneeley | 2025-11-13 04:33 | mneeley | 2025-11-13 04:33 | No Photo Available | No Photo Available | http://data.mapchannels.com/dualmaps6/map.htm?lat=39.142085&lng=-84.535219
08 | HAMILTON | HAM | IR | 00075 |  | 3.842 |  | SHAMIR00075**C | HAM-75-3.842 | 39.1426 | -84.5354 | 2025-12-31 | Active |  |  |  | State | HL0025887 |  |  | State | S1-12 | Low Mast | [14 empty] | No | No | No |  | HPS | [27 empty] | 2025-11-13 04:33 | NULL |  |  | mhurlow1 | 2018-05-14 13:56 | mneeley | 2024-08-08 03:01 | No | No | No | No | No | Standing | None | None | None | No | No | No |  | No | 2025-11-13 04:33 |  | mneeley | 2025-11-13 04:33 | mneeley | 2025-11-13 04:33 | No Photo Available | No Photo Available | http://data.mapchannels.com/dualmaps6/map.htm?lat=39.142614&lng=-84.535417
08 | HAMILTON | HAM | IR | 00075 |  | 3.859 |  | SHAMIR00075**C | HAM-75-3.859 | 39.1428 | -84.5355 | 2025-12-31 | Active |  |  |  | State | HL0022683 |  |  | State | S1-13 | Low Mast | [14 empty] | No | No | No |  | HPS | [27 empty] | 2025-11-13 09:22 | NULL |  |  | mhurlow1 | 2018-05-14 13:57 | mneeley | 2024-08-08 03:00 | No | No | No | No | No | Standing | None | None | None | No | No | No |  | No | 2025-11-13 09:22 |  | mneeley | 2025-11-13 09:22 | mneeley | 2025-11-13 09:22 | No Photo Available | No Photo Available | http://data.mapchannels.com/dualmaps6/map.htm?lat=39.142848&lng=-84.535528
08 | HAMILTON | HAM | IR | 00075 |  | 3.898 |  | SHAMIR00075**C | HAM-75-3.898 | 39.1434 | -84.5358 | 2025-12-31 | Active |  |  |  | State | HL0038958 |  |  | State | R1-1 | Low Mast | [14 empty] | No | No | No |  | HPS | [27 empty] | 2025-11-13 09:22 | NULL |  |  | mneeley | 2024-08-08 02:58 | mneeley | 2024-08-08 02:58 | No | No | No | No | No | Standing | None | None | None | No | No | No |  | No | 2025-11-13 09:22 |  | mneeley | 2025-11-13 09:22 | mneeley | 2025-11-13 09:22 | No Photo Available | No Photo Available | http://data.mapchannels.com/dualmaps6/map.htm?lat=39.143372&lng=-84.535793
08 | HAMILTON | HAM | IR | 00075 |  | 3.927 |  | SHAMIR00075**C | HAM-75-3.927 | 39.1437 | -84.536 | 2025-12-31 | Active |  |  |  | State | HL0038957 |  |  | State | R1-2 | Low Mast | [14 empty] | No | No | No |  | HPS | [27 empty] | 2025-11-13 09:22 | NULL |  |  | mneeley | 2024-08-08 02:57 | mneeley | 2024-08-08 02:57 | No | No | No | No | No | Standing | None | None | None | No | No | No |  | No | 2025-11-13 09:22 |  | mneeley | 2025-11-13 09:22 | mneeley | 2025-11-13 09:22 | No Photo Available | No Photo Available | http://data.mapchannels.com/dualmaps6/map.htm?lat=39.143748&lng=-84.536011
08 | HAMILTON | HAM | IR | 00075 |  | 3.952 |  | SHAMIR00075**N | HAM-75-3.952 | 39.1448 | -84.5368 | 2025-12-31 | Active |  |  |  | State | HL0038954 |  |  | State | R1-5 | Low Mast | No | 4 | AT | A |  |  |  | 1 |  |  |  |  | No | No | No | No | No |  | HPS | 1 | 200 | [25 empty] | 2025-11-13 09:21 | NULL |  |  | mneeley | 2024-08-08 02:53 | jritchie2 | 2026-07-14 16:38 | No | No | No | No | No | Standing | None | None | None | No | No | No |  | No | 2025-11-13 09:21 |  | mneeley | 2025-11-13 09:21 | mneeley | 2025-11-13 09:21 | No Photo Available | No Photo Available | http://data.mapchannels.com/dualmaps6/map.htm?lat=39.144783&lng=-84.536767
08 | HAMILTON | HAM | IR | 00075 |  | 3.955 |  | SHAMIR00075**C | HAM-75-3.955 | 39.1441 | -84.5362 | 2025-12-31 | Active |  |  |  | State | HL0038956 |  |  | State | R1-3 | Low Mast | [14 empty] | No | No | No |  | HPS | [27 empty] | 2025-11-13 09:22 | NULL |  |  | mneeley | 2024-08-08 02:56 | mneeley | 2024-08-08 02:56 | No | No | No | No | No | Standing | None | None | None | No | No | No |  | No | 2025-11-13 09:22 |  | mneeley | 2025-11-13 09:22 | mneeley | 2025-11-13 09:22 | No Photo Available | No Photo Available | http://data.mapchannels.com/dualmaps6/map.htm?lat=39.144113&lng=-84.536240
08 | HAMILTON | HAM | IR | 00075 |  | 3.981 |  | SHAMIR00075**N | HAM-75-3.981 | 39.1451 | -84.5371 | 2025-12-31 | Active |  |  |  | State | HL0038953 |  |  | State | R1-6 | Low Mast | No | 4 | AT | A |  |  |  | 1 |  |  |  |  | No | No | No | No | No |  | HPS | 1 | 200 | [25 empty] | 2025-11-13 09:21 | NULL |  |  | mneeley | 2024-08-08 02:52 | jritchie2 | 2026-07-14 16:39 | No | No | No | No | No | Standing | None | None | None | No | No | No |  | No | 2025-11-13 09:21 |  | mneeley | 2025-11-13 09:21 | mneeley | 2025-11-13 09:21 | No Photo Available | No Photo Available | http://data.mapchannels.com/dualmaps6/map.htm?lat=39.145124&lng=-84.537078
08 | HAMILTON | HAM | IR | 00075 |  | 3.982 |  | SHAMIR00075**C | HAM-75-3.982 | 39.1444 | -84.5365 | 2025-12-31 | Active |  |  |  | State | HL0038955 |  |  | State | R1-4 | Low Mast | No | 4 | AT | A |  |  |  | 1 |  |  |  |  | No | No | No | No | No |  | HPS | 1 | 200 | [25 empty] | 2025-11-13 09:21 | NULL |  |  | mneeley | 2024-08-08 02:55 | jritchie2 | 2026-07-14 16:37 | No | No | No | No | No | Standing | None | None | None | No | No | No |  | No | 2025-11-13 09:21 |  | mneeley | 2025-11-13 09:21 | mneeley | 2025-11-13 09:21 | No Photo Available | No Photo Available | http://data.mapchannels.com/dualmaps6/map.htm?lat=39.144448&lng=-84.536501
08 | HAMILTON | HAM | IR | 00075 |  | 4.008 |  | SHAMIR00075**N | HAM-75-4.008 | 39.1455 | -84.5374 | 2025-12-31 | Active |  |  |  | State | HL0038966 |  |  | State | R1-7 | Low Mast | No | 4 | AT | A |  |  |  | 1 |  |  |  |  | No | No | No | No | No |  | HPS | 1 | 200 | [25 empty] | 2025-11-13 09:21 | NULL |  |  | mneeley | 2024-08-08 02:50 | jritchie2 | 2026-07-14 16:40 | No | No | No | No | No | Standing | None | None | None | No | No | No |  | No | 2025-11-13 09:21 |  | mneeley | 2025-11-13 09:21 | mneeley | 2025-11-13 09:21 | No Photo Available | No Photo Available | http://data.mapchannels.com/dualmaps6/map.htm?lat=39.145455&lng=-84.537368
08 | HAMILTON | HAM | IR | 00075 |  | 4.043 |  | SHAMIR00075**N | HAM-75-4.043 | 39.1459 | -84.5377 | 2025-12-31 | Active |  |  |  | State | HL0038965 |  |  | State | R1-8 | Low Mast | [14 empty] | No | No | No |  | HPS | [27 empty] | 2025-11-13 09:20 | NULL |  |  | mneeley | 2024-08-08 02:48 | mneeley | 2024-08-08 02:48 | No | No | No | No | No | Standing | None | None | None | No | No | No |  | No | 2025-11-13 09:20 |  | mneeley | 2025-11-13 09:21 | mneeley | 2025-11-13 09:21 | No Photo Available | No Photo Available | http://data.mapchannels.com/dualmaps6/map.htm?lat=39.145878&lng=-84.537742
08 | HAMILTON | HAM | IR | 00075 |  | 4.19 |  | SHAMIR00075**C | HAM-75-4.190 | 39.1471 | -84.5384 | 2025-12-31 | Active |  |  |  | State | HL0032622 |  |  | State |  | Tower | [14 empty] | No | No | No |  | HPS | [27 empty] | 2022-01-07 02:20 | 4 - Needs Inspected in 4 CY |  |  | COLLECTOR@D31_AG | 2019-01-01 05:00 | COLLECTOR@D31_AG | 2019-01-01 05:00 | No | No | No | No | No | Standing | None | None | None | No | No | No |  |  | 2022-01-07 02:20 |  | rdixon5 | 2022-01-07 02:20 | rdixon5 | 2022-01-07 02:20 | No Photo Available | No Photo Available | http://data.mapchannels.com/dualmaps6/map.htm?lat=39.147080&lng=-84.538384
08 | HAMILTON | HAM | IR | 00075 |  | 4.243 |  | SHAMIR00075**C | HAM-75-4.243 | 39.1478 | -84.5388 | 2025-12-31 | Active |  |  |  | State | HL0032624 |  |  | State |  | Tower | [14 empty] | No | No | No |  | HPS | [27 empty] | 2022-01-07 02:20 | 4 - Needs Inspected in 4 CY |  |  | COLLECTOR@D31_AG | 2019-01-01 05:00 | COLLECTOR@D31_AG | 2019-01-01 05:00 | No | No | No | No | No | Standing | None | None | None | No | No | No |  |  | 2022-01-07 02:20 |  | rdixon5 | 2022-01-07 02:19 | rdixon5 | 2022-01-07 02:19 | No Photo Available | No Photo Available | http://data.mapchannels.com/dualmaps6/map.htm?lat=39.147764&lng=-84.538801
08 | HAMILTON | HAM | IR | 00075 |  | 4.289 |  | SHAMIR00075**C | HAM-75-4.289 | 39.1484 | -84.5391 | 2025-12-31 | Active |  |  |  | State | HL0032639 |  |  | State |  | Tower | [14 empty] | No | No | No |  | HPS | [27 empty] | 2022-01-07 02:19 | 4 - Needs Inspected in 4 CY |  |  | COLLECTOR@D31_AG | 2019-01-01 05:00 | COLLECTOR@D31_AG | 2019-01-01 05:00 | No | No | No | No | No | Standing | None | None | None | No | No | No |  |  | 2022-01-07 02:19 |  | rdixon5 | 2022-01-07 02:19 | rdixon5 | 2022-01-07 02:19 | No Photo Available | No Photo Available | http://data.mapchannels.com/dualmaps6/map.htm?lat=39.148351&lng=-84.539088
08 | HAMILTON | HAM | IR | 00075 |  | 4.332 |  | SHAMIR00075**C | HAM-75-4.332 | 39.1489 | -84.5393 | 2025-12-31 | Active |  |  |  | State | HL0032623 |  |  | State |  | Tower | [14 empty] | No | No | No |  | HPS | [27 empty] | 2022-01-07 02:19 | 4 - Needs Inspected in 4 CY |  |  | COLLECTOR@D31_AG | 2019-01-01 05:00 | COLLECTOR@D31_AG | 2019-01-01 05:00 | No | No | No | No | No | Standing | None | None | None | No | No | No |  |  | 2022-01-07 02:19 |  | rdixon5 | 2022-01-07 02:19 | rdixon5 | 2022-01-07 02:19 | No Photo Available | No Photo Available | http://data.mapchannels.com/dualmaps6/map.htm?lat=39.148928&lng=-84.539304
08 | HAMILTON | HAM | IR | 00075 |  | 4.349 |  | SHAMIR00075**C | HAM-75-4.349 | 39.1491 | -84.5395 | 2025-12-31 | Retired |  |  |  | State | HL0031764 |  |  | State | B 2 3 | Tower |  | 6 | [12 empty] | No | No | No | I-74 (no lock washers) | HPS | [28 empty] | NULL |  |  | darshan.singh | 2014-12-23 11:16 | darshan.singh | 2014-12-23 11:16 | No | No | No | No | No | Standing | None | None | None | No | No | No | None ¦ None |  | 2014-12-23 11:16 |  | darshan.singh | 2014-12-23 11:16 | darshan.singh | 2014-12-23 11:16 | No Photo Available | No Photo Available | http://data.mapchannels.com/dualmaps6/map.htm?lat=39.149131&lng=-84.539541
08 | HAMILTON | HAM | IR | 00075 |  | 4.435 |  | SHAMIR00075**C | HAM-75-4.435 | 39.1504 | -84.5396 | 2025-12-31 | Active |  |  |  | State | HL0031761 |  |  | State | B 2 4 | Tower |  | 6 | [12 empty] | No | No | No | I-74 (no lock washers, base half buried due constn | HPS | [27 empty] | 2022-01-07 02:20 | 4 - Needs Inspected in 4 CY |  |  | darshan.singh | 2014-12-23 11:11 | darshan.singh | 2014-12-23 11:18 | No | No | No | No | No | Standing | None | None | None | No | No | No |  |  | 2022-01-07 02:20 |  | rdixon5 | 2022-01-07 02:20 | rdixon5 | 2022-01-07 02:20 | No Photo Available | No Photo Available | http://data.mapchannels.com/dualmaps6/map.htm?lat=39.150358&lng=-84.539639
08 | HAMILTON | HAM | IR | 00075 |  | 4.653 |  | SHAMIR00075**C | HAM-75-4.653 | 39.1534 | -84.539 | 2025-12-31 | Active |  |  |  | State | HL0038952 |  |  | State | C1-1 | Low Mast | [14 empty] | No | No | No |  | HPS | [27 empty] | 2025-11-13 09:20 | NULL |  |  | mneeley | 2024-08-08 02:26 | mneeley | 2024-08-08 02:26 | No | No | No | No | No | Standing | None | None | None | No | No | No |  | No | 2025-11-13 09:20 |  | mneeley | 2025-11-13 09:20 | mneeley | 2025-11-13 09:20 | No Photo Available | No Photo Available | http://data.mapchannels.com/dualmaps6/map.htm?lat=39.153400&lng=-84.538977
08 | HAMILTON | HAM | IR | 00075 |  | 4.678 |  | SHAMIR00075**N | HAM-75-4.678 | 39.1543 | -84.5384 | 2025-12-31 | Active |  |  |  | State | HL0038963 |  |  | State | C1-3 | Low Mast | [14 empty] | No | No | No |  | HPS | [27 empty] | 2025-11-13 09:19 | NULL |  |  | mneeley | 2024-08-08 02:21 | mneeley | 2024-08-08 02:21 | No | No | No | No | No | Standing | None | None | None | No | No | No |  | No | 2025-11-13 09:19 |  | mneeley | 2025-11-13 09:20 | mneeley | 2025-11-13 09:20 | No Photo Available | No Photo Available | http://data.mapchannels.com/dualmaps6/map.htm?lat=39.154301&lng=-84.538430
08 | HAMILTON | HAM | IR | 00075 |  | 4.684 |  | SHAMIR00075**N | HAM-75-4.684 | 39.1544 | -84.5384 | 2025-12-31 | Active |  |  |  | State | HL0012536 |  |  | State |  | Conventional | [14 empty] | No | No | No |  | HPS | [28 empty] | NULL |  |  | mhurlow1 | 2018-08-01 14:56 | mhurlow1 | 2018-08-01 14:56 | [20 empty] | No Photo Available | No Photo Available | http://data.mapchannels.com/dualmaps6/map.htm?lat=39.154378&lng=-84.538366
08 | HAMILTON | HAM | IR | 00075 |  | 4.688 |  | SHAMIR00075**C | HAM-75-4.688 | 39.1539 | -84.5387 | 2025-12-31 | Active |  |  |  | State | HL0038964 |  |  | State | C1-2 | Low Mast | [14 empty] | No | No | No |  | HPS | [27 empty] | 2025-11-13 09:20 | NULL |  |  | mneeley | 2024-08-08 02:24 | mneeley | 2024-08-08 02:24 | No | No | No | No | No | Standing | None | None | None | No | No | No |  | No | 2025-11-13 09:20 |  | mneeley | 2025-11-13 09:20 | mneeley | 2025-11-13 09:20 | No Photo Available | No Photo Available | http://data.mapchannels.com/dualmaps6/map.htm?lat=39.153853&lng=-84.538690
08 | HAMILTON | HAM | IR | 00075 |  | 4.714 |  | SHAMIR00075**N | HAM-75-4.714 | 39.1548 | -84.5381 | 2025-12-31 | Active |  |  |  | State | HL0038962 |  |  | State | C1-4 | Low Mast | [14 empty] | No | No | No |  | HPS | [27 empty] | 2025-11-13 09:19 | NULL |  |  | mneeley | 2024-08-08 02:19 | mneeley | 2024-08-08 02:19 | No | No | No | No | No | Standing | None | None | None | No | No | No |  | No | 2025-11-13 09:19 |  | mneeley | 2025-11-13 09:19 | mneeley | 2025-11-13 09:19 | No Photo Available | No Photo Available | http://data.mapchannels.com/dualmaps6/map.htm?lat=39.154765&lng=-84.538095
08 | HAMILTON | HAM | IR | 00075 |  | 4.738 |  | SHAMIR00075**N | HAM-75-4.738 | 39.1551 | -84.5381 | 2025-12-31 | Active |  |  |  | State | HL0011531 |  |  | State |  | Conventional | [14 empty] | No | No | No |  | HPS | [28 empty] | NULL |  |  | mhurlow1 | 2018-08-01 15:00 | mhurlow1 | 2018-08-01 15:00 | [20 empty] | No Photo Available | No Photo Available | http://data.mapchannels.com/dualmaps6/map.htm?lat=39.155141&lng=-84.538073
08 | HAMILTON | HAM | IR | 00075 |  | 4.746 |  | SHAMIR00075**N | HAM-75-4.746 | 39.1552 | -84.5378 | 2025-12-31 | Active |  |  |  | State | HL0038961 |  |  | State | C1-5 | Low Mast | [14 empty] | No | No | No |  | HPS | [27 empty] | 2025-11-13 09:19 | NULL |  |  | mneeley | 2024-08-08 02:18 | mneeley | 2024-08-08 02:18 | No | No | No | No | No | Standing | None | None | None | No | No | No |  | No | 2025-11-13 09:19 |  | mneeley | 2025-11-13 09:19 | mneeley | 2025-11-13 09:19 | No Photo Available | No Photo Available | http://data.mapchannels.com/dualmaps6/map.htm?lat=39.155175&lng=-84.537824
08 | HAMILTON | HAM | IR | 00075 |  | 4.784 |  | SHAMIR00075**N | HAM-75-4.784 | 39.1556 | -84.5375 | 2025-12-31 | Active |  |  |  | State | HL0038960 |  |  | State | C1-6 | Low Mast | [14 empty] | No | No | No |  | HPS | [27 empty] | 2025-11-13 09:19 | NULL |  |  | mneeley | 2024-08-08 02:17 | mneeley | 2024-08-08 02:17 | No | No | No | No | No | Standing | None | None | None | No | No | No |  | No | 2025-11-13 09:19 |  | mneeley | 2025-11-13 09:19 | mneeley | 2025-11-13 09:19 | No Photo Available | No Photo Available | http://data.mapchannels.com/dualmaps6/map.htm?lat=39.155640&lng=-84.537461
08 | HAMILTON | HAM | IR | 00075 |  | 4.799 |  | SHAMIR00075**N | HAM-75-4.799 | 39.1559 | -84.5375 | 2025-12-31 | Active |  |  |  | State | HL0005757 |  |  | State |  | Conventional | [14 empty] | No | No | No |  | HPS | [28 empty] | NULL |  |  | mhurlow1 | 2018-05-14 18:43 | mhurlow1 | 2018-07-19 16:57 | [20 empty] | No Photo Available | No Photo Available | http://data.mapchannels.com/dualmaps6/map.htm?lat=39.155904&lng=-84.537471
08 | HAMILTON | HAM | IR | 00075 |  | 4.82 |  | SHAMIR00075**N | HAM-75-4.820 | 39.156 | -84.5371 | 2025-12-31 | Active |  |  |  | State | HL0038951 |  |  | State | C1-7 | Low Mast | [14 empty] | No | No | No |  | HPS | [27 empty] | 2025-11-13 09:18 | NULL |  |  | mneeley | 2024-08-08 02:15 | mneeley | 2024-08-08 02:15 | No | No | No | No | No | Standing | None | None | None | No | No | No |  | No | 2025-11-13 09:18 |  | mneeley | 2025-11-13 09:19 | mneeley | 2025-11-13 09:19 | No Photo Available | No Photo Available | http://data.mapchannels.com/dualmaps6/map.htm?lat=39.156045&lng=-84.537065
08 | HAMILTON | HAM | IR | 00075 |  | 4.821 |  | SHAMIR00075**N | HAM-75-4.821 | 39.1561 | -84.537 | 2025-12-31 | Active |  |  |  | State | HL0038959 |  |  | State | C1-7 | Low Mast | [14 empty] | No | No | No |  | HPS | [27 empty] | 2025-07-11 06:11 | NULL |  |  | mneeley | 2024-08-08 02:16 | mneeley | 2024-08-08 02:16 | No | No | No | No | No | Standing | None | None | None | No | No | No |  | No | 2025-07-11 06:11 |  | mneeley | 2025-07-11 06:11 | mneeley | 2025-07-11 06:11 | No Photo Available | https://collectorweb.dot.state.oh.us/arcgis/rest/services/HIGHWAY_LIGHTING/HighwayLighting_Reference/FeatureServer/7/556015/attachments/ | http://data.mapchannels.com/dualmaps6/map.htm?lat=39.156052&lng=-84.537037
08 | HAMILTON | HAM | IR | 00075 |  | 4.855 |  | SHAMIR00075**N | HAM-75-4.855 | 39.1564 | -84.5366 | 2025-12-31 | Active |  |  |  | State | HL0038949 |  |  | State | C1-8 | Low Mast | [14 empty] | No | No | No |  | HPS | [27 empty] | 2025-11-13 09:18 | NULL |  |  | mneeley | 2024-08-07 07:59 | mneeley | 2024-08-07 07:59 | No | No | No | No | No | Standing | None | None | None | No | No | No |  | No | 2025-11-13 09:18 |  | mneeley | 2025-11-13 09:18 | mneeley | 2025-11-13 09:18 | No Photo Available | No Photo Available | http://data.mapchannels.com/dualmaps6/map.htm?lat=39.156412&lng=-84.536611
08 | HAMILTON | HAM | IR | 00075 |  | 4.882 |  | SHAMIR00075**C | HAM-75-4.882 | 39.1561 | -84.5367 | 2025-12-31 | Active |  |  |  | State | HL0011411 |  |  | State |  | Conventional | [14 empty] | No | No | No |  | HPS | [28 empty] | NULL |  |  | mhurlow1 | 2018-05-14 18:44 | mhurlow1 | 2018-07-19 17:01 | [20 empty] | No Photo Available | No Photo Available | http://data.mapchannels.com/dualmaps6/map.htm?lat=39.156095&lng=-84.536662
08 | HAMILTON | HAM | IR | 00075 |  | 4.891 |  | SHAMIR00075**N | HAM-75-4.891 | 39.1567 | -84.5361 | 2025-12-31 | Active |  |  |  | State | HL0038948 |  |  | State | C1-9 | Low Mast | [14 empty] | No | No | No |  | HPS | [27 empty] | 2025-11-13 09:18 | NULL |  |  | mneeley | 2024-08-07 07:58 | mneeley | 2024-08-07 07:58 | No | No | No | No | No | Standing | None | None | None | No | No | No |  | No | 2025-11-13 09:18 |  | mneeley | 2025-11-13 09:18 | mneeley | 2025-11-13 09:18 | No Photo Available | No Photo Available | http://data.mapchannels.com/dualmaps6/map.htm?lat=39.156741&lng=-84.536100
08 | HAMILTON | HAM | IR | 00075 |  | 4.912 |  | SHAMIR00075**N | HAM-75-4.912 | 39.157 | -84.5359 | 2025-12-31 | Active |  |  |  | State | HL0013006 |  |  | State |  | Conventional | [14 empty] | No | No | No |  | HPS | [28 empty] | NULL |  |  | Dsnyder5 | 2018-06-07 19:15 | mhurlow1 | 2018-07-19 17:00 | [20 empty] | No Photo Available | No Photo Available | http://data.mapchannels.com/dualmaps6/map.htm?lat=39.157046&lng=-84.535889
08 | HAMILTON | HAM | IR | 00075 |  | 4.93 |  | SHAMIR00075**N | HAM-75-4.930 | 39.157 | -84.5355 | 2025-12-31 | Active |  |  |  | State | HL0038947 |  |  | State | D1-1 | Low Mast | [14 empty] | No | No | No |  | HPS | [27 empty] | 2025-11-13 09:18 | NULL |  |  | mneeley | 2024-08-07 07:57 | mneeley | 2024-08-07 07:57 | No | No | No | No | No | Standing | None | None | None | No | No | No |  | No | 2025-11-13 09:18 |  | mneeley | 2025-11-13 09:18 | mneeley | 2025-11-13 09:18 | No Photo Available | No Photo Available | http://data.mapchannels.com/dualmaps6/map.htm?lat=39.157029&lng=-84.535496
08 | HAMILTON | HAM | IR | 00075 |  | 4.944 |  | SHAMIR00075**C | HAM-75-4.944 | 39.1567 | -84.5358 | 2025-12-31 | Active |  |  |  | State | HL0008893 |  |  | State |  | Conventional | [14 empty] | No | No | No |  | HPS | [28 empty] | NULL |  |  | mhurlow1 | 2018-05-14 18:46 | mhurlow1 | 2018-07-19 17:00 | [20 empty] | No Photo Available | No Photo Available | http://data.mapchannels.com/dualmaps6/map.htm?lat=39.156663&lng=-84.535797
08 | HAMILTON | HAM | IR | 00075 |  | 4.962 |  | SHAMIR00075**N | HAM-75-4.962 | 39.1572 | -84.535 | 2025-12-31 | Active |  |  |  | State | HL0038928 |  |  | State | D1-2 | Low Mast | [14 empty] | No | No | No |  | HPS | [27 empty] | 2025-11-13 09:17 | NULL |  |  | mneeley | 2024-08-07 07:56 | mneeley | 2024-08-07 07:56 | No | No | No | No | No | Standing | None | None | None | No | No | No |  | No | 2025-11-13 09:17 |  | mneeley | 2025-11-13 09:18 | mneeley | 2025-11-13 09:18 | No Photo Available | No Photo Available | http://data.mapchannels.com/dualmaps6/map.htm?lat=39.157231&lng=-84.534976
08 | HAMILTON | HAM | IR | 00075 |  | 4.973 |  | SHAMIR00075**N | HAM-75-4.973 | 39.1575 | -84.5349 | 2025-12-31 | Active |  |  |  | State | HL0001007 |  |  | State |  | Conventional | [14 empty] | No | No | No |  | HPS | [28 empty] | NULL |  |  | mhurlow1 | 2018-05-14 18:47 | mhurlow1 | 2018-07-19 17:00 | [20 empty] | No Photo Available | No Photo Available | http://data.mapchannels.com/dualmaps6/map.htm?lat=39.157458&lng=-84.534879
08 | HAMILTON | HAM | IR | 00075 |  | 4.997 |  | SHAMIR00075**N | HAM-75-4.997 | 39.1574 | -84.5344 | 2025-12-31 | Active |  |  |  | State | HL0038927 |  |  | State | D1-3 | Low Mast | [14 empty] | No | No | No |  | HPS | [27 empty] | 2025-11-13 09:17 | NULL |  |  | mneeley | 2024-08-07 07:55 | mneeley | 2024-08-07 07:55 | No | No | No | No | No | Standing | None | None | None | No | No | No |  | No | 2025-11-13 09:17 |  | mneeley | 2025-11-13 09:17 | mneeley | 2025-11-13 09:17 | No Photo Available | No Photo Available | http://data.mapchannels.com/dualmaps6/map.htm?lat=39.157407&lng=-84.534359
08 | HAMILTON | HAM | IR | 00075 |  | 4.998 |  | SHAMIR00075**C | HAM-75-4.998 | 39.157 | -84.535 | 2025-12-31 | Active |  |  |  | State | HL0017052 |  |  | State |  | Conventional | [14 empty] | No | No | No |  | HPS | [28 empty] | NULL |  |  | Dsnyder5 | 2018-06-07 19:16 | mhurlow1 | 2018-07-19 17:00 | [20 empty] | No Photo Available | No Photo Available | http://data.mapchannels.com/dualmaps6/map.htm?lat=39.157048&lng=-84.534953
08 | HAMILTON | HAM | IR | 00075 |  | 5.033 |  | SHAMIR00075**N | HAM-75-5.033 | 39.1577 | -84.5338 | 2025-12-31 | Active |  |  |  | State | HL0019380 |  |  | State |  | Conventional | [14 empty] | No | No | No |  | HPS | [28 empty] | NULL |  |  | mhurlow1 | 2018-05-14 18:48 | mhurlow1 | 2018-07-19 17:00 | [20 empty] | No Photo Available | No Photo Available | http://data.mapchannels.com/dualmaps6/map.htm?lat=39.157714&lng=-84.533780
08 | HAMILTON | HAM | IR | 00075 |  | 5.036 |  | SHAMIR00075**N | HAM-75-5.036 | 39.1575 | -84.5337 | 2025-12-31 | Active |  |  |  | State | HL0038946 |  |  | State | D1-4 | Low Mast | [14 empty] | No | No | No |  | HPS | [27 empty] | 2025-11-13 09:17 | NULL |  |  | mneeley | 2024-08-07 07:54 | mneeley | 2024-08-07 07:54 | No | No | No | No | No | Standing | None | None | None | No | No | No |  | No | 2025-11-13 09:17 |  | mneeley | 2025-11-13 09:17 | mneeley | 2025-11-13 09:17 | No Photo Available | No Photo Available | http://data.mapchannels.com/dualmaps6/map.htm?lat=39.157540&lng=-84.533664
08 | HAMILTON | HAM | IR | 00075 |  | 5.059 |  | SHAMIR00075**C | HAM-75-5.059 | 39.1573 | -84.5339 | 2025-12-31 | Active |  |  |  | State | HL0004605 |  |  | State |  | Conventional | [14 empty] | No | No | No |  | HPS | [28 empty] | NULL |  |  | mhurlow1 | 2018-05-14 18:48 | mhurlow1 | 2018-07-19 17:00 | [20 empty] | No Photo Available | No Photo Available | http://data.mapchannels.com/dualmaps6/map.htm?lat=39.157318&lng=-84.533906
08 | HAMILTON | HAM | IR | 00075 |  | 5.068 |  | SHAMIR00075**N | HAM-75-5.068 | 39.1576 | -84.5331 | 2025-12-31 | Active |  |  |  | State | HL0038945 |  |  | State | D1-5 | Low Mast | [14 empty] | No | No | No |  | HPS | [27 empty] | 2025-11-13 09:17 | NULL |  |  | mneeley | 2024-08-07 07:53 | mneeley | 2024-08-07 07:53 | No | No | No | No | No | Standing | None | None | None | No | No | No |  | No | 2025-11-13 09:17 |  | mneeley | 2025-11-13 09:17 | mneeley | 2025-11-13 09:17 | No Photo Available | No Photo Available | http://data.mapchannels.com/dualmaps6/map.htm?lat=39.157625&lng=-84.533084
08 | HAMILTON | HAM | IR | 00075 |  | 5.094 |  | SHAMIR00075**N | HAM-75-5.094 | 39.1579 | -84.5327 | 2025-12-31 | Active |  |  |  | State | HL0023052 |  |  | State |  | Conventional | [14 empty] | No | No | No |  | HPS | [28 empty] | NULL |  |  | mhurlow1 | 2018-05-14 18:49 | mhurlow1 | 2018-07-19 17:00 | [20 empty] | No Photo Available | No Photo Available | http://data.mapchannels.com/dualmaps6/map.htm?lat=39.157869&lng=-84.532659
08 | HAMILTON | HAM | IR | 00075 |  | 5.103 |  | SHAMIR00075**N | HAM-75-5.103 | 39.1577 | -84.5324 | 2025-12-31 | Active |  |  |  | State | HL0038944 |  |  | State | D1-6 | Low Mast | [14 empty] | No | No | No |  | HPS | [27 empty] | 2025-11-13 09:16 | NULL |  |  | mneeley | 2024-08-07 07:53 | mneeley | 2024-08-07 07:53 | No | No | No | No | No | Standing | None | None | None | No | No | No |  | No | 2025-11-13 09:16 |  | mneeley | 2025-11-13 09:17 | mneeley | 2025-11-13 09:17 | No Photo Available | No Photo Available | http://data.mapchannels.com/dualmaps6/map.htm?lat=39.157718&lng=-84.532445
08 | HAMILTON | HAM | IR | 00075 |  | 5.12 |  | SHAMIR00075**C | HAM-75-5.120 | 39.1575 | -84.5328 | 2025-12-31 | Active |  |  |  | State | HL0016279 |  |  | State |  | Conventional | [14 empty] | No | No | No |  | HPS | [28 empty] | NULL |  |  | mhurlow1 | 2018-05-14 18:49 | mhurlow1 | 2018-07-19 17:00 | [20 empty] | No Photo Available | No Photo Available | http://data.mapchannels.com/dualmaps6/map.htm?lat=39.157482&lng=-84.532788
08 | HAMILTON | HAM | IR | 00075 |  | 5.138 |  | SHAMIR00075**N | HAM-75-5.138 | 39.1578 | -84.5318 | 2025-12-31 | Active |  |  |  | State | HL0038926 |  |  | State | D1-7 | Low Mast | [14 empty] | No | No | No |  | HPS | [27 empty] | 2025-11-13 09:16 | NULL |  |  | mneeley | 2024-08-07 07:51 | mneeley | 2024-08-07 07:51 | No | No | No | No | No | Standing | None | None | None | No | No | No |  | No | 2025-11-13 09:16 |  | mneeley | 2025-11-13 09:16 | mneeley | 2025-11-13 09:16 | No Photo Available | No Photo Available | http://data.mapchannels.com/dualmaps6/map.htm?lat=39.157825&lng=-84.531813
08 | HAMILTON | HAM | IR | 00075 |  | 5.154 |  | SHAMIR00075**N | HAM-75-5.154 | 39.158 | -84.5316 | 2025-12-31 | Active |  |  |  | State | HL0003567 |  |  | State |  | Conventional | [14 empty] | No | No | No |  | HPS | [28 empty] | NULL |  |  | mhurlow1 | 2018-05-14 18:50 | mhurlow1 | 2018-07-19 17:00 | [20 empty] | No Photo Available | No Photo Available | http://data.mapchannels.com/dualmaps6/map.htm?lat=39.158046&lng=-84.531573
08 | HAMILTON | HAM | IR | 00075 |  | 5.173 |  | SHAMIR00075**N | HAM-75-5.173 | 39.158 | -84.5312 | 2025-12-31 | Active |  |  |  | State | HL0038925 |  |  | State | D1-8 | Low Mast | [14 empty] | No | No | No |  | HPS | [27 empty] | 2025-11-12 09:11 | NULL |  |  | mneeley | 2024-08-07 07:50 | mneeley | 2024-08-07 07:50 | No | No | No | No | No | Standing | None | None | None | No | No | No |  | No | 2025-11-12 09:11 |  | rdixon5 | 2025-11-12 09:11 | rdixon5 | 2025-11-12 09:11 | No Photo Available | No Photo Available | http://data.mapchannels.com/dualmaps6/map.htm?lat=39.157954&lng=-84.531174
08 | HAMILTON | HAM | IR | 00075 |  | 5.184 |  | SHAMIR00075**C | HAM-75-5.184 | 39.1577 | -84.5316 | 2025-12-31 | Active |  |  |  | State | HL0003759 |  |  | State |  | Conventional | [14 empty] | No | No | No |  | HPS | [28 empty] | NULL |  |  | mhurlow1 | 2018-05-14 18:50 | mhurlow1 | 2018-07-19 17:00 | [20 empty] | No Photo Available | No Photo Available | http://data.mapchannels.com/dualmaps6/map.htm?lat=39.157653&lng=-84.531613
08 | HAMILTON | HAM | IR | 00075 |  | 5.208 |  | SHAMIR00075**N | HAM-75-5.208 | 39.1581 | -84.5306 | 2025-12-31 | Active |  |  |  | State | HL0038943 |  |  | State | D1-9 | Low Mast | [14 empty] | No | No | No |  | HPS | [27 empty] | 2025-11-12 09:11 | NULL |  |  | mneeley | 2024-08-07 07:49 | mneeley | 2024-08-07 07:49 | No | No | No | No | No | Standing | None | None | None | No | No | No |  | No | 2025-11-12 09:11 |  | rdixon5 | 2025-11-12 09:11 | rdixon5 | 2025-11-12 09:11 | No Photo Available | No Photo Available | http://data.mapchannels.com/dualmaps6/map.htm?lat=39.158120&lng=-84.530560
08 | HAMILTON | HAM | IR | 00075 |  | 5.215 |  | SHAMIR00075**N | HAM-75-5.215 | 39.1583 | -84.5305 | 2025-12-31 | Active |  |  |  | State | HL0018945 |  |  | State |  | Conventional | [14 empty] | No | No | No |  | HPS | [28 empty] | NULL |  |  | mhurlow1 | 2018-05-14 18:51 | mhurlow1 | 2018-07-19 17:00 | [20 empty] | No Photo Available | No Photo Available | http://data.mapchannels.com/dualmaps6/map.htm?lat=39.158315&lng=-84.530502
08 | HAMILTON | HAM | IR | 00075 |  | 5.243 |  | SHAMIR00075**N | HAM-75-5.243 | 39.1583 | -84.5299 | 2025-12-31 | Active |  |  |  | State | HL0038942 |  |  | State | D1-10 | Low Mast | [14 empty] | No | No | No |  | HPS | [27 empty] | 2025-11-13 04:05 | NULL |  |  | mneeley | 2024-08-07 07:48 | mneeley | 2024-08-07 07:48 | No | No | No | No | No | Standing | None | None | None | No | No | No |  | No | 2025-11-13 04:05 |  | rdixon5 | 2025-11-13 04:05 | rdixon5 | 2025-11-13 04:05 | No Photo Available | No Photo Available | http://data.mapchannels.com/dualmaps6/map.htm?lat=39.158316&lng=-84.529947
08 | HAMILTON | HAM | IR | 00075 |  | 5.245 |  | SHAMIR00075**C | HAM-75-5.245 | 39.1579 | -84.5305 | 2025-12-31 | Active |  |  |  | State | HL0025124 |  |  | State |  | Conventional | [14 empty] | No | No | No |  | HPS | [28 empty] | NULL |  |  | mhurlow1 | 2018-05-14 18:51 | mhurlow1 | 2018-07-19 17:00 | [20 empty] | No Photo Available | No Photo Available | http://data.mapchannels.com/dualmaps6/map.htm?lat=39.157930&lng=-84.530513
08 | HAMILTON | HAM | IR | 00075 |  | 5.276 |  | SHAMIR00075**N | HAM-75-5.276 | 39.1587 | -84.5295 | 2025-12-31 | Active |  |  |  | State | HL0008851 |  |  | State |  | Conventional | [14 empty] | No | No | No |  | HPS | [28 empty] | NULL |  |  | mhurlow1 | 2018-05-14 18:52 | mhurlow1 | 2018-07-19 17:02 | [20 empty] | No Photo Available | No Photo Available | http://data.mapchannels.com/dualmaps6/map.htm?lat=39.158684&lng=-84.529482
08 | HAMILTON | HAM | IR | 00075 |  | 5.281 |  | SHAMIR00075**N | HAM-75-5.281 | 39.1586 | -84.5293 | 2025-12-31 | Active |  |  |  | State | HL0038924 |  |  | State | E1-1 | Low Mast | [14 empty] | No | No | No |  | HPS | [27 empty] | 2025-11-12 09:12 | NULL |  |  | mneeley | 2024-08-07 07:47 | mneeley | 2024-08-07 07:47 | No | No | No | No | No | Standing | None | None | None | No | No | No |  | No | 2025-11-12 09:12 |  | rdixon5 | 2025-11-12 09:12 | rdixon5 | 2025-11-12 09:12 | No Photo Available | No Photo Available | http://data.mapchannels.com/dualmaps6/map.htm?lat=39.158552&lng=-84.529292
08 | HAMILTON | HAM | IR | 00075 |  | 5.304 |  | SHAMIR00075**C | HAM-75-5.304 | 39.1583 | -84.5295 | 2025-12-31 | Active |  |  |  | State | HL0002833 |  |  | State |  | Conventional | [14 empty] | No | No | No |  | HPS | [28 empty] | NULL |  |  | mhurlow1 | 2018-05-14 18:52 | mhurlow1 | 2018-07-19 17:02 | [20 empty] | No Photo Available | No Photo Available | http://data.mapchannels.com/dualmaps6/map.htm?lat=39.158283&lng=-84.529495
08 | HAMILTON | HAM | IR | 00075 |  | 5.313 |  | SHAMIR00075**N | HAM-75-5.313 | 39.1587 | -84.5288 | 2025-12-31 | Active |  |  |  | State | HL0038923 |  |  | State | E1-2 | Low Mast | [14 empty] | No | No | No |  | HPS | [27 empty] | 2025-11-12 09:12 | NULL |  |  | mneeley | 2024-08-07 07:46 | mneeley | 2024-08-07 07:46 | No | No | No | No | No | Standing | None | None | None | No | No | No |  | No | 2025-11-12 09:12 |  | rdixon5 | 2025-11-12 09:13 | rdixon5 | 2025-11-12 09:13 | No Photo Available | No Photo Available | http://data.mapchannels.com/dualmaps6/map.htm?lat=39.158748&lng=-84.528765
08 | HAMILTON | HAM | IR | 00075 |  | 5.339 |  | SHAMIR00075**N | HAM-75-5.339 | 39.1591 | -84.5284 | 2025-12-31 | Active |  |  |  | State | HL0001653 |  |  | State |  | Conventional | [14 empty] | No | No | No |  | HPS | [28 empty] | NULL |  |  | mhurlow1 | 2018-05-14 18:56 | mhurlow1 | 2018-08-01 15:07 | [20 empty] | No Photo Available | No Photo Available | http://data.mapchannels.com/dualmaps6/map.htm?lat=39.159072&lng=-84.528431
08 | HAMILTON | HAM | IR | 00075 |  | 5.347 |  | SHAMIR00075**N | HAM-75-5.347 | 39.159 | -84.5282 | 2025-12-31 | Active |  |  |  | State | HL0038922 |  |  | State | E1-3 | Low Mast | [14 empty] | No | No | No |  | HPS | [27 empty] | 2025-11-12 09:13 | NULL |  |  | mneeley | 2024-08-07 07:46 | mneeley | 2024-08-07 07:46 | No | No | No | No | No | Standing | None | None | None | No | No | No |  | No | 2025-11-12 09:13 |  | rdixon5 | 2025-11-12 09:13 | rdixon5 | 2025-11-12 09:13 | No Photo Available | No Photo Available | http://data.mapchannels.com/dualmaps6/map.htm?lat=39.158965&lng=-84.528189
08 | HAMILTON | HAM | IR | 00075 |  | 5.351 |  | SHAMIR00075**C | HAM-75-5.351 | 39.1586 | -84.5287 | 2025-12-31 | Active |  |  |  | State | HL0003737 |  |  | State |  | Conventional | [14 empty] | No | No | No |  | HPS | [28 empty] | NULL |  |  | mhurlow1 | 2018-05-14 18:54 | mhurlow1 | 2018-07-19 17:02 | [20 empty] | No Photo Available | No Photo Available | http://data.mapchannels.com/dualmaps6/map.htm?lat=39.158575&lng=-84.528708
08 | HAMILTON | HAM | IR | 00075 |  | 5.382 |  | SHAMIR00075**N | HAM-75-5.382 | 39.1592 | -84.5276 | 2025-12-31 | Active |  |  |  | State | HL0038921 |  |  | State | E1-4 | Low Mast | [14 empty] | No | No | No |  | HPS | [27 empty] | 2025-11-12 09:13 | NULL |  |  | mneeley | 2024-08-07 07:45 | mneeley | 2024-08-07 07:45 | No | No | No | No | No | Standing | None | None | None | No | No | No |  | No | 2025-11-12 09:13 |  | rdixon5 | 2025-11-12 09:13 | rdixon5 | 2025-11-12 09:13 | No Photo Available | No Photo Available | http://data.mapchannels.com/dualmaps6/map.htm?lat=39.159188&lng=-84.527609
08 | HAMILTON | HAM | IR | 00075 |  | 5.417 |  | SHAMIR00075**N | HAM-75-5.417 | 39.1594 | -84.527 | 2025-12-31 | Active |  |  |  | State | HL0038920 |  |  | State | E1-5 | Low Mast | [14 empty] | No | No | No |  | HPS | [27 empty] | 2025-11-12 09:13 | NULL |  |  | mneeley | 2024-08-07 07:44 | mneeley | 2024-08-07 07:44 | No | No | No | No | No | Standing | None | None | None | No | No | No |  | No | 2025-11-12 09:13 |  | rdixon5 | 2025-11-12 09:13 | rdixon5 | 2025-11-12 09:13 | No Photo Available | No Photo Available | http://data.mapchannels.com/dualmaps6/map.htm?lat=39.159410&lng=-84.527023
08 | HAMILTON | HAM | IR | 00075 |  | 5.421 |  | SHAMIR00075**N | HAM-75-5.421 | 39.1596 | -84.527 | 2025-12-31 | Active |  |  |  | State | HL0014873 |  |  | State |  | Conventional | [14 empty] | No | No | No |  | HPS | [28 empty] | NULL |  |  | mhurlow1 | 2018-05-14 18:59 | mhurlow1 | 2018-07-19 17:02 | [20 empty] | No Photo Available | No Photo Available | http://data.mapchannels.com/dualmaps6/map.htm?lat=39.159596&lng=-84.527045
08 | HAMILTON | HAM | IR | 00075 |  | 5.453 |  | SHAMIR00075**N | HAM-75-5.453 | 39.1596 | -84.5264 | 2025-12-31 | Active |  |  |  | State | HL0038919 |  |  | State | E1-6 | Low Mast | [14 empty] | No | No | No |  | HPS | [27 empty] | 2025-11-12 09:14 | NULL |  |  | mneeley | 2024-08-07 07:43 | mneeley | 2024-08-07 07:43 | No | No | No | No | No | Standing | None | None | None | No | No | No |  | No | 2025-11-12 09:14 |  | rdixon5 | 2025-11-12 09:14 | rdixon5 | 2025-11-12 09:14 | No Photo Available | No Photo Available | http://data.mapchannels.com/dualmaps6/map.htm?lat=39.159634&lng=-84.526424
08 | HAMILTON | HAM | IR | 00075 |  | 5.463 |  | SHAMIR00075**N | HAM-75-5.463 | 39.1599 | -84.5264 | 2025-12-31 | Active |  |  |  | State | HL0016999 |  |  | State |  | Conventional | [14 empty] | No | No | No |  | HPS | [28 empty] | NULL |  |  | mhurlow1 | 2018-05-14 18:59 | mhurlow1 | 2018-07-19 17:02 | [20 empty] | No Photo Available | No Photo Available | http://data.mapchannels.com/dualmaps6/map.htm?lat=39.159870&lng=-84.526358
08 | HAMILTON | HAM | IR | 00075 |  | 5.488 |  | SHAMIR00075**N | HAM-75-5.488 | 39.1599 | -84.5258 | 2025-12-31 | Active |  |  |  | State | HL0038918 |  |  | State | E1-7 | Low Mast | [14 empty] | No | No | No |  | HPS | [27 empty] | 2025-11-12 09:14 | NULL |  |  | mneeley | 2024-08-07 07:42 | mneeley | 2024-08-07 07:42 | No | No | No | No | No | Standing | None | None | None | No | No | No |  | No | 2025-11-12 09:14 |  | rdixon5 | 2025-11-12 09:14 | rdixon5 | 2025-11-12 09:14 | No Photo Available | No Photo Available | http://data.mapchannels.com/dualmaps6/map.htm?lat=39.159861&lng=-84.525828
08 | HAMILTON | HAM | IR | 00075 |  | 5.527 |  | SHAMIR00075**N | HAM-75-5.527 | 39.1601 | -84.5252 | 2025-12-31 | Active |  |  |  | State | HL0038917 |  |  | State | E1-9 | Low Mast | [14 empty] | No | No | No |  | HPS | [27 empty] | 2025-11-12 09:14 | NULL |  |  | mneeley | 2024-08-07 07:39 | mneeley | 2024-08-07 07:39 | No | No | No | No | No | Standing | None | None | None | No | No | No |  | No | 2025-11-12 09:14 |  | rdixon5 | 2025-11-12 09:14 | rdixon5 | 2025-11-12 09:14 | No Photo Available | No Photo Available | http://data.mapchannels.com/dualmaps6/map.htm?lat=39.160109&lng=-84.525174
08 | HAMILTON | HAM | IR | 00075 |  | 5.558 |  | SHAMIR00075**N | HAM-75-5.558 | 39.1603 | -84.5247 | 2025-12-31 | Active |  |  |  | State | HL0038916 |  |  | State | E1-9 | Low Mast | [14 empty] | No | No | No |  | HPS | [27 empty] | 2025-11-12 09:14 | NULL |  |  | mneeley | 2024-08-07 07:38 | mneeley | 2024-08-07 07:38 | No | No | No | No | No | Standing | None | None | None | No | No | No |  | No | 2025-11-12 09:14 |  | rdixon5 | 2025-11-12 09:14 | rdixon5 | 2025-11-12 09:14 | No Photo Available | No Photo Available | http://data.mapchannels.com/dualmaps6/map.htm?lat=39.160305&lng=-84.524662
08 | HAMILTON | HAM | IR | 00075 |  | 5.593 |  | SHAMIR00075**N | HAM-75-5.593 | 39.1605 | -84.5241 | 2025-12-31 | Active |  |  |  | State | HL0038941 |  |  | State | E1-10 | Low Mast | [14 empty] | No | No | No |  | HPS | [27 empty] | 2025-11-12 09:15 | NULL |  |  | mneeley | 2024-08-07 07:36 | mneeley | 2024-08-07 07:36 | No | No | No | No | No | Standing | None | None | None | No | No | No |  | No | 2025-11-12 09:15 |  | rdixon5 | 2025-11-12 09:15 | rdixon5 | 2025-11-12 09:15 | No Photo Available | No Photo Available | http://data.mapchannels.com/dualmaps6/map.htm?lat=39.160530&lng=-84.524078
08 | HAMILTON | HAM | IR | 00075 |  | 5.629 |  | SHAMIR00075**N | HAM-75-5.629 | 39.1608 | -84.5235 | 2025-12-31 | Active |  |  |  | State | HL0038940 |  |  | State | E1-11 | Low Mast | [14 empty] | No | No | No |  | HPS | [27 empty] | 2025-11-12 09:15 | NULL |  |  | mneeley | 2024-08-07 07:34 | mneeley | 2024-08-07 07:34 | No | No | No | No | No | Standing | None | None | None | No | No | No |  | No | 2025-11-12 09:15 |  | rdixon5 | 2025-11-12 09:15 | rdixon5 | 2025-11-12 09:15 | No Photo Available | No Photo Available | http://data.mapchannels.com/dualmaps6/map.htm?lat=39.160767&lng=-84.523484
08 | HAMILTON | HAM | IR | 00075 |  | 5.663 |  | SHAMIR00075**N | HAM-75-5.663 | 39.161 | -84.5229 | 2025-12-31 | Active |  |  |  | State | HL0007090 |  |  | State | A1 | Low Mast | [14 empty] | No | No | No |  | HPS | [27 empty] | 2025-11-12 09:15 | NULL |  |  | mhurlow1 | 2018-05-14 19:01 | mneeley | 2024-08-07 07:32 | No | No | No | No | No | Standing | None | None | None | No | No | No |  | No | 2025-11-12 09:15 |  | rdixon5 | 2025-11-12 09:15 | rdixon5 | 2025-11-12 09:15 | No Photo Available | No Photo Available | http://data.mapchannels.com/dualmaps6/map.htm?lat=39.160997&lng=-84.522917
08 | HAMILTON | HAM | IR | 00075 |  | 5.692 |  | SHAMIR00075**N | HAM-75-5.692 | 39.1612 | -84.5224 | 2025-12-31 | Active |  |  |  | State | HL0003829 |  |  | State | A2 | Low Mast | [14 empty] | No | No | No |  | HPS | [27 empty] | 2025-11-12 09:15 | NULL |  |  | mhurlow1 | 2018-05-14 19:02 | mneeley | 2024-08-07 07:31 | No | No | No | No | No | Standing | None | None | None | No | No | No |  | No | 2025-11-12 09:15 |  | rdixon5 | 2025-11-12 09:16 | rdixon5 | 2025-11-12 09:16 | No Photo Available | No Photo Available | http://data.mapchannels.com/dualmaps6/map.htm?lat=39.161192&lng=-84.522438
08 | HAMILTON | HAM | IR | 00075 |  | 5.72 |  | SHAMIR00075**N | HAM-75-5.720 | 39.1614 | -84.522 | 2025-12-31 | Active |  |  |  | State | HL0013535 |  |  | State | A3 | Low Mast | [14 empty] | No | No | No |  | HPS | [27 empty] | 2025-11-12 09:16 | NULL |  |  | mhurlow1 | 2018-05-14 19:02 | mneeley | 2024-08-07 07:30 | No | No | No | No | No | Standing | None | None | None | No | No | No |  | No | 2025-11-12 09:16 |  | rdixon5 | 2025-11-12 09:16 | rdixon5 | 2025-11-12 09:16 | No Photo Available | No Photo Available | http://data.mapchannels.com/dualmaps6/map.htm?lat=39.161367&lng=-84.521974
08 | HAMILTON | HAM | IR | 00075 |  | 5.748 |  | SHAMIR00075**N | HAM-75-5.748 | 39.1616 | -84.5215 | 2025-12-31 | Active |  |  |  | State | HL0013264 |  |  | State | A4 | Low Mast | [14 empty] | No | No | No |  | HPS | [27 empty] | 2025-11-12 09:16 | NULL |  |  | mhurlow1 | 2018-05-14 19:04 | mneeley | 2024-08-07 07:30 | No | No | No | No | No | Standing | None | None | None | No | No | No |  | No | 2025-11-12 09:16 |  | rdixon5 | 2025-11-12 09:16 | rdixon5 | 2025-11-12 09:16 | No Photo Available | No Photo Available | http://data.mapchannels.com/dualmaps6/map.htm?lat=39.161557&lng=-84.521498
08 | HAMILTON | HAM | IR | 00075 |  | 5.776 |  | SHAMIR00075**N | HAM-75-5.776 | 39.1617 | -84.521 | 2025-12-31 | Active |  |  |  | State | HL0012491 |  |  | State | A5 | Low Mast | [14 empty] | No | No | No |  | HPS | [27 empty] | 2025-11-12 09:16 | NULL |  |  | mhurlow1 | 2018-05-14 19:04 | mneeley | 2024-08-07 07:29 | No | No | No | No | No | Standing | None | None | None | No | No | No |  | No | 2025-11-12 09:16 |  | rdixon5 | 2025-11-12 09:16 | rdixon5 | 2025-11-12 09:16 | No Photo Available | No Photo Available | http://data.mapchannels.com/dualmaps6/map.htm?lat=39.161736&lng=-84.521036
08 | HAMILTON | HAM | IR | 00075 |  | 5.805 |  | SHAMIR00075**N | HAM-75-5.805 | 39.1619 | -84.5206 | 2025-12-31 | Active |  |  |  | State | HL0023641 |  |  | State | A6 | Low Mast | [14 empty] | No | No | No |  | HPS | [27 empty] | 2025-11-12 09:16 | NULL |  |  | mhurlow1 | 2018-05-14 19:05 | mneeley | 2024-08-07 07:27 | No | No | No | No | No | Standing | None | None | None | No | No | No |  | No | 2025-11-12 09:16 |  | rdixon5 | 2025-11-12 09:17 | rdixon5 | 2025-11-12 09:17 | No Photo Available | No Photo Available | http://data.mapchannels.com/dualmaps6/map.htm?lat=39.161887&lng=-84.520550
08 | HAMILTON | HAM | IR | 00075 |  | 5.833 |  | SHAMIR00075**N | HAM-75-5.833 | 39.162 | -84.52 | 2025-12-31 | Active |  |  |  | State | HL0023404 |  |  | State | A7 | Low Mast | [14 empty] | No | No | No |  | HPS | [27 empty] | 2025-11-12 09:17 | NULL |  |  | mhurlow1 | 2018-05-14 19:05 | mneeley | 2024-08-07 07:26 | No | No | No | No | No | Standing | None | None | None | No | No | No |  | No | 2025-11-12 09:17 |  | rdixon5 | 2025-11-12 09:17 | rdixon5 | 2025-11-12 09:17 | No Photo Available | No Photo Available | http://data.mapchannels.com/dualmaps6/map.htm?lat=39.162011&lng=-84.520047
08 | HAMILTON | HAM | IR | 00075 |  | 5.862 |  | SHAMIR00075**N | HAM-75-5.862 | 39.1621 | -84.5195 | 2025-12-31 | Active |  |  |  | State | HL0023014 |  |  | State | A8 | Low Mast | [14 empty] | No | No | No |  | HPS | [27 empty] | 2025-11-12 09:17 | NULL |  |  | mhurlow1 | 2018-05-14 19:06 | mneeley | 2024-08-07 07:26 | No | No | No | No | No | Standing | None | None | None | No | No | No |  | No | 2025-11-12 09:17 |  | rdixon5 | 2025-11-12 09:17 | rdixon5 | 2025-11-12 09:17 | No Photo Available | No Photo Available | http://data.mapchannels.com/dualmaps6/map.htm?lat=39.162104&lng=-84.519539
08 | HAMILTON | HAM | IR | 00075 |  | 5.89 |  | SHAMIR00075**N | HAM-75-5.890 | 39.1622 | -84.519 | 2025-12-31 | Active |  |  |  | State | HL0019264 |  |  | State | A9 | Low Mast | [14 empty] | No | No | No |  | HPS | [27 empty] | 2025-11-12 09:17 | NULL |  |  | mhurlow1 | 2018-05-14 19:07 | mneeley | 2024-08-07 07:25 | No | No | No | No | No | Standing | None | None | None | No | No | No |  | No | 2025-11-12 09:17 |  | rdixon5 | 2025-11-12 09:18 | rdixon5 | 2025-11-12 09:18 | No Photo Available | No Photo Available | http://data.mapchannels.com/dualmaps6/map.htm?lat=39.162165&lng=-84.519023
08 | HAMILTON | HAM | IR | 00075 |  | 5.92 |  | SHAMIR00075**N | HAM-75-5.920 | 39.1622 | -84.5185 | 2025-12-31 | Active |  |  |  | State | HL0023836 |  |  | State | A10 | Low Mast | [14 empty] | No | No | No |  | HPS | [27 empty] | 2025-11-12 09:18 | NULL |  |  | mhurlow1 | 2018-05-14 19:07 | mneeley | 2024-08-07 07:23 | No | No | No | No | No | Standing | None | None | None | No | No | No |  | No | 2025-11-12 09:18 |  | rdixon5 | 2025-11-12 09:18 | rdixon5 | 2025-11-12 09:18 | No Photo Available | No Photo Available | http://data.mapchannels.com/dualmaps6/map.htm?lat=39.162198&lng=-84.518477
08 | HAMILTON | HAM | IR | 00075 |  | 5.948 |  | SHAMIR00075**N | HAM-75-5.948 | 39.1622 | -84.518 | 2025-12-31 | Active |  |  |  | State | HL0001713 |  |  | State | A11 | Low Mast | [14 empty] | No | No | No |  | HPS | [27 empty] | 2025-11-12 09:18 | NULL |  |  | mhurlow1 | 2018-05-14 19:08 | mneeley | 2024-08-07 07:21 | No | No | No | No | No | Standing | None | None | None | No | No | No |  | No | 2025-11-12 09:18 |  | rdixon5 | 2025-11-12 09:18 | rdixon5 | 2025-11-12 09:18 | No Photo Available | No Photo Available | http://data.mapchannels.com/dualmaps6/map.htm?lat=39.162196&lng=-84.517960
08 | HAMILTON | HAM | IR | 00075 |  | 5.979 |  | SHAMIR00075**N | HAM-75-5.979 | 39.1622 | -84.5174 | 2025-12-31 | Active |  |  |  | State | HL0002000 |  |  | State | a12 | Low Mast | [14 empty] | No | No | No |  | HPS | [27 empty] | 2025-11-12 09:19 | NULL |  |  | mhurlow1 | 2018-05-14 19:08 | mneeley | 2024-08-07 07:17 | No | No | No | No | No | Standing | None | None | None | No | No | No |  | No | 2025-11-12 09:19 |  | rdixon5 | 2025-11-12 09:19 | rdixon5 | 2025-11-12 09:19 | No Photo Available | No Photo Available | http://data.mapchannels.com/dualmaps6/map.htm?lat=39.162166&lng=-84.517414
08 | HAMILTON | HAM | IR | 00075 |  | 6.009 |  | SHAMIR00075**N | HAM-75-6.009 | 39.1621 | -84.5169 | 2025-12-31 | Active |  |  |  | State | HL0017470 |  |  | State | A13 | Low Mast | [14 empty] | No | No | No |  | HPS | [27 empty] | 2025-11-12 09:19 | NULL |  |  | mhurlow1 | 2018-05-14 19:08 | mneeley | 2024-08-07 07:15 | No | No | No | No | No | Standing | None | None | None | No | No | No |  | No | 2025-11-12 09:19 |  | rdixon5 | 2025-11-12 09:19 | rdixon5 | 2025-11-12 09:19 | No Photo Available | No Photo Available | http://data.mapchannels.com/dualmaps6/map.htm?lat=39.162094&lng=-84.516865
08 | HAMILTON | HAM | IR | 00075 |  | 6.074 |  | SHAMIR00075**N | HAM-75-6.074 | 39.1619 | -84.5157 | 2025-12-31 | Active |  |  |  | State | HL0004675 |  |  | State | A14 | Low Mast | [14 empty] | No | No | No |  | HPS | [27 empty] | 2025-11-12 09:19 | NULL |  |  | mhurlow1 | 2018-05-14 19:11 | mneeley | 2024-08-07 07:13 | No | No | No | No | No | Standing | None | None | None | No | No | No |  | No | 2025-11-12 09:19 |  | rdixon5 | 2025-11-12 09:19 | rdixon5 | 2025-11-12 09:19 | No Photo Available | No Photo Available | http://data.mapchannels.com/dualmaps6/map.htm?lat=39.161923&lng=-84.515665
08 | HAMILTON | HAM | IR | 00075 |  | 6.075 |  | SHAMIR00075**C | HAM-75-6.075 | 39.1618 | -84.5163 | 2025-12-31 | Active |  |  |  | State | HL0015820 |  |  | State |  | Conventional | [14 empty] | No | No | No |  | HPS | [27 empty] | 2022-01-06 04:00 | NULL |  |  | mhurlow1 | 2018-05-14 19:09 | mhurlow1 | 2018-07-19 17:07 | No | No | No | No | No | Standing | None | None | None | No | No | No |  |  | 2022-01-06 04:00 |  | rdixon5 | 2022-01-06 04:00 | rdixon5 | 2022-01-06 04:00 | No Photo Available | No Photo Available | http://data.mapchannels.com/dualmaps6/map.htm?lat=39.161799&lng=-84.516293
08 | HAMILTON | HAM | IR | 00075 |  | 6.1 |  | SHAMIR00075**N | HAM-75-6.100 | 39.1618 | -84.5152 | 2025-12-31 | Active |  |  |  | State | HL0026523 |  |  | State | A15 | Low Mast | [14 empty] | No | No | No |  | HPS | [27 empty] | 2025-11-12 09:20 | NULL |  |  | mhurlow1 | 2018-05-14 19:12 | mneeley | 2024-08-07 07:11 | No | No | No | No | No | Standing | None | None | None | No | No | No |  | No | 2025-11-12 09:20 |  | rdixon5 | 2025-11-12 09:20 | rdixon5 | 2025-11-12 09:20 | No Photo Available | No Photo Available | http://data.mapchannels.com/dualmaps6/map.htm?lat=39.161847&lng=-84.515194
08 | HAMILTON | HAM | IR | 00075 |  | 6.233 |  | SHAMIR00075**N | HAM-75-6.233 | 39.162 | -84.5127 | 2025-12-31 | Active |  |  |  | State | HL0031791 |  |  | State | C-2 | Tower |  | 6 | [12 empty] | No | No | No | Mitchell Ave | HPS | [27 empty] | 2022-08-18 13:35 | 4 - Needs Inspected in 4 CY |  |  | eric.young | 2014-12-23 13:47 | csonner1 | 2022-08-18 13:35 | No | No | No | No | No | Standing | None | None | None | No | No | No |  |  | 2022-08-18 13:35 |  | csonner1 | 2022-08-18 13:35 | csonner1 | 2022-08-18 13:35 | No Photo Available | No Photo Available | http://data.mapchannels.com/dualmaps6/map.htm?lat=39.161962&lng=-84.512732
08 | HAMILTON | HAM | IR | 00075 |  | 6.472 |  | SHAMIR00075**C | HAM-75-6.472 | 39.1626 | -84.5091 | 2025-12-31 | Active |  |  |  | State | HL0031783 |  |  | State | B-5 | Tower |  | 6 | [12 empty] | No | No | No | Mitchell Ave (no lock wshrs, used space wshrs) | HPS | [27 empty] | 2022-08-18 17:00 | 4 - Needs Inspected in 4 CY |  |  | eric.young | 2014-12-23 13:05 | csonner1 | 2022-08-18 16:53 | No | No | No | No | No | Standing | None | None | None | No | No | No |  |  | 2022-08-18 17:00 |  | csonner1 | 2022-08-18 17:00 | csonner1 | 2022-08-18 17:00 | No Photo Available | No Photo Available | http://data.mapchannels.com/dualmaps6/map.htm?lat=39.162629&lng=-84.509143
08 | HAMILTON | HAM | IR | 00075 |  | 6.626 |  | SHAMIR00075**C | HAM-75-6.626 | 39.1643 | -84.5072 | 2025-12-31 | Retired |  |  |  | State | HL0031785 |  |  | State | None | Tower |  | 6 | [12 empty] | No | No | No | Mitchell Ave (no lock wshrs, used space wshrs) | HPS | [28 empty] | NULL |  |  | eric.young | 2014-12-23 13:14 | eric.young | 2014-12-23 13:14 | No | No | No | No | No | Standing | None | None | None | No | No | No | None ¦ None |  | 2014-12-23 13:14 |  | eric.young | 2014-12-23 13:14 | eric.young | 2014-12-23 13:14 | No Photo Available | No Photo Available | http://data.mapchannels.com/dualmaps6/map.htm?lat=39.164323&lng=-84.507248
08 | HAMILTON | HAM | IR | 00075 |  | 6.642 |  | SHAMIR00075**N | HAM-75-6.642 | 39.1653 | -84.5069 | 2025-12-31 | Active |  |  |  | State | HL0031708 |  |  | State | B 1 | Tower |  | 6 | [12 empty] | No | No | No | Mitchell Ave (crack in wall around fndn, c pic) | HPS | [27 empty] | 2023-03-17 02:52 | 5 - Needs Inspected in 5 CY |  |  | darshan.singh | 2014-12-23 09:27 | darshan.singh | 2014-12-23 09:27 | No | No | No | No | No | Standing | None | None | None | No | No | No |  |  | 2023-03-17 02:52 |  | csonner1 | 2023-03-17 02:51 | csonner1 | 2023-03-17 02:51 | No Photo Available | No Photo Available | http://data.mapchannels.com/dualmaps6/map.htm?lat=39.165293&lng=-84.506939
08 | HAMILTON | HAM | IR | 00075 |  | 6.711 |  | SHAMIR00075**N | HAM-75-6.711 | 39.1662 | -84.5064 | 2025-12-31 | Active |  |  |  | State | HL0031706 |  |  | State | B 1A | Tower |  | 6 | [12 empty] | No | No | No | Mitchell Ave (crack in wall around fndn, c pic) | HPS | [27 empty] | 2023-03-17 02:52 | 5 - Needs Inspected in 5 CY |  |  | darshan.singh | 2014-12-23 09:21 | darshan.singh | 2014-12-23 09:21 | No | No | No | No | No | Standing | None | None | None | No | No | No |  |  | 2023-03-17 02:52 |  | csonner1 | 2023-03-17 02:51 | csonner1 | 2023-03-17 02:51 | No Photo Available | No Photo Available | http://data.mapchannels.com/dualmaps6/map.htm?lat=39.166196&lng=-84.506383
08 | HAMILTON | HAM | IR | 00075 |  | 6.775 |  | SHAMIR00075**N | HAM-75-6.775 | 39.167 | -84.5059 | 2025-12-31 | Active |  |  |  | State | HL0034867 |  |  | State | AA1 | Tower | [14 empty] | No | No | No |  | LED | [27 empty] | 2023-03-17 02:52 | 5 - Needs Inspected in 5 CY |  |  | rdixon5 | 2022-01-05 03:59 | rdixon5 | 2022-01-05 03:59 | No | No | No | No | No | Standing | None | None | None | No | No | No |  |  | 2023-03-17 02:52 |  | csonner1 | 2023-03-17 02:51 | csonner1 | 2023-03-17 02:51 | No Photo Available | No Photo Available | http://data.mapchannels.com/dualmaps6/map.htm?lat=39.167035&lng=-84.505856
08 | HAMILTON | HAM | IR | 00075 |  | 6.822 |  | SHAMIR00075**N | HAM-75-6.822 | 39.1677 | -84.5055 | 2025-12-31 | Active |  |  |  | State | HL0034866 |  |  | State | AA2 | Low Mast | [14 empty] | No | No | No |  | HPS | [27 empty] | 2025-11-12 09:20 | NULL |  |  | rdixon5 | 2022-01-05 03:55 | rdixon5 | 2022-01-05 03:55 | No | No | No | No | No | Standing | None | None | None | No | No | No |  | No | 2025-11-12 09:20 |  | rdixon5 | 2025-11-12 09:20 | rdixon5 | 2025-11-12 09:20 | No Photo Available | No Photo Available | http://data.mapchannels.com/dualmaps6/map.htm?lat=39.167653&lng=-84.505513
08 | HAMILTON | HAM | IR | 00075 |  | 6.851 |  | SHAMIR00075**N | HAM-75-6.851 | 39.168 | -84.5053 | 2025-12-31 | Active |  |  |  | State | HL0034865 |  |  | State | AA3 | Low Mast | [14 empty] | No | No | No |  | HPS | [27 empty] | 2025-11-12 09:20 | NULL |  |  | rdixon5 | 2022-01-05 03:54 | mneeley | 2024-08-07 08:29 | No | No | No | No | No | Standing | None | None | None | No | No | No |  | No | 2025-11-12 09:20 |  | rdixon5 | 2025-11-12 09:21 | rdixon5 | 2025-11-12 09:21 | No Photo Available | No Photo Available | http://data.mapchannels.com/dualmaps6/map.htm?lat=39.168020&lng=-84.505257
08 | HAMILTON | HAM | IR | 00075 |  | 6.93 |  | SHAMIR00075**C | HAM-75-6.930 | 39.1684 | -84.5049 | 2025-12-31 | Active |  |  |  | State | HL0011211 |  |  | State | AA4 | Low Mast | [14 empty] | No | No | No |  | HPS | [27 empty] | 2025-11-12 09:21 | NULL |  |  | mhurlow1 | 2018-05-16 11:18 | mneeley | 2024-08-07 06:57 | No | No | No | No | No | Standing | None | None | None | No | No | No |  | No | 2025-11-12 09:21 |  | rdixon5 | 2025-11-12 09:21 | rdixon5 | 2025-11-12 09:21 | No Photo Available | No Photo Available | http://data.mapchannels.com/dualmaps6/map.htm?lat=39.168367&lng=-84.504922
08 | HAMILTON | HAM | IR | 00075 |  | 6.937 |  | SHAMIR00075**N | HAM-75-6.937 | 39.169 | -84.5043 | 2025-12-31 | Active |  |  |  | State | HL0017340 |  |  | State | AA6 | Low Mast | [14 empty] | No | No | No |  | HPS | [27 empty] | 2025-07-15 05:29 | NULL |  |  | mhurlow1 | 2018-05-16 11:20 | mneeley | 2024-08-07 06:55 | No | No | No | No | No | Standing | None | None | None | No | No | No |  | No | 2025-07-15 05:29 |  | mneeley | 2025-07-15 05:29 | mneeley | 2025-07-15 05:29 | No Photo Available | https://collectorweb.dot.state.oh.us/arcgis/rest/services/HIGHWAY_LIGHTING/HighwayLighting_Reference/FeatureServer/7/552944/attachments/ | http://data.mapchannels.com/dualmaps6/map.htm?lat=39.169003&lng=-84.504317
08 | HAMILTON | HAM | IR | 00075 |  | 6.955 |  | SHAMIR00075**C | HAM-75-6.955 | 39.1687 | -84.5046 | 2025-12-31 | Active |  |  |  | State | HL0023562 |  |  | State | AA5 | Low Mast | [14 empty] | No | No | No |  | HPS | [27 empty] | 2025-11-12 09:22 | NULL |  |  | mhurlow1 | 2018-05-16 11:19 | mneeley | 2024-08-07 06:56 | No | No | No | No | No | Standing | None | None | None | No | No | No |  | No | 2025-11-12 09:22 |  | rdixon5 | 2025-11-12 09:23 | rdixon5 | 2025-11-12 09:23 | No Photo Available | No Photo Available | http://data.mapchannels.com/dualmaps6/map.htm?lat=39.168669&lng=-84.504649
08 | HAMILTON | HAM | IR | 00075 |  | 6.963 |  | SHAMIR00075**N | HAM-75-6.963 | 39.1693 | -84.504 | 2025-12-31 | Active |  |  |  | State | HL0019006 |  |  | State | AA7 | Low Mast | [14 empty] | No | No | No |  | HPS | [27 empty] | 2025-07-15 05:28 | NULL |  |  | mhurlow1 | 2018-05-16 11:21 | mneeley | 2024-08-07 06:54 | No | No | No | No | No | Standing | None | None | None | No | No | No |  | No | 2025-07-15 05:28 |  | mneeley | 2025-07-15 05:28 | mneeley | 2025-07-15 05:28 | No Photo Available | https://collectorweb.dot.state.oh.us/arcgis/rest/services/HIGHWAY_LIGHTING/HighwayLighting_Reference/FeatureServer/7/549333/attachments/ | http://data.mapchannels.com/dualmaps6/map.htm?lat=39.169278&lng=-84.503990
08 | HAMILTON | HAM | IR | 00075 |  | 6.992 |  | SHAMIR00075**N | HAM-75-6.992 | 39.1696 | -84.5036 | 2025-12-31 | Active |  |  |  | State | HL0000741 |  |  | State | AA8 | Low Mast | [14 empty] | No | No | No |  | HPS | [27 empty] | 2025-07-15 05:28 | NULL |  |  | mhurlow1 | 2018-05-16 11:21 | mneeley | 2024-08-07 06:53 | No | No | No | No | No | Standing | None | None | None | No | No | No |  | No | 2025-07-15 05:28 |  | mneeley | 2025-07-15 05:28 | mneeley | 2025-07-15 05:28 | No Photo Available | https://collectorweb.dot.state.oh.us/arcgis/rest/services/HIGHWAY_LIGHTING/HighwayLighting_Reference/FeatureServer/7/548530/attachments/ | http://data.mapchannels.com/dualmaps6/map.htm?lat=39.169550&lng=-84.503599
08 | HAMILTON | HAM | IR | 00075 |  | 7.02 |  | SHAMIR00075**N | HAM-75-7.020 | 39.1698 | -84.5032 | 2025-12-31 | Active |  |  |  | State | HL0016030 |  |  | State | AA9 | Low Mast | [14 empty] | No | No | No |  | HPS | [27 empty] | 2025-07-15 05:27 | NULL |  |  | mhurlow1 | 2018-05-16 11:22 | mneeley | 2024-08-07 06:52 | No | No | No | No | No | Standing | None | None | None | No | No | No |  | No | 2025-07-15 05:27 |  | mneeley | 2025-07-15 05:28 | mneeley | 2025-07-15 05:28 | No Photo Available | https://collectorweb.dot.state.oh.us/arcgis/rest/services/HIGHWAY_LIGHTING/HighwayLighting_Reference/FeatureServer/7/550945/attachments/ | http://data.mapchannels.com/dualmaps6/map.htm?lat=39.169786&lng=-84.503183
08 | HAMILTON | HAM | IR | 00075 |  | 7.049 |  | SHAMIR00075**N | HAM-75-7.049 | 39.17 | -84.5027 | 2025-12-31 | Active |  |  |  | State | HL0017937 |  |  | State | Aa10 | Low Mast | [14 empty] | No | No | No |  | HPS | [27 empty] | 2025-07-15 05:26 | NULL |  |  | mhurlow1 | 2018-05-16 11:22 | mneeley | 2024-08-07 06:46 | No | No | No | No | No | Standing | None | None | None | No | No | No |  | No | 2025-07-15 05:26 |  | mneeley | 2025-07-15 05:26 | mneeley | 2025-07-15 05:26 | No Photo Available | https://collectorweb.dot.state.oh.us/arcgis/rest/services/HIGHWAY_LIGHTING/HighwayLighting_Reference/FeatureServer/7/524911/attachments/ | http://data.mapchannels.com/dualmaps6/map.htm?lat=39.170013&lng=-84.502739
08 | HAMILTON | HAM | IR | 00075 |  | 7.078 |  | SHAMIR00075**N | HAM-75-7.078 | 39.1702 | -84.5023 | 2025-12-31 | Active |  |  |  | State | HL0020718 |  |  | State | AA11 | Low Mast | [14 empty] | No | No | No |  | HPS | [27 empty] | 2025-07-15 05:25 | NULL |  |  | mhurlow1 | 2018-05-16 11:23 | mneeley | 2024-08-07 06:44 | No | No | No | No | No | Standing | None | None | None | No | No | No |  | No | 2025-07-15 05:25 |  | mneeley | 2025-07-15 05:25 | mneeley | 2025-07-15 05:25 | No Photo Available | https://collectorweb.dot.state.oh.us/arcgis/rest/services/HIGHWAY_LIGHTING/HighwayLighting_Reference/FeatureServer/7/541328/attachments/ | http://data.mapchannels.com/dualmaps6/map.htm?lat=39.170222&lng=-84.502268
08 | HAMILTON | HAM | IR | 00075 |  | 7.106 |  | SHAMIR00075**N | HAM-75-7.106 | 39.1704 | -84.5018 | 2025-12-31 | Active |  |  |  | State | HL0003242 |  |  | State | Aa12 | Low Mast | [14 empty] | No | No | No |  | HPS | [27 empty] | 2025-07-15 05:24 | NULL |  |  | mhurlow1 | 2018-05-16 11:23 | mneeley | 2024-08-07 06:44 | No | No | No | No | No | Standing | None | None | None | No | No | No |  | No | 2025-07-15 05:24 |  | mneeley | 2025-07-15 05:25 | mneeley | 2025-07-15 05:25 | No Photo Available | https://collectorweb.dot.state.oh.us/arcgis/rest/services/HIGHWAY_LIGHTING/HighwayLighting_Reference/FeatureServer/7/558020/attachments/ | http://data.mapchannels.com/dualmaps6/map.htm?lat=39.170399&lng=-84.501813
08 | HAMILTON | HAM | IR | 00075 |  | 7.133 |  | SHAMIR00075**N | HAM-75-7.133 | 39.1706 | -84.5014 | 2025-12-31 | Active |  |  |  | State | HL0022802 |  |  | State | Aa13 | Low Mast | [14 empty] | No | No | No |  | HPS | [27 empty] | 2025-07-15 05:24 | NULL |  |  | mhurlow1 | 2018-05-16 11:23 | mneeley | 2024-08-07 06:43 | No | No | No | No | No | Standing | None | None | None | No | No | No |  | No | 2025-07-15 05:24 |  | mneeley | 2025-07-15 05:24 | mneeley | 2025-07-15 05:24 | No Photo Available | https://collectorweb.dot.state.oh.us/arcgis/rest/services/HIGHWAY_LIGHTING/HighwayLighting_Reference/FeatureServer/7/557220/attachments/ | http://data.mapchannels.com/dualmaps6/map.htm?lat=39.170552&lng=-84.501359
08 | HAMILTON | HAM | IR | 00075 |  | 7.159 |  | SHAMIR00075**N | HAM-75-7.159 | 39.1707 | -84.5009 | 2025-12-31 | Active |  |  |  | State | HL0026024 |  |  | State | AA14 | Low Mast | [14 empty] | No | No | No |  | HPS | [27 empty] | 2025-07-15 05:22 | NULL |  |  | mhurlow1 | 2018-05-16 11:24 | mneeley | 2024-08-07 06:41 | No | No | No | No | No | Standing | None | None | None | No | No | No |  | No | 2025-07-15 05:22 |  | mneeley | 2025-07-15 05:22 | mneeley | 2025-07-15 05:22 | No Photo Available | https://collectorweb.dot.state.oh.us/arcgis/rest/services/HIGHWAY_LIGHTING/HighwayLighting_Reference/FeatureServer/7/545720/attachments/ | http://data.mapchannels.com/dualmaps6/map.htm?lat=39.170703&lng=-84.500907
08 | HAMILTON | HAM | IR | 00075 |  | 7.189 |  | SHAMIR00075**N | HAM-75-7.189 | 39.1709 | -84.5004 | 2025-12-31 | Active |  |  |  | State | HL0008079 |  |  | State | AA15 | Low Mast | [14 empty] | No | No | No |  | HPS | [27 empty] | 2025-07-15 05:21 | NULL |  |  | mhurlow1 | 2018-05-16 11:26 | mneeley | 2024-08-07 06:40 | No | No | No | No | No | Standing | None | None | None | No | No | No |  | No | 2025-07-15 05:21 |  | mneeley | 2025-07-15 05:21 | mneeley | 2025-07-15 05:21 | No Photo Available | https://collectorweb.dot.state.oh.us/arcgis/rest/services/HIGHWAY_LIGHTING/HighwayLighting_Reference/FeatureServer/7/552943/attachments/ | http://data.mapchannels.com/dualmaps6/map.htm?lat=39.170870&lng=-84.500397
08 | HAMILTON | HAM | IR | 00075 |  | 7.218 |  | SHAMIR00075**N | HAM-75-7.218 | 39.171 | -84.4999 | 2025-12-31 | Active |  |  |  | State | HL0019591 |  |  | State | AA16 | Low Mast | [14 empty] | No | No | No |  | HPS | [27 empty] | 2025-07-15 05:20 | NULL |  |  | mhurlow1 | 2018-05-16 11:26 | mneeley | 2024-08-07 06:39 | No | No | No | No | No | Standing | None | None | None | No | No | No |  | No | 2025-07-15 05:20 |  | mneeley | 2025-07-15 05:20 | mneeley | 2025-07-15 05:20 | No Photo Available | https://collectorweb.dot.state.oh.us/arcgis/rest/services/HIGHWAY_LIGHTING/HighwayLighting_Reference/FeatureServer/7/557219/attachments/ | http://data.mapchannels.com/dualmaps6/map.htm?lat=39.171038&lng=-84.499893
08 | HAMILTON | HAM | IR | 00075 |  | 7.247 |  | SHAMIR00075**N | HAM-75-7.247 | 39.1712 | -84.4994 | 2025-12-31 | Active |  |  |  | State | HL0003529 |  |  | State | AA17 | Low Mast | [14 empty] | No | No | No |  | HPS | [27 empty] | 2025-07-15 05:20 | NULL |  |  | mhurlow1 | 2018-05-16 11:27 | mneeley | 2024-08-07 06:37 | No | No | No | No | No | Standing | None | None | None | No | No | No |  | No | 2025-07-15 05:20 |  | mneeley | 2025-07-15 05:20 | mneeley | 2025-07-15 05:20 | No Photo Available | https://collectorweb.dot.state.oh.us/arcgis/rest/services/HIGHWAY_LIGHTING/HighwayLighting_Reference/FeatureServer/7/548529/attachments/ | http://data.mapchannels.com/dualmaps6/map.htm?lat=39.171192&lng=-84.499399
08 | HAMILTON | HAM | IR | 00075 |  | 7.276 |  | SHAMIR00075**N | HAM-75-7.276 | 39.1713 | -84.4989 | 2025-12-31 | Active |  |  |  | State | HL0012069 |  |  | State | AA18 | Low Mast | [14 empty] | No | No | No |  | HPS | [27 empty] | 2025-07-15 05:19 | NULL |  |  | mhurlow1 | 2018-05-16 11:27 | mneeley | 2024-08-07 06:35 | No | No | No | No | No | Standing | None | None | None | No | No | No |  | No | 2025-07-15 05:19 |  | mneeley | 2025-07-15 05:19 | mneeley | 2025-07-15 05:19 | No Photo Available | https://collectorweb.dot.state.oh.us/arcgis/rest/services/HIGHWAY_LIGHTING/HighwayLighting_Reference/FeatureServer/7/557619/attachments/ | http://data.mapchannels.com/dualmaps6/map.htm?lat=39.171328&lng=-84.498904
08 | HAMILTON | HAM | IR | 00075 |  | 7.305 |  | SHAMIR00075**N | HAM-75-7.305 | 39.1714 | -84.4984 | 2025-12-31 | Active |  |  |  | State | HL0027028 |  |  | State | AA19 | Low Mast | [14 empty] | No | No | No |  | HPS | [27 empty] | 2025-07-15 05:17 | NULL |  |  | mhurlow1 | 2018-05-16 11:28 | mneeley | 2024-08-07 06:33 | No | No | No | No | No | Standing | None | None | None | No | No | No |  | No | 2025-07-15 05:17 |  | mneeley | 2025-07-15 05:17 | mneeley | 2025-07-15 05:17 | No Photo Available | https://collectorweb.dot.state.oh.us/arcgis/rest/services/HIGHWAY_LIGHTING/HighwayLighting_Reference/FeatureServer/7/525312/attachments/ | http://data.mapchannels.com/dualmaps6/map.htm?lat=39.171425&lng=-84.498381
08 | HAMILTON | HAM | IR | 00075 |  | 7.336 |  | SHAMIR00075**N | HAM-75-7.336 | 39.1715 | -84.4978 | 2025-12-31 | Active |  |  |  | State | HL0017990 |  |  | State | AA20 | Low Mast | [14 empty] | No | No | No |  | HPS | [27 empty] | 2025-07-15 05:16 | NULL |  |  | mhurlow1 | 2018-05-16 11:28 | mneeley | 2024-08-07 06:32 | No | No | No | No | No | Standing | None | None | None | No | No | No |  | No | 2025-07-15 05:16 |  | mneeley | 2025-07-15 05:16 | mneeley | 2025-07-15 05:16 | No Photo Available | https://collectorweb.dot.state.oh.us/arcgis/rest/services/HIGHWAY_LIGHTING/HighwayLighting_Reference/FeatureServer/7/558399/attachments/ | http://data.mapchannels.com/dualmaps6/map.htm?lat=39.171504&lng=-84.497820
08 | HAMILTON | HAM | IR | 00075 |  | 7.363 |  | SHAMIR00075**N | HAM-75-7.363 | 39.1716 | -84.4973 | 2025-12-31 | Active |  |  |  | State | HL0007372 |  |  | State | AA21 | Low Mast | [14 empty] | No | No | No |  | HPS | [27 empty] | 2025-07-15 05:15 | NULL |  |  | mhurlow1 | 2018-05-16 11:29 | mneeley | 2024-08-07 06:31 | No | No | No | No | No | Standing | None | None | None | No | No | No |  | No | 2025-07-15 05:15 |  | mneeley | 2025-07-15 05:15 | mneeley | 2025-07-15 05:15 | No Photo Available | https://collectorweb.dot.state.oh.us/arcgis/rest/services/HIGHWAY_LIGHTING/HighwayLighting_Reference/FeatureServer/7/525311/attachments/ | http://data.mapchannels.com/dualmaps6/map.htm?lat=39.171558&lng=-84.497329
08 | HAMILTON | HAM | IR | 00075 |  | 7.403 |  | SHAMIR00075**N | HAM-75-7.403 | 39.1716 | -84.4966 | 2025-12-31 | Active |  |  |  | State | HL0012464 |  |  | State | BB1 | Low Mast | [14 empty] | No | No | No |  | HPS | [27 empty] | 2025-07-15 05:15 | NULL |  |  | mhurlow1 | 2018-05-16 11:30 | mneeley | 2024-08-07 06:29 | No | No | No | No | No | Standing | None | None | None | No | No | No |  | No | 2025-07-15 05:15 |  | mneeley | 2025-07-15 05:15 | mneeley | 2025-07-15 05:15 | No Photo Available | https://collectorweb.dot.state.oh.us/arcgis/rest/services/HIGHWAY_LIGHTING/HighwayLighting_Reference/FeatureServer/7/556026/attachments/ | http://data.mapchannels.com/dualmaps6/map.htm?lat=39.171630&lng=-84.496580
08 | HAMILTON | HAM | IR | 00075 |  | 7.429 |  | SHAMIR00075**N | HAM-75-7.429 | 39.1717 | -84.4961 | 2025-12-31 | Active |  |  |  | State | HL0026859 |  |  | State | BB2 | Low Mast | [14 empty] | No | No | No |  | HPS | [27 empty] | 2025-07-15 05:14 | NULL |  |  | mhurlow1 | 2018-05-16 11:30 | mneeley | 2024-08-07 06:28 | No | No | No | No | No | Standing | None | None | None | No | No | No |  | No | 2025-07-15 05:14 |  | mneeley | 2025-07-15 05:14 | mneeley | 2025-07-15 05:14 | No Photo Available | https://collectorweb.dot.state.oh.us/arcgis/rest/services/HIGHWAY_LIGHTING/HighwayLighting_Reference/FeatureServer/7/522109/attachments/ | http://data.mapchannels.com/dualmaps6/map.htm?lat=39.171656&lng=-84.496110
08 | HAMILTON | HAM | IR | 00075 |  | 7.456 |  | SHAMIR00075**N | HAM-75-7.456 | 39.1717 | -84.4956 | 2025-12-31 | Active |  |  |  | State | HL0001273 |  |  | State | BB3 | Low Mast | [14 empty] | No | No | No |  | HPS | [27 empty] | 2025-07-15 05:14 | NULL |  |  | mhurlow1 | 2018-05-16 11:31 | mneeley | 2024-08-07 06:27 | No | No | No | No | No | Standing | None | None | None | No | No | No |  | No | 2025-07-15 05:14 |  | mneeley | 2025-07-15 05:14 | mneeley | 2025-07-15 05:14 | No Photo Available | https://collectorweb.dot.state.oh.us/arcgis/rest/services/HIGHWAY_LIGHTING/HighwayLighting_Reference/FeatureServer/7/541327/attachments/ | http://data.mapchannels.com/dualmaps6/map.htm?lat=39.171714&lng=-84.495595
08 | HAMILTON | HAM | IR | 00075 |  | 7.484 |  | SHAMIR00075**N | HAM-75-7.484 | 39.1718 | -84.4951 | 2025-12-31 | Active |  |  |  | State | HL0001155 |  |  | State | Bb4 | Low Mast | [14 empty] | No | No | No |  | HPS | [27 empty] | 2025-07-15 05:13 | NULL |  |  | mhurlow1 | 2018-05-16 11:31 | mneeley | 2024-08-07 06:26 | No | No | No | No | No | Standing | None | None | None | No | No | No |  | No | 2025-07-15 05:13 |  | mneeley | 2025-07-15 05:13 | mneeley | 2025-07-15 05:13 | No Photo Available | https://collectorweb.dot.state.oh.us/arcgis/rest/services/HIGHWAY_LIGHTING/HighwayLighting_Reference/FeatureServer/7/524910/attachments/ | http://data.mapchannels.com/dualmaps6/map.htm?lat=39.171764&lng=-84.495080
08 | HAMILTON | HAM | IR | 00075 |  | 7.513 |  | SHAMIR00075**N | HAM-75-7.513 | 39.1718 | -84.4946 | 2025-12-31 | Active |  |  |  | State | HL0012424 |  |  | State | Bb5 | Low Mast | [14 empty] | No | No | No |  | HPS | [27 empty] | 2025-07-15 05:12 | NULL |  |  | mhurlow1 | 2018-05-16 11:32 | mneeley | 2024-08-07 06:25 | No | No | No | No | No | Standing | None | None | None | No | No | No |  | No | 2025-07-15 05:12 |  | mneeley | 2025-07-15 05:12 | mneeley | 2025-07-15 05:12 | No Photo Available | https://collectorweb.dot.state.oh.us/arcgis/rest/services/HIGHWAY_LIGHTING/HighwayLighting_Reference/FeatureServer/7/556025/attachments/ | http://data.mapchannels.com/dualmaps6/map.htm?lat=39.171847&lng=-84.494570
08 | HAMILTON | HAM | IR | 00075 |  | 7.538 |  | SHAMIR00075**N | HAM-75-7.538 | 39.172 | -84.4941 | 2025-12-31 | Active |  |  |  | State | HL0006510 |  |  | State | BB6 | Low Mast | [14 empty] | No | No | No |  | HPS | [27 empty] | 2025-07-15 05:12 | NULL |  |  | mhurlow1 | 2018-05-16 11:32 | mneeley | 2024-08-07 06:23 | No | No | No | No | No | Standing | None | None | None | No | No | No |  | No | 2025-07-15 05:12 |  | mneeley | 2025-07-15 05:12 | mneeley | 2025-07-15 05:12 | No Photo Available | https://collectorweb.dot.state.oh.us/arcgis/rest/services/HIGHWAY_LIGHTING/HighwayLighting_Reference/FeatureServer/7/557618/attachments/ | http://data.mapchannels.com/dualmaps6/map.htm?lat=39.171963&lng=-84.494082
08 | HAMILTON | HAM | IR | 00075 |  | 7.566 |  | SHAMIR00075**N | HAM-75-7.566 | 39.1721 | -84.4936 | 2025-12-31 | Active |  |  |  | State | HL0020939 |  |  | State | BB7 | Low Mast | [14 empty] | No | No | No |  | HPS | [27 empty] | 2025-07-15 05:10 | NULL |  |  | mhurlow1 | 2018-05-16 11:33 | mneeley | 2024-08-07 06:22 | No | No | No | No | No | Standing | None | None | None | No | No | No |  | No | 2025-07-15 05:10 |  | mneeley | 2025-07-15 05:10 | mneeley | 2025-07-15 05:10 | No Photo Available | https://collectorweb.dot.state.oh.us/arcgis/rest/services/HIGHWAY_LIGHTING/HighwayLighting_Reference/FeatureServer/7/541326/attachments/ | http://data.mapchannels.com/dualmaps6/map.htm?lat=39.172103&lng=-84.493593
08 | HAMILTON | HAM | IR | 00075 |  | 7.593 |  | SHAMIR00075**N | HAM-75-7.593 | 39.1723 | -84.4931 | 2025-12-31 | Active |  |  |  | State | HL0009901 |  |  | State | BB8 | Low Mast | [14 empty] | No | No | No |  | HPS | [27 empty] | 2025-07-15 05:11 | NULL |  |  | mhurlow1 | 2018-05-16 11:33 | mneeley | 2024-08-07 06:21 | No | No | No | No | No | Down | None | None | None | No | No | No |  | Yes | 2025-07-15 05:11 |  | mneeley | 2025-07-15 05:11 | mneeley | 2025-07-15 05:11 | No Photo Available | https://collectorweb.dot.state.oh.us/arcgis/rest/services/HIGHWAY_LIGHTING/HighwayLighting_Reference/FeatureServer/7/545719/attachments/ | http://data.mapchannels.com/dualmaps6/map.htm?lat=39.172263&lng=-84.493128
08 | HAMILTON | HAM | IR | 00075 |  | 7.621 |  | SHAMIR00075**N | HAM-75-7.621 | 39.1725 | -84.4927 | 2025-12-31 | Active |  |  |  | State | HL0000480 |  |  | State | BB9 | Low Mast | [14 empty] | No | No | No |  | HPS | [27 empty] | 2025-07-15 05:09 | NULL |  |  | mhurlow1 | 2018-05-16 11:33 | mneeley | 2024-08-07 06:20 | No | No | No | No | No | Standing | None | None | None | No | No | No |  | No | 2025-07-15 05:09 |  | mneeley | 2025-07-15 05:09 | mneeley | 2025-07-15 05:09 | No Photo Available | https://collectorweb.dot.state.oh.us/arcgis/rest/services/HIGHWAY_LIGHTING/HighwayLighting_Reference/FeatureServer/7/554543/attachments/ | http://data.mapchannels.com/dualmaps6/map.htm?lat=39.172473&lng=-84.492676
08 | HAMILTON | HAM | IR | 00075 |  | 7.648 |  | SHAMIR00075**N | HAM-75-7.648 | 39.1727 | -84.4922 | 2025-12-31 | Active |  |  |  | State | HL0024103 |  |  | State | BB10 | Low Mast | [14 empty] | No | No | No |  | HPS | [27 empty] | 2025-07-15 05:08 | NULL |  |  | mhurlow1 | 2018-05-16 11:34 | mneeley | 2024-08-07 06:18 | No | No | No | No | No | Standing | None | None | None | No | No | No |  | No | 2025-07-15 05:08 |  | mneeley | 2025-07-15 05:09 | mneeley | 2025-07-15 05:09 | No Photo Available | https://collectorweb.dot.state.oh.us/arcgis/rest/services/HIGHWAY_LIGHTING/HighwayLighting_Reference/FeatureServer/7/550944/attachments/ | http://data.mapchannels.com/dualmaps6/map.htm?lat=39.172687&lng=-84.492244
08 | HAMILTON | HAM | IR | 00075 |  | 7.675 |  | SHAMIR00075**N | HAM-75-7.675 | 39.1729 | -84.4918 | 2025-12-31 | Active |  |  |  | State | HL0008951 |  |  | State | BB11 | Low Mast | [14 empty] | No | No | No |  | HPS | [27 empty] | 2025-07-15 05:08 | NULL |  |  | mhurlow1 | 2018-05-16 11:35 | mneeley | 2024-08-07 06:16 | No | No | No | No | No | Standing | None | None | None | No | No | No |  | No | 2025-07-15 05:08 |  | mneeley | 2025-07-15 05:08 | mneeley | 2025-07-15 05:08 | No Photo Available | https://collectorweb.dot.state.oh.us/arcgis/rest/services/HIGHWAY_LIGHTING/HighwayLighting_Reference/FeatureServer/7/549332/attachments/ | http://data.mapchannels.com/dualmaps6/map.htm?lat=39.172933&lng=-84.491839
08 | HAMILTON | HAM | IR | 00075 |  | 7.764 |  | SHAMIR00075**N | HAM-75-7.764 | 39.174 | -84.4908 | 2025-12-31 | Active |  |  |  | State | HL0034869 |  |  | State | CC5 | Tower | [14 empty] | No | No | No |  | LED | [27 empty] | 2022-08-16 17:18 | 4 - Needs Inspected in 4 CY |  |  | rdixon5 | 2022-01-06 05:54 | rdixon5 | 2022-01-06 05:54 | No | No | No | No | No | Standing | None | None | None | No | No | No |  |  | 2022-08-16 17:18 |  | csonner1 | 2022-08-16 17:18 | csonner1 | 2022-08-16 17:18 | No Photo Available | No Photo Available | http://data.mapchannels.com/dualmaps6/map.htm?lat=39.173967&lng=-84.490810
08 | HAMILTON | HAM | IR | 00075 |  | 7.798 |  | SHAMIR00075**N | HAM-75-7.798 | 39.1743 | -84.4904 | 2025-12-31 | Retired |  |  |  | State | HL0030907 |  |  | State | J 2 1 | Tower |  | 6 | [12 empty] | No | No | No | SR 562 (lot of rust at pole base n A bolts) | HPS | [28 empty] | NULL |  |  | darshan.singh | 2014-12-19 13:50 | darshan.singh | 2014-12-19 13:50 | No | No | No | No | No | Standing | None | None | None | No | No | No | None ¦ None |  | 2014-12-19 13:50 |  | darshan.singh | 2014-12-19 13:50 | darshan.singh | 2014-12-19 13:50 | No Photo Available | No Photo Available | http://data.mapchannels.com/dualmaps6/map.htm?lat=39.174324&lng=-84.490377
08 | HAMILTON | HAM | IR | 00075 |  | 8.19 |  | SHAMIR00075**N | HAM-75-8.190 | 39.179 | -84.4866 | 2025-12-31 | Active |  |  |  | State | HL0019021 |  |  | State | D-23 | Conventional | [14 empty] | No | No | No |  | HPS | [27 empty] | 2024-08-21 06:14 | NULL |  |  | mhurlow1 | 2018-05-16 12:10 | mneeley | 2024-08-21 04:39 | No | No | No | No | No | Standing | None | None | None | No | No | No |  |  | 2024-08-21 06:14 |  | mneeley | 2024-08-21 06:15 | mneeley | 2024-08-21 06:15 | No Photo Available | https://collectorweb.dot.state.oh.us/arcgis/rest/services/HIGHWAY_LIGHTING/HighwayLighting_Reference/FeatureServer/7/511428/attachments/ | http://data.mapchannels.com/dualmaps6/map.htm?lat=39.179029&lng=-84.486587
08 | HAMILTON | HAM | IR | 00075 |  | 8.23 |  | SHAMIR00075**N | HAM-75-8.230 | 39.1796 | -84.4863 | 2025-12-31 | Active |  |  |  | State | HL0004404 |  |  | State | D-22 | Conventional | [14 empty] | No | No | No |  | HPS | [27 empty] | 2024-08-21 05:49 | NULL |  |  | mhurlow1 | 2018-05-16 12:11 | mneeley | 2024-08-21 04:39 | No | No | No | No | No | Standing | None | None | None | No | No | No | Needs new underground wire |  | 2024-08-21 05:49 |  | mneeley | 2024-08-21 05:49 | mneeley | 2024-08-21 05:49 | No Photo Available | https://collectorweb.dot.state.oh.us/arcgis/rest/services/HIGHWAY_LIGHTING/HighwayLighting_Reference/FeatureServer/7/511027/attachments/ | http://data.mapchannels.com/dualmaps6/map.htm?lat=39.179571&lng=-84.486303
08 | HAMILTON | HAM | IR | 00075 |  | 8.233 |  | SHAMIR00075**C | HAM-75-8.233 | 39.1788 | -84.4862 | 2025-12-31 | Active |  |  |  | State | HL0023741 |  |  | State | A-1 | Conventional | [14 empty] | No | No | No |  | HPS | [27 empty] | 2024-08-20 03:15 | NULL |  |  | mhurlow1 | 2018-05-16 12:10 | rdixon5 | 2023-11-22 19:25 | No | No | No | No | No | Standing | None | None | None | No | No | No |  |  | 2024-08-20 03:15 |  | mneeley | 2024-08-20 03:15 | mneeley | 2024-08-20 03:15 | No Photo Available | https://collectorweb.dot.state.oh.us/arcgis/rest/services/HIGHWAY_LIGHTING/HighwayLighting_Reference/FeatureServer/7/509824/attachments/ | http://data.mapchannels.com/dualmaps6/map.htm?lat=39.178807&lng=-84.486192
08 | HAMILTON | HAM | IR | 00075 |  | 8.287 |  | SHAMIR00075**C | HAM-75-8.287 | 39.1795 | -84.4857 | 2025-12-31 | Active |  |  |  | State | HL0013020 |  |  | State | A2 | Conventional | [14 empty] | No | No | No |  | HPS | [27 empty] | 2024-08-20 03:17 | NULL |  |  | mhurlow1 | 2018-05-16 12:11 | mneeley | 2024-08-20 03:16 | No | No | No | No | No | Standing | None | None | None | No | No | No |  |  | 2024-08-20 03:17 |  | mneeley | 2024-08-20 03:17 | mneeley | 2024-08-20 03:17 | No Photo Available | https://collectorweb.dot.state.oh.us/arcgis/rest/services/HIGHWAY_LIGHTING/HighwayLighting_Reference/FeatureServer/7/509825/attachments/ | http://data.mapchannels.com/dualmaps6/map.htm?lat=39.179521&lng=-84.485748
08 | HAMILTON | HAM | IR | 00075 |  | 8.302 |  | SHAMIR00075**N | HAM-75-8.302 | 39.1805 | -84.4857 | 2025-12-31 | Active |  |  |  | State | HL0001673 |  |  | State | D-21 | Conventional | [14 empty] | No | No | No |  | HPS | [27 empty] | 2024-08-21 05:47 | NULL |  |  | mhurlow1 | 2018-05-16 12:12 | mneeley | 2024-08-21 04:38 | No | No | No | No | No | Standing | None | None | None | No | No | No | Needs new underground wire |  | 2024-08-21 05:47 |  | mneeley | 2024-08-21 05:47 | mneeley | 2024-08-21 05:47 | No Photo Available | No Photo Available | http://data.mapchannels.com/dualmaps6/map.htm?lat=39.180519&lng=-84.485740
08 | HAMILTON | HAM | IR | 00075 |  | 8.342 |  | SHAMIR00075**C | HAM-75-8.342 | 39.1803 | -84.4854 | 2025-12-31 | Active |  |  |  | State | HL0009289 |  |  | State | A3 | Conventional | [14 empty] | No | No | No |  | HPS | [27 empty] | 2024-08-20 03:18 | NULL |  |  | mhurlow1 | 2018-05-16 12:12 | mneeley | 2024-08-20 03:17 | No | No | No | No | No | Standing | None | None | None | No | No | No |  |  | 2024-08-20 03:18 |  | mneeley | 2024-08-20 03:18 | mneeley | 2024-08-20 03:18 | No Photo Available | https://collectorweb.dot.state.oh.us/arcgis/rest/services/HIGHWAY_LIGHTING/HighwayLighting_Reference/FeatureServer/7/509437/attachments/ | http://data.mapchannels.com/dualmaps6/map.htm?lat=39.180269&lng=-84.485424
08 | HAMILTON | HAM | IR | 00075 |  | 8.358 |  | SHAMIR00075**N | HAM-75-8.358 | 39.1813 | -84.4853 | 2025-12-31 | Active |  |  |  | State | HL0000079 |  |  | State | D-20 | Conventional | [14 empty] | No | No | No |  | HPS | [27 empty] | 2024-08-21 05:44 | NULL |  |  | mhurlow1 | 2018-05-16 12:14 | mneeley | 2024-08-21 04:38 | No | No | Yes | No | Yes | Down | None | None | Broken | No | No | No | Needs foundation |  | 2024-08-21 05:44 |  | mneeley | 2024-08-21 05:44 | mneeley | 2024-08-21 05:44 | No Photo Available | https://collectorweb.dot.state.oh.us/arcgis/rest/services/HIGHWAY_LIGHTING/HighwayLighting_Reference/FeatureServer/7/511426/attachments/ | http://data.mapchannels.com/dualmaps6/map.htm?lat=39.181259&lng=-84.485342
08 | HAMILTON | HAM | IR | 00075 |  | 8.412 |  | SHAMIR00075**N | HAM-75-8.412 | 39.182 | -84.485 | 2025-12-31 | Active |  |  |  | State | HL0021427 |  |  | State | D-19 | Conventional | [14 empty] | No | No | No |  | HPS | [27 empty] | 2024-08-21 05:30 | NULL |  |  | mhurlow1 | 2018-05-16 12:15 | mneeley | 2024-08-21 04:37 | No | No | No | No | No | Standing | None | None | None | No | No | No |  |  | 2024-08-21 05:30 |  | mneeley | 2024-08-21 05:30 | mneeley | 2024-08-21 05:30 | No Photo Available | https://collectorweb.dot.state.oh.us/arcgis/rest/services/HIGHWAY_LIGHTING/HighwayLighting_Reference/FeatureServer/7/511425/attachments/ | http://data.mapchannels.com/dualmaps6/map.htm?lat=39.181994&lng=-84.484978
08 | HAMILTON | HAM | IR | 00075 |  | 8.467 |  | SHAMIR00075**N | HAM-75-8.467 | 39.1827 | -84.4846 | 2025-12-31 | Active |  |  |  | State | HL0021445 |  |  | State | D18 | Conventional | [14 empty] | No | No | No |  | HPS | [27 empty] | 2024-08-21 05:28 | NULL |  |  | mhurlow1 | 2018-05-16 12:16 | jhudson | 2022-08-11 15:08 | Yes | Yes | Yes | No | Yes | Down | None | None | Broken | No | No | No | Needs foundation |  | 2024-08-21 05:28 |  | mneeley | 2024-08-21 05:28 | mneeley | 2024-08-21 05:28 | No Photo Available | https://collectorweb.dot.state.oh.us/arcgis/rest/services/HIGHWAY_LIGHTING/HighwayLighting_Reference/FeatureServer/7/511025/attachments/ | http://data.mapchannels.com/dualmaps6/map.htm?lat=39.182726&lng=-84.484565
08 | HAMILTON | HAM | IR | 00075 |  | 8.534 |  | SHAMIR00075**N | HAM-75-8.534 | 39.1837 | -84.4843 | 2025-12-31 | Active |  |  |  | State | HL0012603 |  |  | State | D17 | Conventional | [14 empty] | No | No | No |  | HPS | [28 empty] | NULL |  |  | mhurlow1 | 2018-05-16 12:20 | jhudson | 2022-08-11 15:07 | [20 empty] | No Photo Available | No Photo Available | http://data.mapchannels.com/dualmaps6/map.htm?lat=39.183690&lng=-84.484285
08 | HAMILTON | HAM | IR | 00075 |  | 8.592 |  | SHAMIR00075**N | HAM-75-8.592 | 39.1844 | -84.4837 | 2025-12-31 | Active |  |  |  | State | HL0010796 |  |  | State | D-16 | Conventional | [14 empty] | No | No | No |  | HPS | [27 empty] | 2024-08-21 05:26 | NULL |  |  | mhurlow1 | 2018-05-16 12:23 | mneeley | 2024-08-21 04:37 | No | No | No | No | No | Standing | None | None | None | No | No | No |  |  | 2024-08-21 05:26 |  | mneeley | 2024-08-21 05:26 | mneeley | 2024-08-21 05:26 | No Photo Available | https://collectorweb.dot.state.oh.us/arcgis/rest/services/HIGHWAY_LIGHTING/HighwayLighting_Reference/FeatureServer/7/511424/attachments/ | http://data.mapchannels.com/dualmaps6/map.htm?lat=39.184392&lng=-84.483690
08 | HAMILTON | HAM | IR | 00075 |  | 8.647 |  | SHAMIR00075**N | HAM-75-8.647 | 39.1851 | -84.4833 | 2025-12-31 | Active |  |  |  | State | HL0004450 |  |  | State | D-15 | Conventional | [14 empty] | No | No | No |  | HPS | [27 empty] | 2024-08-21 05:16 | NULL |  |  | mhurlow1 | 2018-05-16 12:30 | mneeley | 2024-08-21 04:36 | No | No | No | No | No | Standing | None | None | None | No | No | No |  |  | 2024-08-21 05:16 |  | mneeley | 2024-08-21 05:17 | mneeley | 2024-08-21 05:17 | No Photo Available | https://collectorweb.dot.state.oh.us/arcgis/rest/services/HIGHWAY_LIGHTING/HighwayLighting_Reference/FeatureServer/7/511024/attachments/ | http://data.mapchannels.com/dualmaps6/map.htm?lat=39.185133&lng=-84.483311
08 | HAMILTON | HAM | IR | 00075 |  | 8.708 |  | SHAMIR00075**N | HAM-75-8.708 | 39.186 | -84.4829 | 2025-12-31 | Active |  |  |  | State | HL0021574 |  |  | State | D-15 | Conventional | [14 empty] | No | No | No |  | HPS | [27 empty] | 2024-08-21 04:53 | NULL |  |  | mhurlow1 | 2018-05-16 12:30 | mneeley | 2024-08-21 04:35 | No | No | No | No | No | Standing | None | None | None | No | No | No | No door |  | 2024-08-21 04:53 |  | mneeley | 2024-08-21 04:54 | mneeley | 2024-08-21 04:54 | No Photo Available | https://collectorweb.dot.state.oh.us/arcgis/rest/services/HIGHWAY_LIGHTING/HighwayLighting_Reference/FeatureServer/7/511023/attachments/ | http://data.mapchannels.com/dualmaps6/map.htm?lat=39.185962&lng=-84.482948
08 | HAMILTON | HAM | IR | 00075 |  | 8.763 |  | SHAMIR00075**N | HAM-75-8.763 | 39.1867 | -84.4826 | 2025-12-31 | Active |  |  |  | State | HL0010524 |  |  | State | D-13 | Conventional | [14 empty] | No | No | No |  | HPS | [27 empty] | 2024-08-21 04:47 | NULL |  |  | mhurlow1 | 2018-05-16 12:33 | mneeley | 2024-08-20 07:44 | Yes | Yes | Yes | Yes | No | Down | None | None | Broken | No | No | No | Needs foundation |  | 2024-08-21 04:47 |  | mneeley | 2024-08-21 04:47 | mneeley | 2024-08-21 04:47 | No Photo Available | https://collectorweb.dot.state.oh.us/arcgis/rest/services/HIGHWAY_LIGHTING/HighwayLighting_Reference/FeatureServer/7/511423/attachments/ | http://data.mapchannels.com/dualmaps6/map.htm?lat=39.186727&lng=-84.482601
08 | HAMILTON | HAM | IR | 00075 |  | 8.831 |  | SHAMIR00075**N | HAM-75-8.831 | 39.1877 | -84.4823 | 2025-12-31 | Active |  |  |  | State | HL0017264 |  |  | State | D12 | Conventional | [14 empty] | No | No | No |  | HPS | [27 empty] | 2025-07-29 13:28 | NULL |  |  | mhurlow1 | 2018-05-16 12:35 | jhudson | 2022-08-11 12:53 | No | No | No | No | No | Down | None | None | Broken | Yes | Yes | No | Repaired anchor bolt | Yes | 2025-07-29 13:28 |  | mneeley | 2025-07-29 13:28 | mneeley | 2025-07-29 13:28 | No Photo Available | https://collectorweb.dot.state.oh.us/arcgis/rest/services/HIGHWAY_LIGHTING/HighwayLighting_Reference/FeatureServer/7/558460/attachments/ | http://data.mapchannels.com/dualmaps6/map.htm?lat=39.187672&lng=-84.482255
08 | HAMILTON | HAM | IR | 00075 |  | 8.885 |  | SHAMIR00075**N | HAM-75-8.885 | 39.1884 | -84.4819 | 2025-12-31 | Active |  |  |  | State | HL0020045 |  |  | State | D11 | Conventional | [14 empty] | No | No | No | Needs foundation replaced | HPS | [27 empty] | 2024-08-20 07:41 | NULL |  |  | mhurlow1 | 2018-05-16 12:36 | jhudson | 2022-08-11 12:43 | Yes | No | Yes | No | No | Down | None | None | None | No | No | No | Needs new foundation |  | 2024-08-20 07:41 |  | mneeley | 2024-08-20 07:41 | mneeley | 2024-08-20 07:41 | https://collectorweb.dot.state.oh.us/arcgis/rest/services/HIGHWAY_LIGHTING/HighwayLighting_Reference/FeatureServer/6/20045/attachments/ | https://collectorweb.dot.state.oh.us/arcgis/rest/services/HIGHWAY_LIGHTING/HighwayLighting_Reference/FeatureServer/7/510652/attachments/ | http://data.mapchannels.com/dualmaps6/map.htm?lat=39.188424&lng=-84.481945
08 | HAMILTON | HAM | IR | 00075 |  | 8.902 |  | SHAMIR00075**C | HAM-75-8.902 | 39.1879 | -84.4817 | 2025-12-31 | Active |  |  |  | State | HL0005312 |  |  | State | T4 | Conventional | [14 empty] | No | No | No |  | HPS | [27 empty] | 2024-08-20 03:39 | NULL |  |  | mhurlow1 | 2018-05-16 12:36 | mneeley | 2024-08-20 03:39 | No | No | No | No | No | Standing | Dented | None | None | No | No | No |  |  | 2024-08-20 03:39 |  | mneeley | 2024-08-20 03:39 | mneeley | 2024-08-20 03:39 | No Photo Available | https://collectorweb.dot.state.oh.us/arcgis/rest/services/HIGHWAY_LIGHTING/HighwayLighting_Reference/FeatureServer/7/509443/attachments/ | http://data.mapchannels.com/dualmaps6/map.htm?lat=39.187869&lng=-84.481737
08 | HAMILTON | HAM | IR | 00075 |  | 8.945 |  | SHAMIR00075**N | HAM-75-8.945 | 39.1892 | -84.4815 | 2025-12-31 | Active |  |  |  | State | HL0006035 |  |  | State | N-15 | Conventional | [14 empty] | No | No | No |  | HPS | [27 empty] | 2024-08-20 07:38 | NULL |  |  | Dsnyder5 | 2018-06-14 17:41 | mneeley | 2024-08-20 07:37 | No | No | No | No | No | Standing | None | None | None | No | No | No |  |  | 2024-08-20 07:38 |  | mneeley | 2024-08-20 07:39 | mneeley | 2024-08-20 07:39 | No Photo Available | https://collectorweb.dot.state.oh.us/arcgis/rest/services/HIGHWAY_LIGHTING/HighwayLighting_Reference/FeatureServer/7/510251/attachments/ | http://data.mapchannels.com/dualmaps6/map.htm?lat=39.189236&lng=-84.481540
08 | HAMILTON | HAM | IR | 00075 |  | 8.961 |  | SHAMIR00075**C | HAM-75-8.961 | 39.1887 | -84.4814 | 2025-12-31 | Active |  |  |  | State | HL0013518 |  |  | State | T5 | Conventional | [14 empty] | No | No | No |  | HPS | [27 empty] | 2024-08-20 03:42 | NULL |  |  | mhurlow1 | 2018-05-16 12:37 | mneeley | 2024-08-20 03:40 | No | No | No | No | No | Down | None | None | None | No | No | No |  |  | 2024-08-20 03:42 |  | mneeley | 2024-08-20 03:42 | mneeley | 2024-08-20 03:42 | No Photo Available | https://collectorweb.dot.state.oh.us/arcgis/rest/services/HIGHWAY_LIGHTING/HighwayLighting_Reference/FeatureServer/7/509444/attachments/ | http://data.mapchannels.com/dualmaps6/map.htm?lat=39.188670&lng=-84.481377
08 | HAMILTON | HAM | IR | 00075 |  | 9.008 |  | SHAMIR00075**N | HAM-75-9.008 | 39.19 | -84.4809 | 2025-12-31 | Active |  |  |  | State | HL0020682 |  |  | State | N-16 | Conventional | [14 empty] | No | No | No |  | HPS | [27 empty] | 2024-08-20 07:36 | NULL |  |  | mhurlow1 | 2018-05-16 12:39 | mneeley | 2024-08-20 07:35 | No | No | No | No | No | Standing | None | None | None | No | No | No |  |  | 2024-08-20 07:36 |  | mneeley | 2024-08-20 07:36 | mneeley | 2024-08-20 07:36 | No Photo Available | https://collectorweb.dot.state.oh.us/arcgis/rest/services/HIGHWAY_LIGHTING/HighwayLighting_Reference/FeatureServer/7/510651/attachments/ | http://data.mapchannels.com/dualmaps6/map.htm?lat=39.190047&lng=-84.480945
08 | HAMILTON | HAM | IR | 00075 |  | 9.02 |  | SHAMIR00075**C | HAM-75-9.020 | 39.1894 | -84.4809 | 2025-12-31 | Active |  |  |  | State | HL0006352 |  |  | State | T6 | Conventional | [14 empty] | No | No | No |  | HPS | [27 empty] | 2024-08-20 03:44 | NULL |  |  | mhurlow1 | 2018-05-16 12:38 | mneeley | 2024-08-20 03:43 | No | No | Yes | No | Yes | Down | None | None | Broken | No | No | No |  |  | 2024-08-20 03:44 |  | mneeley | 2024-08-20 03:44 | mneeley | 2024-08-20 03:44 | No Photo Available | https://collectorweb.dot.state.oh.us/arcgis/rest/services/HIGHWAY_LIGHTING/HighwayLighting_Reference/FeatureServer/7/509445/attachments/ | http://data.mapchannels.com/dualmaps6/map.htm?lat=39.189429&lng=-84.480936
08 | HAMILTON | HAM | IR | 00075 |  | 9.069 |  | SHAMIR00075**N | HAM-75-9.069 | 39.1907 | -84.4802 | 2025-12-31 | Active |  |  |  | State | HL0019565 |  |  | State | N-17 | Conventional | [14 empty] | No | No | No |  | HPS | [27 empty] | 2025-03-21 10:53 | NULL |  |  | mhurlow1 | 2018-05-16 12:40 | mneeley | 2024-08-20 07:31 | No | No | No | No | No | Down | Bent | Bent | Broken | Yes | Yes | No | Needs new underground wire skinned and pulled out of conduit. Needs one foundation repair, pole, arm and fixture | Yes | 2025-03-21 10:53 |  | mneeley | 2025-03-24 10:54 | mneeley | 2025-03-24 10:54 | No Photo Available | No Photo Available | http://data.mapchannels.com/dualmaps6/map.htm?lat=39.190734&lng=-84.480215
08 | HAMILTON | HAM | IR | 00075 |  | 9.079 |  | SHAMIR00075**C | HAM-75-9.079 | 39.1901 | -84.4803 | 2025-12-31 | Active |  |  |  | State | HL0017910 |  |  | State | T7 | Conventional | [14 empty] | No | No | No |  | HPS | [27 empty] | 2024-08-20 03:46 | NULL |  |  | mhurlow1 | 2018-05-16 12:39 | mneeley | 2024-08-20 03:46 | No | No | Yes | No | No | Down | None | None | Broken | No | No | No |  |  | 2024-08-20 03:46 |  | mneeley | 2024-08-20 03:47 | mneeley | 2024-08-20 03:47 | No Photo Available | https://collectorweb.dot.state.oh.us/arcgis/rest/services/HIGHWAY_LIGHTING/HighwayLighting_Reference/FeatureServer/7/509827/attachments/ | http://data.mapchannels.com/dualmaps6/map.htm?lat=39.190123&lng=-84.480325
08 | HAMILTON | HAM | IR | 00075 |  | 9.129 |  | SHAMIR00075**N | HAM-75-9.129 | 39.1914 | -84.4795 | 2025-12-31 | Active |  |  |  | State | HL0019928 |  |  | State | N-18 | Conventional | [14 empty] | No | No | No |  | HPS | [27 empty] | 2024-12-06 15:34 | NULL |  | 2024-12-06 15:34 | mhurlow1 | 2018-05-16 12:43 | mneeley | 2024-08-20 07:29 | No | No | No | No | No | Standing | None | None | None | No | No | No | New pole installed but waiting on fixture | No | 2024-12-06 15:34 | 2024-12-06 15:34 | ascott3 | 2024-12-06 15:34 | ascott3 | 2024-12-06 15:34 | No Photo Available | https://collectorweb.dot.state.oh.us/arcgis/rest/services/HIGHWAY_LIGHTING/HighwayLighting_Reference/FeatureServer/7/521945/attachments/ | http://data.mapchannels.com/dualmaps6/map.htm?lat=39.191380&lng=-84.479471
08 | HAMILTON | HAM | IR | 00075 |  | 9.135 |  | SHAMIR00075**C | HAM-75-9.135 | 39.1907 | -84.4797 | 2025-12-31 | Active |  |  |  | State | HL0018174 |  |  | State | T8 | Conventional | [14 empty] | No | No | No |  | HPS | [27 empty] | 2024-08-20 03:48 | NULL |  |  | mhurlow1 | 2018-05-16 12:40 | mneeley | 2024-08-20 03:48 | Yes | No | No | No | No | Down | None | None | Broken | No | No | No |  |  | 2024-08-20 03:48 |  | mneeley | 2024-08-20 03:49 | mneeley | 2024-08-20 03:49 | No Photo Available | https://collectorweb.dot.state.oh.us/arcgis/rest/services/HIGHWAY_LIGHTING/HighwayLighting_Reference/FeatureServer/7/509446/attachments/ | http://data.mapchannels.com/dualmaps6/map.htm?lat=39.190736&lng=-84.479660
08 | HAMILTON | HAM | IR | 00075 |  | 9.195 |  | SHAMIR00075**C | HAM-75-9.195 | 39.1914 | -84.4789 | 2025-12-31 | Active |  |  |  | State | HL0009643 |  |  | State | T9 | Conventional | [14 empty] | No | No | No |  | HPS | [27 empty] | 2024-08-20 03:50 | NULL |  |  | mhurlow1 | 2018-05-16 12:44 | mneeley | 2024-08-20 03:49 | No | No | No | No | No | Standing | None | None | None | No | No | No |  |  | 2024-08-20 03:50 |  | mneeley | 2024-08-20 03:50 | mneeley | 2024-08-20 03:50 | No Photo Available | https://collectorweb.dot.state.oh.us/arcgis/rest/services/HIGHWAY_LIGHTING/HighwayLighting_Reference/FeatureServer/7/509828/attachments/ | http://data.mapchannels.com/dualmaps6/map.htm?lat=39.191376&lng=-84.478911
08 | HAMILTON | HAM | IR | 00075 |  | 9.251 |  | SHAMIR00075**C | HAM-75-9.251 | 39.192 | -84.4782 | 2025-12-31 | Active |  |  |  | State | HL0015559 |  |  | State | T10 | Conventional | [14 empty] | No | No | No |  | HPS | [27 empty] | 2024-08-20 03:51 | NULL |  |  | mhurlow1 | 2018-05-16 12:45 | mneeley | 2024-08-20 03:50 | No | No | No | No | No | Standing | None | None | None | No | No | No |  |  | 2024-08-20 03:51 |  | mneeley | 2024-08-20 03:51 | mneeley | 2024-08-20 03:51 | No Photo Available | https://collectorweb.dot.state.oh.us/arcgis/rest/services/HIGHWAY_LIGHTING/HighwayLighting_Reference/FeatureServer/7/509447/attachments/ | http://data.mapchannels.com/dualmaps6/map.htm?lat=39.191966&lng=-84.478178
08 | HAMILTON | HAM | IR | 00075 |  | 9.772 |  | SHAMIR00075**N | HAM-75-9.772 | 39.1982 | -84.4713 | 2025-12-31 | Active |  |  |  | State | HL0013432 |  |  | State | D2-2 | Conventional | [14 empty] | No | No | No |  | HPS | [27 empty] | 2024-08-20 07:07 | NULL |  |  | mhurlow1 | 2018-05-16 13:31 | csonner1 | 2023-03-09 02:05 | No | No | No | No | No | Standing | None | None | None | No | No | No | Removed |  | 2024-08-20 07:07 |  | mneeley | 2024-08-20 07:07 | mneeley | 2024-08-20 07:07 | No Photo Available | https://collectorweb.dot.state.oh.us/arcgis/rest/services/HIGHWAY_LIGHTING/HighwayLighting_Reference/FeatureServer/7/510647/attachments/ | http://data.mapchannels.com/dualmaps6/map.htm?lat=39.198222&lng=-84.471332
08 | HAMILTON | HAM | IR | 00075 |  | 9.807 |  | SHAMIR00075**N | HAM-75-9.807 | 39.1986 | -84.4709 | 2025-12-31 | Active |  |  |  | State | HL0010534 | 2020-04-06 15:26 |  | State | D-2-3 | Conventional | [7 empty] | 1 | [6 empty] | No | No | No |  | HPS | 1 | 400 | [25 empty] | 2024-08-20 07:06 | NULL | 0 |  | mhurlow1 | 2018-05-16 13:32 | dturner | 2020-04-06 15:27 | No | No | No | No | No | Down | None | None | None | No | No | No | Removed |  | 2024-08-20 07:06 |  | mneeley | 2024-08-20 07:06 | mneeley | 2024-08-20 07:06 | No Photo Available | https://collectorweb.dot.state.oh.us/arcgis/rest/services/HIGHWAY_LIGHTING/HighwayLighting_Reference/FeatureServer/7/510646/attachments/ | http://data.mapchannels.com/dualmaps6/map.htm?lat=39.198605&lng=-84.470907
08 | HAMILTON | HAM | IR | 00075 |  | 9.82 |  | SHAMIR00075**C | HAM-75-9.820 | 39.198 | -84.471 | 2025-12-31 | Active |  |  |  | State | HL0020080 | 2020-04-01 15:52 |  | State | D-1-2 | Conventional | [7 empty] | 1 | [6 empty] | No | No | No |  | HPS | 1 | 200 | [25 empty] | 2024-08-20 04:12 | NULL | 0 |  | mhurlow1 | 2018-05-16 13:30 | dturner | 2020-04-01 15:53 | No | No | No | No | No | Standing | None | None | None | No | No | No | No door |  | 2024-08-20 04:12 |  | mneeley | 2024-08-20 04:13 | mneeley | 2024-08-20 04:13 | No Photo Available | https://collectorweb.dot.state.oh.us/arcgis/rest/services/HIGHWAY_LIGHTING/HighwayLighting_Reference/FeatureServer/7/510622/attachments/ | http://data.mapchannels.com/dualmaps6/map.htm?lat=39.198041&lng=-84.471005
08 | HAMILTON | HAM | IR | 00075 |  | 9.842 |  | SHAMIR00075**N | HAM-75-9.842 | 39.199 | -84.4705 | 2025-12-31 | Active |  |  |  | State | HL0001178 | 2020-04-06 15:13 |  | State | D-2-4 | Conventional | [7 empty] | 1 | [6 empty] | No | No | No |  | HPS | 1 | 200 | [25 empty] | 2024-08-20 07:04 | NULL | 0 |  | mhurlow1 | 2018-05-16 13:33 | dturner | 2020-04-06 15:14 | No | No | No | No | No | Standing | None | None | None | No | No | No |  |  | 2024-08-20 07:04 |  | mneeley | 2024-08-20 07:05 | mneeley | 2024-08-20 07:05 | No Photo Available | https://collectorweb.dot.state.oh.us/arcgis/rest/services/HIGHWAY_LIGHTING/HighwayLighting_Reference/FeatureServer/7/510245/attachments/ | http://data.mapchannels.com/dualmaps6/map.htm?lat=39.198987&lng=-84.470496
08 | HAMILTON | HAM | IR | 00075 |  | 9.855 |  | SHAMIR00075**C | HAM-75-9.855 | 39.1984 | -84.4706 | 2025-12-31 | Active |  |  |  | State | HL0018481 | 2020-04-01 15:54 |  | State | D-1-3 | Conventional | [7 empty] | 1 | [6 empty] | No | No | No |  | HPS | 1 | 200 | [25 empty] | 2024-08-20 04:14 | NULL | 0 |  | mhurlow1 | 2018-05-16 13:31 | dturner | 2020-04-01 15:54 | No | No | No | No | No | Standing | None | None | None | No | No | No |  |  | 2024-08-20 04:14 |  | mneeley | 2024-08-20 04:14 | mneeley | 2024-08-20 04:14 | No Photo Available | https://collectorweb.dot.state.oh.us/arcgis/rest/services/HIGHWAY_LIGHTING/HighwayLighting_Reference/FeatureServer/7/510222/attachments/ | http://data.mapchannels.com/dualmaps6/map.htm?lat=39.198420&lng=-84.470556
08 | HAMILTON | HAM | IR | 00075 |  | 9.876 |  | SHAMIR00075**N | HAM-75-9.876 | 39.1994 | -84.4701 | 2025-12-31 | Active |  |  |  | State | HL0013795 | 2020-04-06 14:59 |  | State | D-2-5 | Conventional | [7 empty] | 1 | [6 empty] | No | No | No |  | HPS | 1 | 200 | [25 empty] | 2024-08-20 07:03 | NULL | 0 |  | mhurlow1 | 2018-05-16 13:34 | dturner | 2020-04-06 15:00 | No | No | No | No | No | Standing | None | None | None | No | No | No | No door |  | 2024-08-20 07:03 |  | mneeley | 2024-08-20 07:03 | mneeley | 2024-08-20 07:03 | No Photo Available | https://collectorweb.dot.state.oh.us/arcgis/rest/services/HIGHWAY_LIGHTING/HighwayLighting_Reference/FeatureServer/7/510244/attachments/ | http://data.mapchannels.com/dualmaps6/map.htm?lat=39.199373&lng=-84.470109
08 | HAMILTON | HAM | IR | 00075 |  | 9.893 |  | SHAMIR00075**C | HAM-75-9.893 | 39.1988 | -84.4701 | 2025-12-31 | Active |  |  |  | State | HL0035761 |  |  | State | D1-4 | Conventional | [14 empty] | No | No | No |  | HPS | [27 empty] | 2024-08-20 04:16 | NULL |  |  | csonner1 | 2023-03-09 03:36 | csonner1 | 2023-03-09 03:36 | No | No | No | No | No | Down | None | None | None | No | Yes | No |  |  | 2024-08-20 04:16 |  | mneeley | 2024-08-20 04:16 | mneeley | 2024-08-20 04:16 | No Photo Available | https://collectorweb.dot.state.oh.us/arcgis/rest/services/HIGHWAY_LIGHTING/HighwayLighting_Reference/FeatureServer/7/510623/attachments/ | http://data.mapchannels.com/dualmaps6/map.htm?lat=39.198842&lng=-84.470098
08 | HAMILTON | HAM | IR | 00075 |  | 9.909 |  | SHAMIR00075**N | HAM-75-9.909 | 39.1998 | -84.4698 | 2025-12-31 | Active |  |  |  | State | HL0013877 | 2020-04-06 14:49 |  | State | D-2-6 | Conventional | [7 empty] | 1 | [6 empty] | No | No | No |  | HPS | 1 | 200 | [25 empty] | 2024-08-20 07:02 | NULL | 0 |  | mhurlow1 | 2018-05-16 13:38 | dturner | 2020-04-06 14:49 | No | No | No | No | No | Standing | None | None | None | No | No | No |  |  | 2024-08-20 07:02 |  | mneeley | 2024-08-20 07:02 | mneeley | 2024-08-20 07:02 | No Photo Available | https://collectorweb.dot.state.oh.us/arcgis/rest/services/HIGHWAY_LIGHTING/HighwayLighting_Reference/FeatureServer/7/510645/attachments/ | http://data.mapchannels.com/dualmaps6/map.htm?lat=39.199778&lng=-84.469764
08 | HAMILTON | HAM | IR | 00075 |  | 9.932 |  | SHAMIR00075**C | HAM-75-9.932 | 39.1993 | -84.4697 | 2025-12-31 | Active |  |  |  | State | HL0024137 | 2020-03-31 18:01 |  | State | D-15 | Conventional | [7 empty] | 1 | [6 empty] | No | No | No |  | HPS | 1 | 400 | [25 empty] | 2024-08-20 04:17 | NULL | 0 |  | Dsnyder5 | 2018-12-10 22:02 | dturner | 2020-03-31 18:02 | No | No | No | No | No | Standing | None | None | None | No | No | No |  |  | 2024-08-20 04:17 |  | mneeley | 2024-08-20 04:17 | mneeley | 2024-08-20 04:17 | No Photo Available | https://collectorweb.dot.state.oh.us/arcgis/rest/services/HIGHWAY_LIGHTING/HighwayLighting_Reference/FeatureServer/7/510223/attachments/ | http://data.mapchannels.com/dualmaps6/map.htm?lat=39.199309&lng=-84.469683
08 | HAMILTON | HAM | IR | 00075 |  | 9.945 |  | SHAMIR00075**N | HAM-75-9.945 | 39.2002 | -84.4694 | 2025-12-31 | Active |  |  |  | State | HL0025440 | 2020-04-06 14:38 |  | State | D-2-7 | Conventional | [7 empty] | 1 | [6 empty] | No | No | No |  | HPS | 1 | 200 | [25 empty] | 2024-08-20 07:00 | NULL | 0 |  | mhurlow1 | 2018-05-16 13:38 | dturner | 2020-04-06 14:39 | No | No | No | No | No | Standing | None | None | None | No | No | No |  |  | 2024-08-20 07:00 |  | mneeley | 2024-08-20 07:01 | mneeley | 2024-08-20 07:01 | No Photo Available | https://collectorweb.dot.state.oh.us/arcgis/rest/services/HIGHWAY_LIGHTING/HighwayLighting_Reference/FeatureServer/7/510243/attachments/ | http://data.mapchannels.com/dualmaps6/map.htm?lat=39.200219&lng=-84.469421
08 | HAMILTON | HAM | IR | 00075 |  | 9.965 |  | SHAMIR00075**C | HAM-75-9.965 | 39.1997 | -84.4693 | 2025-12-31 | Active |  |  |  | State | HL0012586 | 2020-04-01 17:45 |  | State | D-1-6 | Conventional | [7 empty] | 1 | [6 empty] | No | No | No |  | HPS | 1 | 200 | [25 empty] | 2024-08-20 04:18 | NULL | 0 |  | mhurlow1 | 2018-05-16 13:35 | dturner | 2020-04-01 17:47 | No | No | No | No | No | Standing | None | None | None | No | No | No |  |  | 2024-08-20 04:18 |  | mneeley | 2024-08-20 04:18 | mneeley | 2024-08-20 04:18 | No Photo Available | https://collectorweb.dot.state.oh.us/arcgis/rest/services/HIGHWAY_LIGHTING/HighwayLighting_Reference/FeatureServer/7/510624/attachments/ | http://data.mapchannels.com/dualmaps6/map.htm?lat=39.199699&lng=-84.469297
08 | HAMILTON | HAM | IR | 00075 |  | 10.01 |  | SHAMIR00075**C | HAM-75-10.010 | 39.2002 | -84.4688 | 2025-12-31 | Active |  |  |  | State | HL0015572 | 2020-04-01 18:15 |  | State | D-1-7 | Conventional | [7 empty] | 1 | [6 empty] | No | No | No |  | HPS | 1 | 400 | [25 empty] | 2024-08-20 04:19 | NULL | 0 |  | mhurlow1 | 2018-05-16 13:39 | dturner | 2020-04-01 18:16 | No | No | No | No | No | Standing | None | None | None | No | No | No |  |  | 2024-08-20 04:19 |  | mneeley | 2024-08-20 04:20 | mneeley | 2024-08-20 04:20 | No Photo Available | https://collectorweb.dot.state.oh.us/arcgis/rest/services/HIGHWAY_LIGHTING/HighwayLighting_Reference/FeatureServer/7/510224/attachments/ | http://data.mapchannels.com/dualmaps6/map.htm?lat=39.200237&lng=-84.468831
08 | HAMILTON | HAM | IR | 00075 |  | 10.043 |  | SHAMIR00075**C | HAM-75-10.043 | 39.2007 | -84.4685 | 2025-12-31 | Active |  |  |  | State | HL0023693 | 2020-04-02 14:20 |  | State | D-1-8 | Conventional | [7 empty] | 1 | [6 empty] | No | No | No |  | HPS | 1 | 200 | [25 empty] | 2024-08-20 04:22 | NULL | 0 |  | Dsnyder5 | 2018-06-14 17:46 | dturner | 2020-04-02 14:21 | No | No | No | No | No | Standing | None | None | None | No | No | No | No door exposed wire on wall |  | 2024-08-20 04:22 |  | mneeley | 2024-08-20 04:22 | mneeley | 2024-08-20 04:22 | No Photo Available | https://collectorweb.dot.state.oh.us/arcgis/rest/services/HIGHWAY_LIGHTING/HighwayLighting_Reference/FeatureServer/7/510625/attachments/ | http://data.mapchannels.com/dualmaps6/map.htm?lat=39.200660&lng=-84.468531
08 | HAMILTON | HAM | IR | 00075 |  | 10.221 |  | SHAMIR00075**N | HAM-75-10.221 | 39.2038 | -84.4672 | 2025-12-31 | Active |  |  |  | State | HL0031996 | 2020-06-19 14:24 |  | State | D 2 13 | Tower |  | 4 | [12 empty] | No | No | No | SR-126 R.R.HWY (fndn in ditch, pole base buried) | HPS | 6 | 400 | [25 empty] | 2022-08-09 16:21 | 4 - Needs Inspected in 4 CY | 0 |  | eric.young | 2014-12-30 10:26 | csonner | 2020-06-19 14:24 | No | No | No | No | No | Standing | None | None | None | No | No | No |  |  | 2022-08-09 16:21 |  | csonner1 | 2022-08-09 16:21 | csonner1 | 2022-08-09 16:21 | No Photo Available | No Photo Available | http://data.mapchannels.com/dualmaps6/map.htm?lat=39.203812&lng=-84.467224
08 | HAMILTON | HAM | IR | 00075 |  | 10.504 |  | SHAMIR00075**C | HAM-75-10.504 | 39.2066 | -84.4646 | 2025-12-31 | Active |  |  |  | State | HL0031982 | 2020-06-19 16:45 |  | State | D 1 20 | Tower |  | 4 | [12 empty] | No | No | No | SR-126 R.R.HWY | HPS | 4 | 400 | [25 empty] | 2022-08-12 18:08 | 4 - Needs Inspected in 4 CY | 0 |  | darshan.singh | 2014-12-29 14:05 | csonner | 2020-06-19 16:45 | No | No | No | No | No | Standing | None | None | None | No | No | No |  |  | 2022-08-12 18:08 |  | csonner1 | 2022-08-12 18:07 | csonner1 | 2022-08-12 18:07 | No Photo Available | No Photo Available | http://data.mapchannels.com/dualmaps6/map.htm?lat=39.206583&lng=-84.464580
08 | HAMILTON | HAM | IR | 00075 |  | 10.59 |  | SHAMIR00075**C | HAM-75-10.590 | 39.2076 | -84.4637 | 2025-12-31 | Active |  |  |  | State | HL0031981 | 2020-06-19 16:34 |  | State | D 1 21 | Tower |  | 4 | [12 empty] | No | No | No | SR-126 R.R.HWY | HPS | 4 | 400 | [25 empty] | 2022-08-12 18:07 | 4 - Needs Inspected in 4 CY | 0 |  | darshan.singh | 2014-12-29 14:01 | csonner | 2020-06-19 16:34 | No | No | No | No | No | Standing | None | None | None | No | No | No |  |  | 2022-08-12 18:07 |  | csonner1 | 2022-08-12 18:07 | csonner1 | 2022-08-12 18:07 | No Photo Available | No Photo Available | http://data.mapchannels.com/dualmaps6/map.htm?lat=39.207628&lng=-84.463728
08 | HAMILTON | HAM | IR | 00075 |  | 10.756 |  | SHAMIR00075**C | HAM-75-10.756 | 39.2098 | -84.4621 | 2025-12-31 | Active |  |  |  | State | HL0035274 |  |  | State | E1-5 | Tower | [14 empty] | No | No | No |  | LED | [27 empty] | 2022-08-11 12:41 | 4 - Needs Inspected in 4 CY |  |  | csonner1 | 2022-08-11 12:40 | csonner1 | 2022-08-11 12:40 | No | No | No | No | No | Standing | None | None | None | No | No | No |  |  | 2022-08-11 12:41 |  | csonner1 | 2022-08-11 12:40 | csonner1 | 2022-08-11 12:40 | No Photo Available | No Photo Available | http://data.mapchannels.com/dualmaps6/map.htm?lat=39.209756&lng=-84.462127
08 | HAMILTON | HAM | IR | 00075 |  | 10.942 |  | SHAMIR00075**C | HAM-75-10.942 | 39.211 | -84.459 | 2025-12-31 | Active |  |  |  | State | HL0031983 | 2020-06-19 18:17 |  | State | D 1 ?? | Tower |  | 4 | [12 empty] | No | No | No | SR-126 R.R.HWY (rust on bolts see pics) | HPS | 4 | 400 | [25 empty] | 2022-08-11 18:24 | 4 - Needs Inspected in 4 CY | 0 |  | darshan.singh | 2014-12-29 14:10 | csonner | 2020-06-19 18:17 | No | No | No | No | No | Standing | None | None | None | No | No | No | #4 burnt up both |  | 2022-08-11 18:24 |  | csonner1 | 2022-08-11 18:24 | csonner1 | 2022-08-11 18:24 | No Photo Available | No Photo Available | http://data.mapchannels.com/dualmaps6/map.htm?lat=39.211029&lng=-84.459009
08 | HAMILTON | HAM | IR | 00075 |  | 10.999 |  | SHAMIR00075**C | HAM-75-10.999 | 39.2115 | -84.4581 | 2025-12-31 | Active |  |  |  | State | HL0008187 | 2020-04-07 17:56 |  | State | C1-21 | Conventional | No |  | AT | A |  |  |  | 1 |  |  |  |  | No | No | No | No | No |  | HPS | 1 | 200 | [25 empty] | 2025-11-13 09:15 | NULL | 0 |  | mhurlow1 | 2018-05-16 14:35 | jritchie2 | 2026-07-02 15:10 | No | No | No | No | No | Standing | None | None | None | No | No | No |  | No | 2025-11-13 09:15 |  | mneeley | 2025-11-13 09:15 | mneeley | 2025-11-13 09:15 | No Photo Available | No Photo Available | http://data.mapchannels.com/dualmaps6/map.htm?lat=39.211493&lng=-84.458133
08 | HAMILTON | HAM | IR | 00075 |  | 11.029 |  | SHAMIR00075**C | HAM-75-11.029 | 39.2117 | -84.4577 | 2025-12-31 | Active |  |  |  | State | HL0026740 | 2020-04-07 17:56 |  | State | C1-20 | Conventional | No |  | AT | A |  |  |  | 1 |  |  |  |  | No | No | No | No | No |  | HPS | 1 | 200 | [25 empty] | 2025-11-13 09:15 | NULL | 0 |  | mhurlow1 | 2018-05-16 14:36 | jritchie2 | 2026-07-02 15:10 | No | No | No | No | No | Standing | None | None | None | No | No | No |  | No | 2025-11-13 09:15 |  | mneeley | 2025-11-13 09:15 | mneeley | 2025-11-13 09:15 | No Photo Available | No Photo Available | http://data.mapchannels.com/dualmaps6/map.htm?lat=39.211707&lng=-84.457653
08 | HAMILTON | HAM | IR | 00075 |  | 11.058 |  | SHAMIR00075**C | HAM-75-11.058 | 39.2119 | -84.4572 | 2025-12-31 | Active |  |  |  | State | HL0006120 | 2020-04-07 17:57 |  | State | C1-19 | Conventional | No |  | AT | A |  |  |  | 1 |  |  |  |  | No | No | No | No | No |  | HPS | 1 | 200 | [25 empty] | 2025-11-13 09:15 | NULL | 0 |  | mhurlow1 | 2018-05-16 14:36 | jritchie2 | 2026-07-02 15:10 | No | No | No | No | No | Standing | None | None | None | No | No | No |  | No | 2025-11-13 09:15 |  | mneeley | 2025-11-13 09:15 | mneeley | 2025-11-13 09:15 | No Photo Available | No Photo Available | http://data.mapchannels.com/dualmaps6/map.htm?lat=39.211917&lng=-84.457178
08 | HAMILTON | HAM | IR | 00075 |  | 11.094 |  | SHAMIR00075**C | HAM-75-11.094 | 39.2122 | -84.4566 | 2025-12-31 | Active |  |  |  | State | HL0013513 | 2020-04-07 18:11 |  | State | c1-18 | Conventional | No |  | AT | A |  |  |  | 1 |  |  |  |  | No | No | No | No | No |  | HPS | 1 | 200 | [25 empty] | 2025-11-13 09:14 | NULL | 0 |  | mhurlow1 | 2018-05-16 14:37 | jritchie2 | 2026-07-02 15:11 | No | No | No | No | No | Standing | None | None | None | No | No | No |  | No | 2025-11-13 09:14 |  | mneeley | 2025-11-13 09:15 | mneeley | 2025-11-13 09:15 | No Photo Available | No Photo Available | http://data.mapchannels.com/dualmaps6/map.htm?lat=39.212185&lng=-84.456610
08 | HAMILTON | HAM | IR | 00075 |  | 11.126 |  | SHAMIR00075**N | HAM-75-11.126 | 39.2158 | -84.4608 | 2025-12-31 | Active |  |  |  | State | HL0024539 | 2020-04-09 14:53 |  | State | B1-5 | Conventional | [7 empty] | 1 | [6 empty] | No | No | No |  | HPS | 1 | 200 | [25 empty] | 2025-10-20 17:18 | NULL | 0 |  | mhurlow1 | 2018-05-16 14:03 | dturner | 2020-04-09 14:54 | No | No | No | No | No | Standing | None | None | None | No | No | No |  | No | 2025-10-20 17:18 |  | csonner1 | 2025-10-20 17:19 | csonner1 | 2025-10-20 17:19 | No Photo Available | No Photo Available | http://data.mapchannels.com/dualmaps6/map.htm?lat=39.215816&lng=-84.460824
08 | HAMILTON | HAM | IR | 00075 |  | 11.132 |  | SHAMIR00075**C | HAM-75-11.132 | 39.2122 | -84.4558 | 2025-12-31 | Active |  |  |  | State | HL0020392 |  |  | State |  | Conventional | [14 empty] | No | No | No |  | HPS | [28 empty] | NULL |  |  | mhurlow1 | 2018-05-16 14:39 | Dsnyder5 | 2018-07-24 16:16 | [20 empty] | No Photo Available | No Photo Available | http://data.mapchannels.com/dualmaps6/map.htm?lat=39.212247&lng=-84.455843
08 | HAMILTON | HAM | IR | 00075 |  | 11.133 |  | SHAMIR00075**C | HAM-75-11.133 | 39.2124 | -84.456 | 2025-12-31 | Active |  |  |  | State | HL0010093 | 2020-04-07 18:20 |  | State | C1-17 | Conventional | No |  | AT | A |  |  |  | 1 |  |  |  |  | No | No | No | No | No |  | HPS | 1 | 200 |  |  | No | [22 empty] | 2025-11-13 09:14 | NULL | 0 |  | mhurlow1 | 2018-05-16 14:37 | jritchie2 | 2026-07-02 15:11 | No | No | No | No | No | Standing | None | None | None | No | No | No |  | No | 2025-11-13 09:14 |  | mneeley | 2025-11-13 09:14 | mneeley | 2025-11-13 09:14 | No Photo Available | No Photo Available | http://data.mapchannels.com/dualmaps6/map.htm?lat=39.212441&lng=-84.455964
08 | HAMILTON | HAM | IR | 00075 |  | 11.159 |  | SHAMIR00075**N | HAM-75-11.159 | 39.2163 | -84.4607 | 2025-12-31 | Active |  |  |  | State | HL0015737 | 2020-04-09 14:41 |  | State | B1-4 | Conventional | No |  | AT | A |  |  |  | 1 |  |  |  |  | No | No | No | No | No |  | HPS | 1 | 200 | [25 empty] | 2025-10-20 17:17 | NULL | 0 |  | mhurlow1 | 2018-05-16 14:03 | jritchie2 | 2026-07-14 14:01 | No | No | No | No | No | Standing | None | None | None | No | No | No |  | No | 2025-10-20 17:17 |  | csonner1 | 2025-10-20 17:17 | csonner1 | 2025-10-20 17:17 | No Photo Available | No Photo Available | http://data.mapchannels.com/dualmaps6/map.htm?lat=39.216289&lng=-84.460714
08 | HAMILTON | HAM | IR | 00075 |  | 11.169 |  | SHAMIR00075**C | HAM-75-11.169 | 39.2127 | -84.4554 | 2025-12-31 | Active |  |  |  | State | HL0022348 | 2020-04-08 12:56 |  | State | C1-16 | Conventional | [7 empty] | 1 | [6 empty] | No | No | No |  | HPS | 1 | 200 | [25 empty] | 2025-11-13 09:14 | NULL | 0 |  | mhurlow1 | 2018-05-16 14:44 | dturner | 2020-04-08 12:56 | No | No | No | No | No | Standing | None | None | None | No | No | No |  | No | 2025-11-13 09:14 |  | mneeley | 2025-11-13 09:14 | mneeley | 2025-11-13 09:14 | No Photo Available | No Photo Available | http://data.mapchannels.com/dualmaps6/map.htm?lat=39.212696&lng=-84.455385
08 | HAMILTON | HAM | IR | 00075 |  | 11.186 |  | SHAMIR00075**N | HAM-75-11.186 | 39.2167 | -84.4606 | 2025-12-31 | Active |  |  |  | State | HL0009279 | 2020-04-09 14:27 |  | State | B1-3 | Conventional | No |  | AT | A |  |  |  | 1 |  |  |  |  | No | No | No | No | No |  | HPS | 1 | 200 | [25 empty] | 2025-10-20 17:17 | NULL | 0 |  | mhurlow1 | 2018-05-16 14:04 | jritchie2 | 2026-07-14 14:00 | No | No | No | No | No | Standing | None | None | None | No | No | No |  | No | 2025-10-20 17:17 |  | csonner1 | 2025-10-20 17:17 | csonner1 | 2025-10-20 17:17 | No Photo Available | No Photo Available | http://data.mapchannels.com/dualmaps6/map.htm?lat=39.216671&lng=-84.460633
08 | HAMILTON | HAM | IR | 00075 |  | 11.203 |  | SHAMIR00075**C | HAM-75-11.203 | 39.2129 | -84.4548 | 2025-12-31 | Active |  |  |  | State | HL0001486 | 2020-04-08 13:10 |  | State | C1-15 | Conventional | [7 empty] | 1 | [6 empty] | No | No | No |  | HPS | 1 | 200 | [25 empty] | 2025-11-13 09:14 | NULL | 0 |  | mhurlow1 | 2018-05-16 14:45 | dturner | 2020-04-08 13:11 | No | No | No | No | No | Standing | None | None | None | No | No | No |  | No | 2025-11-13 09:14 |  | mneeley | 2025-11-13 09:14 | mneeley | 2025-11-13 09:14 | No Photo Available | No Photo Available | http://data.mapchannels.com/dualmaps6/map.htm?lat=39.212937&lng=-84.454818
08 | HAMILTON | HAM | IR | 00075 |  | 11.214 |  | SHAMIR00075**N | HAM-75-11.214 | 39.2171 | -84.4605 | 2025-12-31 | Active |  |  |  | State | HL0003111 | 2020-04-09 14:10 |  | State | B1-2 | Conventional | No |  | AT | A |  |  |  | 1 |  |  |  |  | No | No | No | No | No |  | HPS | 1 | 200 | [25 empty] | 2025-10-20 17:16 | NULL | 0 |  | mhurlow1 | 2018-05-16 14:05 | jritchie2 | 2026-07-14 13:59 | No | No | No | No | No | Standing | None | None | None | No | No | No |  | No | 2025-10-20 17:16 |  | csonner1 | 2025-10-20 17:16 | csonner1 | 2025-10-20 17:16 | No Photo Available | No Photo Available | http://data.mapchannels.com/dualmaps6/map.htm?lat=39.217071&lng=-84.460497
08 | HAMILTON | HAM | IR | 00075 |  | 11.236 |  | SHAMIR00075**C | HAM-75-11.236 | 39.2132 | -84.4543 | 2025-12-31 | Active |  |  |  | State | HL0010789 | 2020-04-08 13:27 |  | State | C1-14 | Conventional | [7 empty] | 1 | [6 empty] | No | No | No |  | HPS | 1 | 200 | [25 empty] | 2025-11-13 09:14 | NULL | 0 |  | mhurlow1 | 2018-05-16 14:45 | dturner | 2020-04-08 13:28 | No | No | No | No | No | Standing | None | None | None | No | No | No |  | No | 2025-11-13 09:14 |  | mneeley | 2025-11-13 09:14 | mneeley | 2025-11-13 09:14 | No Photo Available | No Photo Available | http://data.mapchannels.com/dualmaps6/map.htm?lat=39.213170&lng=-84.454276
08 | HAMILTON | HAM | IR | 00075 |  | 11.247 |  | SHAMIR00075**N | HAM-75-11.247 | 39.2175 | -84.4604 | 2025-12-31 | Active |  |  |  | State | HL0035759 |  |  | State | B1-1 | Conventional | No |  | AT | A |  |  |  | 1 |  |  |  |  | No | No | No | No | No |  | HPS | 1 | 200 | [25 empty] | 2025-10-20 17:09 | NULL |  |  | csonner1 | 2023-03-08 06:21 | jritchie2 | 2026-07-14 13:59 | No | No | No | No | No | Standing | None | None | None | No | No | No |  | No | 2025-10-20 17:09 |  | csonner1 | 2025-10-20 17:10 | csonner1 | 2025-10-20 17:10 | No Photo Available | No Photo Available | http://data.mapchannels.com/dualmaps6/map.htm?lat=39.217536&lng=-84.460357
08 | HAMILTON | HAM | IR | 00075 |  | 11.273 |  | SHAMIR00075**N | HAM-75-11.273 | 39.2179 | -84.4601 | 2025-12-31 | Active |  |  |  | State | HL0017940 | 2020-04-09 14:09 |  | State | B2-1 | Conventional | No |  | AT | A |  |  |  | 1 |  |  |  |  | No | No | No | No | No |  | HPS | 1 | 200 | [25 empty] | 2025-10-20 17:09 | NULL | 0 |  | mhurlow1 | 2018-05-16 14:06 | jritchie2 | 2026-07-14 13:58 | No | No | No | No | No | Standing | None | None | None | No | No | No |  | No | 2025-10-20 17:09 |  | csonner1 | 2025-10-20 17:09 | csonner1 | 2025-10-20 17:09 | No Photo Available | No Photo Available | http://data.mapchannels.com/dualmaps6/map.htm?lat=39.217895&lng=-84.460147
08 | HAMILTON | HAM | IR | 00075 |  | 11.299 |  | SHAMIR00075**N | HAM-75-11.299 | 39.2182 | -84.46 | 2025-12-31 | Active |  |  |  | State | HL0025396 | 2020-04-09 13:44 |  | State | B2-2 | Conventional | [7 empty] | 1 | [6 empty] | No | No | No |  | HPS | 1 | 200 | [25 empty] | 2025-10-20 17:07 | NULL | 0 |  | mhurlow1 | 2018-05-16 14:07 | dturner | 2020-04-09 13:45 | No | No | No | No | No | Standing | None | None | None | No | No | No |  | No | 2025-10-20 17:07 |  | csonner1 | 2025-10-20 17:07 | csonner1 | 2025-10-20 17:07 | No Photo Available | No Photo Available | http://data.mapchannels.com/dualmaps6/map.htm?lat=39.218242&lng=-84.459954
08 | HAMILTON | HAM | IR | 00075 |  | 11.324 |  | SHAMIR00075**N | HAM-75-11.324 | 39.2186 | -84.4597 | 2025-12-31 | Active |  |  |  | State | HL0018936 | 2020-04-09 13:29 |  | State | B2-3 | Conventional | No |  | AT | A |  |  |  | 1 |  |  |  |  | No | No | No | No | No |  | HPS | 1 | 200 | [25 empty] | 2025-10-20 17:06 | NULL | 0 |  | mhurlow1 | 2018-05-16 14:07 | jritchie2 | 2026-07-14 13:58 | No | No | No | No | No | Standing | None | None | None | No | No | No |  | No | 2025-10-20 17:06 |  | csonner1 | 2025-10-20 17:07 | csonner1 | 2025-10-20 17:07 | No Photo Available | No Photo Available | http://data.mapchannels.com/dualmaps6/map.htm?lat=39.218582&lng=-84.459746
08 | HAMILTON | HAM | IR | 00075 |  | 11.351 |  | SHAMIR00075**N | HAM-75-11.351 | 39.2189 | -84.4595 | 2025-12-31 | Active |  |  |  | State | HL0013880 | 2020-04-09 13:13 |  | State | B2-4 | Conventional | [7 empty] | 1 | [6 empty] | No | No | No |  | HPS | 1 | 200 | [25 empty] | 2025-10-20 17:06 | NULL | 0 |  | mhurlow1 | 2018-05-16 14:08 | dturner | 2020-04-09 13:14 | No | No | No | No | No | Standing | None | None | None | No | No | No |  | No | 2025-10-20 17:06 |  | csonner1 | 2025-10-20 17:06 | csonner1 | 2025-10-20 17:06 | No Photo Available | No Photo Available | http://data.mapchannels.com/dualmaps6/map.htm?lat=39.218922&lng=-84.459514
08 | HAMILTON | HAM | IR | 00075 |  | 11.378 |  | SHAMIR00075**N | HAM-75-11.378 | 39.2193 | -84.4592 | 2025-12-31 | Active |  |  |  | State | HL0008936 | 2020-04-09 12:59 |  | State | B2-5 | Conventional | [7 empty] | 1 | [6 empty] | No | No | No |  | HPS | 1 | 400 | [25 empty] | 2025-10-20 17:06 | NULL | 0 |  | mhurlow1 | 2018-05-16 14:08 | dturner | 2020-04-09 12:59 | No | No | No | No | No | Standing | None | None | None | No | No | No |  | No | 2025-10-20 17:06 |  | csonner1 | 2025-10-20 17:06 | csonner1 | 2025-10-20 17:06 | No Photo Available | No Photo Available | http://data.mapchannels.com/dualmaps6/map.htm?lat=39.219267&lng=-84.459233
08 | HAMILTON | HAM | IR | 00075 |  | 11.409 |  | SHAMIR00075**N | HAM-75-11.409 | 39.2196 | -84.4589 | 2025-12-31 | Active |  |  |  | State | HL0017202 | 2020-04-08 17:46 |  | State | B2-6 | Conventional | [7 empty] | 1 | [6 empty] | No | No | No |  | HPS | 1 | 200 | [25 empty] | 2025-10-20 17:04 | NULL | 0 |  | mhurlow1 | 2018-05-16 14:09 | dturner | 2020-04-08 17:46 | No | No | No | No | No | Standing | None | None | None | No | No | No |  | No | 2025-10-20 17:04 |  | csonner1 | 2025-10-20 17:04 | csonner1 | 2025-10-20 17:04 | No Photo Available | No Photo Available | http://data.mapchannels.com/dualmaps6/map.htm?lat=39.219639&lng=-84.458890
08 | HAMILTON | HAM | IR | 00075 |  | 11.426 |  | SHAMIR00075**C | HAM-75-11.426 | 39.2149 | -84.4515 | 2025-12-31 | Active |  |  |  | State | HL0011795 | 2020-04-07 13:16 |  | State | C1-4 | Conventional | [7 empty] | 1 | [6 empty] | No | No | No |  | HPS | 1 | 200 | [25 empty] | 2025-11-05 21:55 | NULL | 0 | 2025-11-05 21:55 | mhurlow1 | 2018-05-16 14:42 | dturner | 2020-04-07 13:16 | No | No | No | No | No | Standing | None | None | None | No | No | No |  | No | 2025-11-05 21:55 | 2025-11-05 21:55 | ascott3 | 2025-11-05 21:55 | ascott3 | 2025-11-05 21:55 | No Photo Available | No Photo Available | http://data.mapchannels.com/dualmaps6/map.htm?lat=39.214876&lng=-84.451461
08 | HAMILTON | HAM | IR | 00075 |  | 11.437 |  | SHAMIR00075**N | HAM-75-11.437 | 39.22 | -84.4586 | 2025-12-31 | Active |  |  |  | State | HL0003639 | 2020-04-08 17:31 |  | State | B2-7 | Conventional | [7 empty] | 1 | [6 empty] | No | No | No |  | HPS | 1 | 200 | [25 empty] | 2025-05-21 16:03 | NULL | 0 | 2025-05-21 16:03 | mhurlow1 | 2018-05-16 14:09 | dturner | 2020-04-08 17:31 | No | No | No | No | No | Standing | None | None | None | No | No | No | Rusted bolts and nuts | No | 2025-05-21 16:03 | 2025-05-21 16:03 | ascott3 | 2025-05-21 16:04 | ascott3 | 2025-05-21 16:18 | No Photo Available | https://collectorweb.dot.state.oh.us/arcgis/rest/services/HIGHWAY_LIGHTING/HighwayLighting_Reference/FeatureServer/7/552811/attachments/ | http://data.mapchannels.com/dualmaps6/map.htm?lat=39.219953&lng=-84.458570
08 | HAMILTON | HAM | IR | 00075 |  | 11.46 |  | SHAMIR00075**C | HAM-75-11.460 | 39.2153 | -84.4511 | 2025-12-31 | Active |  |  |  | State | HL0010920 | 2020-04-07 13:30 |  | State | C1-3 | Conventional | [7 empty] | 1 | [6 empty] | No | No | No |  | HPS | 1 | 200 | [25 empty] | 2025-11-05 21:55 | NULL | 0 | 2025-11-05 21:55 | mhurlow1 | 2018-05-16 14:42 | dturner | 2020-04-07 13:30 | No | No | No | No | No | Standing | None | None | None | No | No | No |  | No | 2025-11-05 21:55 | 2025-11-05 21:55 | ascott3 | 2025-11-05 21:55 | ascott3 | 2025-11-05 21:55 | No Photo Available | No Photo Available | http://data.mapchannels.com/dualmaps6/map.htm?lat=39.215285&lng=-84.451072
08 | HAMILTON | HAM | IR | 00075 |  | 11.464 |  | SHAMIR00075**N | HAM-75-11.464 | 39.2203 | -84.4583 | 2025-12-31 | Active |  |  |  | State | HL0000824 | 2020-04-08 17:19 |  | State | B2-8 | Conventional | No |  | AT | A |  |  |  | 1 |  |  |  |  | No | No | No | No | No |  | HPS | 1 | 200 | [25 empty] | 2025-10-20 16:51 | NULL | 0 |  | mhurlow1 | 2018-05-16 14:10 | jritchie2 | 2026-07-14 13:57 | No | No | No | No | No | Standing | None | None | None | No | No | No |  | No | 2025-10-20 16:51 |  | csonner1 | 2025-10-20 16:51 | csonner1 | 2025-10-20 16:51 | No Photo Available | No Photo Available | http://data.mapchannels.com/dualmaps6/map.htm?lat=39.220269&lng=-84.458267
08 | HAMILTON | HAM | IR | 00075 |  | 11.492 |  | SHAMIR00075**N | HAM-75-11.492 | 39.2206 | -84.4579 | 2025-12-31 | Active |  |  |  | State | HL0022908 | 2020-04-08 17:06 |  | State | B2-9 | Conventional | No |  | AT | A |  |  |  | 1 |  |  |  |  | No | No | No | No | No |  | HPS | 1 | 200 | [25 empty] | 2025-10-20 16:43 | NULL | 0 |  | mhurlow1 | 2018-05-16 14:11 | jritchie2 | 2026-07-14 13:57 | No | No | No | No | No | Standing | None | None | None | No | No | No |  | No | 2025-10-20 16:43 |  | csonner1 | 2025-10-20 16:43 | csonner1 | 2025-10-20 16:43 | No Photo Available | No Photo Available | http://data.mapchannels.com/dualmaps6/map.htm?lat=39.220581&lng=-84.457929
08 | HAMILTON | HAM | IR | 00075 |  | 11.494 |  | SHAMIR00075**C | HAM-75-11.494 | 39.2157 | -84.4507 | 2025-12-31 | Active |  |  |  | State | HL0005181 | 2020-04-07 13:46 |  | State | C1-2 | Conventional | [7 empty] | 1 | [6 empty] | No | No | No |  | HPS | 1 | 200 | [25 empty] | 2025-11-05 21:56 | NULL | 0 |  | mhurlow1 | 2018-05-16 14:42 | dturner | 2020-04-07 13:46 | No | No | No | No | No | Standing | None | None | None | No | No | No |  | No | 2025-11-05 21:56 |  | ascott3 | 2025-11-05 21:56 | ascott3 | 2025-11-05 21:56 | No Photo Available | No Photo Available | http://data.mapchannels.com/dualmaps6/map.htm?lat=39.215698&lng=-84.450739
08 | HAMILTON | HAM | IR | 00075 |  | 11.522 |  | SHAMIR00075**C | HAM-75-11.522 | 39.2161 | -84.4505 | 2025-12-31 | Active |  |  |  | State | HL0000843 | 2020-04-07 13:56 |  | State | C1-1 | Conventional | [7 empty] | 1 | [6 empty] | No | No | No |  | HPS | 1 | 310 | [25 empty] | 2025-11-05 21:56 | NULL | 0 | 2025-11-05 21:56 | mhurlow1 | 2018-05-16 14:42 | dturner | 2020-04-07 13:56 | No | No | No | No | No | Standing | None | None | None | No | No | No |  | No | 2025-11-05 21:56 | 2025-11-05 21:56 | ascott3 | 2025-11-05 21:56 | ascott3 | 2025-11-05 21:56 | No Photo Available | No Photo Available | http://data.mapchannels.com/dualmaps6/map.htm?lat=39.216056&lng=-84.450474
08 | HAMILTON | HAM | IR | 00075 |  | 11.523 |  | SHAMIR00075**N | HAM-75-11.523 | 39.2209 | -84.4576 | 2025-12-31 | Active |  |  |  | State | HL0024650 | 2020-04-08 16:52 |  | State | B2-10 | Conventional | No |  | AT | A |  |  |  | 1 |  |  |  |  | No | No | No | No | No |  | HPS | 1 | 200 | [25 empty] | 2025-10-20 16:39 | NULL | 0 |  | mhurlow1 | 2018-05-16 14:11 | jritchie2 | 2026-07-14 13:56 | No | No | No | No | No | Standing | None | None | None | No | No | No |  | No | 2025-10-20 16:39 |  | csonner1 | 2025-10-20 16:40 | csonner1 | 2025-10-20 16:40 | No Photo Available | No Photo Available | http://data.mapchannels.com/dualmaps6/map.htm?lat=39.220943&lng=-84.457586
08 | HAMILTON | HAM | IR | 00075 |  | 11.553 |  | SHAMIR00075**N | HAM-75-11.553 | 39.2213 | -84.4572 | 2025-12-31 | Active |  |  |  | State | HL0015670 | 2020-04-08 16:27 |  | State | B2-11 | Conventional | No |  |  | A |  |  |  | 1 |  |  |  |  | No | No | No | No | No |  | HPS | 1 | 200 | [25 empty] | 2025-10-20 16:29 | NULL | 0 |  | mhurlow1 | 2018-05-16 14:11 | jritchie2 | 2026-07-14 13:56 | No | No | No | No | No | Standing | None | None | None | No | No | No |  | No | 2025-10-20 16:29 |  | csonner1 | 2025-10-20 16:29 | csonner1 | 2025-10-20 16:29 | No Photo Available | No Photo Available | http://data.mapchannels.com/dualmaps6/map.htm?lat=39.221277&lng=-84.457235
08 | HAMILTON | HAM | IR | 00075 |  | 11.558 |  | SHAMIR00075**C | HAM-75-11.558 | 39.2166 | -84.4504 | 2025-12-31 | Active |  |  |  | State | HL0015981 |  |  | State | C2-1 | Conventional | [14 empty] | No | No | No |  | HPS | 1 | [26 empty] | 2025-07-11 02:40 | NULL |  |  | mhurlow1 | 2018-05-16 14:49 | acode1@Editor | 2026-07-06 14:24 | No | No | No | No | No | Standing | None | None | None | Yes | No | No | hole In tbase | Yes | 2025-07-11 02:40 |  | mneeley | 2025-07-11 02:40 | mneeley | 2025-07-11 02:40 | No Photo Available | https://collectorweb.dot.state.oh.us/arcgis/rest/services/HIGHWAY_LIGHTING/HighwayLighting_Reference/FeatureServer/7/557194/attachments/ | http://data.mapchannels.com/dualmaps6/map.htm?lat=39.216614&lng=-84.450366
08 | HAMILTON | HAM | IR | 00075 |  | 11.589 |  | SHAMIR00075**N | HAM-75-11.589 | 39.2215 | -84.4566 | 2025-12-31 | Active |  |  |  | State | HL0010014 | 2020-04-09 18:06 |  | State | B2-12 | Conventional | No |  | AT | A |  |  |  | 1 |  |  |  |  | No | No | No | No | No |  | HPS | 1 | 200 | [25 empty] | 2025-10-20 18:01 | NULL | 0 |  | mhurlow1 | 2018-05-16 14:13 | jritchie2 | 2026-07-14 13:50 | No | No | No | No | No | Standing | None | None | None | No | No | No |  | No | 2025-10-20 18:01 |  | csonner1 | 2025-10-20 18:01 | csonner1 | 2025-10-20 18:01 | No Photo Available | No Photo Available | http://data.mapchannels.com/dualmaps6/map.htm?lat=39.221538&lng=-84.456583
08 | HAMILTON | HAM | IR | 00075 |  | 11.592 |  | SHAMIR00075**C | HAM-75-11.592 | 39.217 | -84.4501 | 2025-12-31 | Active |  |  |  | State | HL0021315 |  |  | State | C2-2 | Conventional | [14 empty] | No | No | No |  | HPS | 1 | [27 empty] | NULL |  |  | mhurlow1 | 2018-05-16 14:50 | acode1@Editor | 2026-07-06 14:25 | [20 empty] | No Photo Available | No Photo Available | http://data.mapchannels.com/dualmaps6/map.htm?lat=39.217049&lng=-84.450084
08 | HAMILTON | HAM | IR | 00075 |  | 11.62 |  | SHAMIR00075**N | HAM-75-11.620 | 39.2219 | -84.4562 | 2025-12-31 | Active |  |  |  | State | HL0004619 | 2020-04-09 17:55 |  | State | B2-13 | Conventional | No |  | AT | A |  |  |  | 1 |  |  |  |  | No | No | No | No | No |  | HPS | 1 | 200 | [25 empty] | 2025-10-20 18:00 | NULL | 0 |  | mhurlow1 | 2018-05-16 14:13 | jritchie2 | 2026-07-14 13:51 | No | No | No | No | No | Standing | None | None | None | No | No | No |  | No | 2025-10-20 18:00 |  | csonner1 | 2025-10-20 18:00 | csonner1 | 2025-10-20 18:00 | No Photo Available | No Photo Available | http://data.mapchannels.com/dualmaps6/map.htm?lat=39.221899&lng=-84.456234
08 | HAMILTON | HAM | IR | 00075 |  | 11.623 |  | SHAMIR00075**C | HAM-75-11.623 | 39.2175 | -84.4498 | 2025-12-31 | Active |  |  |  | State | HL0019043 |  |  | State | C2-3 | Conventional | [14 empty] | No | No | No |  | HPS | 1 | [26 empty] | 2025-07-11 02:40 | NULL |  |  | mhurlow1 | 2018-05-16 14:50 | acode1@Editor | 2026-07-06 14:25 | No | No | No | No | No | Standing | None | None | None | No | No | No |  | No | 2025-07-11 02:40 |  | mneeley | 2025-07-11 02:40 | mneeley | 2025-07-11 02:40 | No Photo Available | https://collectorweb.dot.state.oh.us/arcgis/rest/services/HIGHWAY_LIGHTING/HighwayLighting_Reference/FeatureServer/7/556405/attachments/ | http://data.mapchannels.com/dualmaps6/map.htm?lat=39.217454&lng=-84.449812
08 | HAMILTON | HAM | IR | 00075 |  | 11.654 |  | SHAMIR00075**N | HAM-75-11.654 | 39.2223 | -84.4558 | 2025-12-31 | Active |  |  |  | State | HL0020523 | 2020-04-09 17:40 |  | State | B2-14 | Conventional | No |  | AT | A |  |  |  | 1 |  |  |  |  | No | No | No | No | No |  | HPS | 1 | 200 | [25 empty] | 2025-07-11 07:23 | NULL | 0 |  | mhurlow1 | 2018-05-16 14:15 | jritchie2 | 2026-07-14 13:51 | No | No | No | No | No | Standing | None | None | None | No | No | No |  | No | 2025-07-11 07:23 |  | mneeley | 2025-07-11 07:24 | mneeley | 2025-07-11 07:24 | No Photo Available | https://collectorweb.dot.state.oh.us/arcgis/rest/services/HIGHWAY_LIGHTING/HighwayLighting_Reference/FeatureServer/7/556016/attachments/ | http://data.mapchannels.com/dualmaps6/map.htm?lat=39.222288&lng=-84.455849
08 | HAMILTON | HAM | IR | 00075 |  | 11.656 |  | SHAMIR00075**C | HAM-75-11.656 | 39.2179 | -84.4495 | 2025-12-31 | Active |  |  |  | State | HL0018611 |  |  | State | C2-4 | Conventional | [14 empty] | No | No | No |  | HPS | 1 | [26 empty] | 2025-07-11 02:44 | NULL |  |  | mhurlow1 | 2018-05-16 14:51 | acode1@Editor | 2026-07-06 14:25 | No | No | No | No | No | Standing | None | None | None | No | No | No |  | No | 2025-07-11 02:44 |  | mneeley | 2025-07-11 02:44 | mneeley | 2025-07-11 02:44 | No Photo Available | https://collectorweb.dot.state.oh.us/arcgis/rest/services/HIGHWAY_LIGHTING/HighwayLighting_Reference/FeatureServer/7/556007/attachments/ | http://data.mapchannels.com/dualmaps6/map.htm?lat=39.217864&lng=-84.449520
08 | HAMILTON | HAM | IR | 00075 |  | 11.684 |  | SHAMIR00075**N | HAM-75-11.684 | 39.2226 | -84.4555 | 2025-12-31 | Active |  |  |  | State | HL0007909 |  |  | State | B2-15 | Conventional | No |  | AT | A |  |  |  | 1 |  |  |  |  | No | No | No | No | No |  | HPS | 1 | 200 | [25 empty] | 2025-10-20 17:59 | NULL |  |  | mhurlow1 | 2018-05-16 14:16 | jritchie2 | 2026-07-14 13:52 | No | No | No | No | No | Standing | None | None | None | No | No | No |  | No | 2025-10-20 17:59 |  | csonner1 | 2025-10-20 17:59 | csonner1 | 2025-10-20 17:59 | No Photo Available | No Photo Available | http://data.mapchannels.com/dualmaps6/map.htm?lat=39.222637&lng=-84.455500
08 | HAMILTON | HAM | IR | 00075 |  | 11.717 |  | SHAMIR00075**N | HAM-75-11.717 | 39.223 | -84.4551 | 2025-12-31 | Active |  |  |  | State | HL0021398 |  |  | State | B2-16 | Conventional | No |  | AT | A |  |  |  | 1 |  |  |  |  | No | No | No | No | No |  | HPS | 1 | 200 | [25 empty] | 2025-11-12 06:16 | NULL |  |  | mhurlow1 | 2018-05-16 14:16 | jritchie2 | 2026-07-14 13:52 | No | No | No | No | No | Standing | None | None | None | No | No | No |  | No | 2025-11-12 06:16 |  | mneeley | 2025-11-12 06:16 | mneeley | 2025-11-12 06:16 | No Photo Available | No Photo Available | http://data.mapchannels.com/dualmaps6/map.htm?lat=39.223018&lng=-84.455145
08 | HAMILTON | HAM | IR | 00075 |  | 11.748 |  | SHAMIR00075**N | HAM-75-11.748 | 39.2234 | -84.4548 | 2025-12-31 | Active |  |  |  | State | HL0018845 |  |  | State | B2-17 | Conventional | No |  | AT | A |  |  |  | 1 |  |  |  |  | No | No | No | No | No |  | HPS | 1 | 200 | [25 empty] | 2025-11-12 06:16 | NULL |  |  | mhurlow1 | 2018-05-16 14:17 | jritchie2 | 2026-07-14 13:53 | No | No | No | No | No | Standing | None | None | None | No | No | No |  | No | 2025-11-12 06:16 |  | mneeley | 2025-11-12 06:16 | mneeley | 2025-11-12 06:16 | No Photo Available | No Photo Available | http://data.mapchannels.com/dualmaps6/map.htm?lat=39.223370&lng=-84.454784
08 | HAMILTON | HAM | IR | 00075 |  | 11.756 |  | SHAMIR00075**C | HAM-75-11.756 | 39.2191 | -84.4486 | 2025-12-31 | Active |  |  |  | State | HL0010727 | 2020-04-07 16:26 |  | State | C2-10 | Conventional | No |  | AT | A |  |  |  | 1 |  |  |  |  | No | No | No | No | No |  | HPS | 1 | 250 | [25 empty] | 2025-11-13 09:13 | NULL | 0 |  | mhurlow1 | 2018-05-16 14:53 | jritchie2 | 2026-07-02 15:13 | No | No | No | No | No | Standing | None | None | None | No | No | No |  | No | 2025-11-13 09:13 |  | mneeley | 2025-11-13 09:13 | mneeley | 2025-11-13 09:13 | No Photo Available | No Photo Available | http://data.mapchannels.com/dualmaps6/map.htm?lat=39.219134&lng=-84.448596
08 | HAMILTON | HAM | IR | 00075 |  | 11.784 |  | SHAMIR00075**N | HAM-75-11.784 | 39.2238 | -84.4544 | 2025-12-31 | Active |  |  |  | State | HL0019189 |  |  | State | B2-16 | Conventional | No |  | AT | A |  |  |  | 1 |  |  |  |  | No | No | No | No | No |  | HPS | 1 | 200 | [25 empty] | 2025-11-12 06:16 | NULL |  |  | mhurlow1 | 2018-05-16 14:18 | jritchie2 | 2026-07-14 13:54 | No | No | No | No | No | Standing | None | None | None | No | No | No |  | No | 2025-11-12 06:16 |  | mneeley | 2025-11-12 06:16 | mneeley | 2025-11-12 06:16 | No Photo Available | No Photo Available | http://data.mapchannels.com/dualmaps6/map.htm?lat=39.223777&lng=-84.454376
08 | HAMILTON | HAM | IR | 00075 |  | 11.795 |  | SHAMIR00075**C | HAM-75-11.795 | 39.2197 | -84.4484 | 2025-12-31 | Active |  |  |  | State | HL0020688 | 2020-04-07 16:42 |  | State | C2-11 | Conventional | No |  | AT | A |  |  |  | 1 |  |  |  |  | No | No | No | No | No |  | HPS | 1 | 200 | [25 empty] | 2025-11-13 09:13 | NULL | 0 |  | mhurlow1 | 2018-05-16 14:54 | jritchie2 | 2026-07-02 15:13 | No | No | No | No | No | Standing | None | None | None | No | No | No |  | No | 2025-11-13 09:13 |  | mneeley | 2025-11-13 09:13 | mneeley | 2025-11-13 09:13 | No Photo Available | No Photo Available | http://data.mapchannels.com/dualmaps6/map.htm?lat=39.219683&lng=-84.448375
08 | HAMILTON | HAM | IR | 00075 |  | 11.836 |  | SHAMIR00075**C | HAM-75-11.836 | 39.2203 | -84.4482 | 2025-12-31 | Active |  |  |  | State | HL0025225 | 2020-04-07 16:55 |  | State | C2-12 | Conventional | No |  | AT | A |  |  |  | 1 |  |  |  |  | No | No | No | No | No |  | HPS | 1 | 400 | [25 empty] | 2025-11-13 09:13 | NULL | 0 |  | mhurlow1 | 2018-05-16 14:57 | jritchie2 | 2026-07-02 15:14 | No | No | No | No | No | Standing | None | None | None | No | No | No |  | No | 2025-11-13 09:13 |  | mneeley | 2025-11-13 09:13 | mneeley | 2025-11-13 09:13 | No Photo Available | No Photo Available | http://data.mapchannels.com/dualmaps6/map.htm?lat=39.220266&lng=-84.448160
08 | HAMILTON | HAM | IR | 00075 |  | 11.874 |  | SHAMIR00075**C | HAM-75-11.874 | 39.2208 | -84.4481 | 2025-12-31 | Active |  |  |  | State | HL0024197 | 2020-04-07 17:05 |  | State | C2-13 | Conventional | No |  | AT | A |  |  |  | 1 |  |  |  |  | No | No | No | No | No |  | HPS | 1 | 200 | [25 empty] | 2025-11-13 09:12 | NULL | 0 |  | mhurlow1 | 2018-08-20 14:38 | jritchie2 | 2026-07-02 15:16 | No | No | No | No | No | Standing | None | None | None | No | No | No |  | No | 2025-11-13 09:12 |  | mneeley | 2025-11-13 09:13 | mneeley | 2025-11-13 09:13 | No Photo Available | No Photo Available | http://data.mapchannels.com/dualmaps6/map.htm?lat=39.220820&lng=-84.448092
08 | HAMILTON | HAM | IR | 00075 |  | 11.909 |  | SHAMIR00075**C | HAM-75-11.909 | 39.2213 | -84.448 | 2025-12-31 | Active |  |  |  | State | HL0026870 | 2020-04-08 14:19 |  | State | C2-14 | Conventional | No |  | AT | A |  |  |  | 1 |  |  |  |  | No | No | No | No | No |  | HPS | 1 | 200 | [25 empty] | 2025-11-13 09:12 | NULL | 0 |  | mhurlow1 | 2018-05-16 15:00 | jritchie2 | 2026-07-02 15:17 | No | No | No | No | No | Standing | None | None | None | No | No | No |  | No | 2025-11-13 09:12 |  | mneeley | 2025-11-13 09:12 | mneeley | 2025-11-13 09:12 | No Photo Available | No Photo Available | http://data.mapchannels.com/dualmaps6/map.htm?lat=39.221327&lng=-84.447996
08 | HAMILTON | HAM | IR | 00075 |  | 11.942 |  | SHAMIR00075**C | HAM-75-11.942 | 39.2218 | -84.448 | 2025-12-31 | Active |  |  |  | State | HL0000530 | 2020-04-08 14:36 |  | State | C2-15 | Conventional | No |  | AT | A |  |  |  | 1 |  |  |  |  | No | No | No | No | No |  | HPS | 1 | 200 | [25 empty] | 2025-11-13 09:12 | NULL | 0 |  | mhurlow1 | 2018-05-16 15:00 | jritchie2 | 2026-07-02 15:17 | No | No | No | No | No | Standing | None | None | None | No | No | No |  | No | 2025-11-13 09:12 |  | mneeley | 2025-11-13 09:12 | mneeley | 2025-11-13 09:12 | No Photo Available | No Photo Available | http://data.mapchannels.com/dualmaps6/map.htm?lat=39.221813&lng=-84.447996
08 | HAMILTON | HAM | IR | 00075 |  | 11.974 |  | SHAMIR00075**C | HAM-75-11.974 | 39.2223 | -84.448 | 2025-12-31 | Active |  |  |  | State | HL0002196 |  |  | State | C2-16 | Conventional | No |  | AT | A |  |  |  | 1 |  |  |  |  | No | No | No | No | No |  | HPS | 1 | [26 empty] | 2025-11-13 09:12 | NULL |  |  | mhurlow1 | 2018-08-20 14:37 | jritchie2 | 2026-07-02 15:17 | No | No | No | No | No | Standing | None | None | None | No | No | No |  | No | 2025-11-13 09:12 |  | mneeley | 2025-11-13 09:12 | mneeley | 2025-11-13 09:12 | No Photo Available | No Photo Available | http://data.mapchannels.com/dualmaps6/map.htm?lat=39.222305&lng=-84.447988
08 | HAMILTON | HAM | IR | 00075 |  | 12.009 |  | SHAMIR00075**C | HAM-75-12.009 | 39.2228 | -84.448 | 2025-12-31 | Active |  |  |  | State | HL0035762 |  |  | State | C2-17 | Conventional | No |  | AT | A |  |  |  | 1 |  |  |  |  | No | No | No | No | No |  | HPS | 1 | 200 | [25 empty] | 2025-07-10 07:57 | NULL |  |  | csonner1 | 2023-03-09 06:25 | jritchie2 | 2026-07-02 15:18 | No | No | No | No | No | Down | None | None | None | No | No | No |  | No | 2025-07-10 07:57 |  | mneeley | 2025-07-10 07:57 | mneeley | 2025-07-10 07:57 | No Photo Available | No Photo Available | http://data.mapchannels.com/dualmaps6/map.htm?lat=39.222797&lng=-84.447967
08 | HAMILTON | HAM | IR | 00075 |  | 12.043 |  | SHAMIR00075**C | HAM-75-12.043 | 39.2233 | -84.4481 | 2025-12-31 | Active |  |  |  | State | HL0009097 | 2020-04-08 14:51 |  | State | C2-18 | Conventional | No |  | AT | A |  |  |  | 1 |  |  |  |  | No | No | No | No | No |  | HPS | 1 | 250 | [25 empty] | 2025-11-13 09:12 | NULL | 0 |  | mhurlow1 | 2018-05-16 15:01 | jritchie2 | 2026-07-02 15:18 | No | No | No | No | No | Standing | None | None | None | No | No | No |  | No | 2025-11-13 09:12 |  | mneeley | 2025-11-13 09:12 | mneeley | 2025-11-13 09:12 | No Photo Available | No Photo Available | http://data.mapchannels.com/dualmaps6/map.htm?lat=39.223294&lng=-84.448101
08 | HAMILTON | HAM | IR | 00075 |  | 12.077 |  | SHAMIR00075**C | HAM-75-12.077 | 39.2238 | -84.4482 | 2025-12-31 | Active |  |  |  | State | HL0000675 | 2020-04-08 15:07 |  | State | C2-19 | Conventional | No |  | AT | A |  |  |  | 1 |  |  |  |  | No | No | No | No | No |  | HPS | 1 | 200 | [25 empty] | 2025-11-13 09:11 | NULL | 0 |  | mhurlow1 | 2018-05-16 15:02 | jritchie2 | 2026-07-02 15:19 | No | No | No | No | No | Standing | None | None | None | No | No | No |  | No | 2025-11-13 09:11 |  | mneeley | 2025-11-13 09:12 | mneeley | 2025-11-13 09:12 | No Photo Available | No Photo Available | http://data.mapchannels.com/dualmaps6/map.htm?lat=39.223793&lng=-84.448208
08 | HAMILTON | HAM | IR | 00075 |  | 12.11 |  | SHAMIR00075**C | HAM-75-12.110 | 39.2243 | -84.4483 | 2025-12-31 | Active |  |  |  | State | HL0025797 | 2020-04-08 15:23 |  | State | C2-20 | Conventional | No |  | AT | A |  |  |  | 1 |  |  |  |  | No | No | No | No | No |  | HPS | 1 | 200 | [25 empty] | 2025-11-13 09:11 | NULL | 0 |  | mhurlow1 | 2018-05-16 15:02 | jritchie2 | 2026-07-02 15:19 | No | No | No | No | No | Standing | None | None | None | No | No | No |  | No | 2025-11-13 09:11 |  | mneeley | 2025-11-13 09:11 | mneeley | 2025-11-13 09:11 | No Photo Available | No Photo Available | http://data.mapchannels.com/dualmaps6/map.htm?lat=39.224262&lng=-84.448335
08 | HAMILTON | HAM | IR | 00075 |  | 12.209 |  | SHAMIR00075**C | HAM-75-12.209 | 39.2257 | -84.4487 | 2025-12-31 | Active |  |  |  | State | HL0009255 |  |  | State | D1-19 | Conventional | No |  | A | A |  |  |  | 1 |  |  |  |  | No | No | No | No | No |  | HPS | 1 | 200 | [25 empty] | 2025-11-13 09:11 | NULL |  |  | mhurlow1 | 2018-05-16 15:03 | jritchie2 | 2026-07-02 15:22 | No | No | No | No | No | Standing | None | None | None | No | No | No |  | No | 2025-11-13 09:11 |  | mneeley | 2025-11-13 09:11 | mneeley | 2025-11-13 09:11 | No Photo Available | No Photo Available | http://data.mapchannels.com/dualmaps6/map.htm?lat=39.225664&lng=-84.448723
08 | HAMILTON | HAM | IR | 00075 |  | 12.234 |  | SHAMIR00075**C | HAM-75-12.234 | 39.226 | -84.4488 | 2025-12-31 | Active |  |  |  | State | HL0017531 |  |  | State | D1-18 | Conventional | No |  | A | X |  |  |  | 1 |  |  |  |  | No | No | No | Yes | No |  | HPS | 1 | 250 | [25 empty] | 2025-11-13 09:11 | 7 - Needs Inspected in 7 CY |  |  | mhurlow1 | 2018-05-16 15:04 | jritchie2 | 2026-07-02 15:23 | No | No | No | No | No | Standing | None | None | None | No | No | No |  | No | 2025-11-13 09:11 |  | mneeley | 2025-11-13 09:11 | mneeley | 2025-11-13 09:11 | No Photo Available | No Photo Available | http://data.mapchannels.com/dualmaps6/map.htm?lat=39.226014&lng=-84.448823
08 | HAMILTON | HAM | IR | 00075 |  | 12.27 |  | SHAMIR00075**C | HAM-75-12.270 | 39.2265 | -84.449 | 2025-12-31 | Active |  |  |  | State | HL0003417 |  |  | State | D1-17 | Conventional | No |  | A | X |  |  |  | 1 |  |  |  |  | No | No | No | Yes | No |  | HPS | 1 | 250 | [25 empty] | 2025-11-13 09:11 | 7 - Needs Inspected in 7 CY |  |  | mhurlow1 | 2018-05-16 15:05 | jritchie2 | 2026-07-02 15:24 | No | No | No | No | No | Standing | None | None | None | No | No | No |  | No | 2025-11-13 09:11 |  | mneeley | 2025-11-13 09:11 | mneeley | 2025-11-13 09:11 | No Photo Available | No Photo Available | http://data.mapchannels.com/dualmaps6/map.htm?lat=39.226533&lng=-84.448967
08 | HAMILTON | HAM | IR | 00075 |  | 12.308 |  | SHAMIR00075**C | HAM-75-12.308 | 39.2271 | -84.4491 | 2025-12-31 | Active |  |  |  | State | HL0012272 |  |  | State | D1-16 | Conventional | No |  | A | X |  |  |  | 1 |  |  |  |  | No | No | No | Yes | No |  | HPS | 1 | 250 | [25 empty] | 2025-11-13 09:10 | 7 - Needs Inspected in 7 CY |  |  | mhurlow1 | 2018-05-16 15:05 | jritchie2 | 2026-07-02 15:24 | No | No | No | No | No | Standing | None | None | None | No | No | No |  | No | 2025-11-13 09:10 |  | mneeley | 2025-11-13 09:11 | mneeley | 2025-11-13 09:11 | No Photo Available | No Photo Available | http://data.mapchannels.com/dualmaps6/map.htm?lat=39.227066&lng=-84.449106
08 | HAMILTON | HAM | IR | 00075 |  | 12.322 |  | SHAMIR00075**N | HAM-75-12.322 | 39.2306 | -84.4501 | 2025-12-31 | Active |  |  |  | State | HL0012389 |  |  | State | Aa10 | Conventional | No | 4 | A | X |  |  |  | 1 |  |  |  |  | No | No | Yes | No | No |  | LED | 1 |  |  |  | No | [22 empty] | 2025-11-12 03:09 | 7 - Needs Inspected in 7 CY |  |  | mhurlow1 | 2018-05-16 14:28 | jritchie2 | 2026-07-02 15:34 | No | No | No | No | No | Standing | None | None | None | No | No | No |  | No | 2025-11-12 03:09 |  | mneeley | 2025-11-12 03:09 | mneeley | 2025-11-12 03:09 | No Photo Available | No Photo Available | http://data.mapchannels.com/dualmaps6/map.htm?lat=39.230556&lng=-84.450105
08 | HAMILTON | HAM | IR | 00075 |  | 12.346 |  | SHAMIR00075**C | HAM-75-12.346 | 39.2276 | -84.4493 | 2025-12-31 | Active |  |  |  | State | HL0014252 |  |  | State | D1-15 | Conventional | No |  | A | X |  |  |  | 1 |  |  |  |  | No | No | No | Yes | No |  | HPS | 1 | 250 | [25 empty] | 2025-11-13 09:10 | 7 - Needs Inspected in 7 CY |  |  | mhurlow1 | 2018-05-16 15:06 | jritchie2 | 2026-07-02 15:25 | No | No | No | No | No | Standing | None | None | None | No | No | No |  | No | 2025-11-13 09:10 |  | mneeley | 2025-11-13 09:10 | mneeley | 2025-11-13 09:10 | No Photo Available | No Photo Available | http://data.mapchannels.com/dualmaps6/map.htm?lat=39.227604&lng=-84.449262
08 | HAMILTON | HAM | IR | 00075 |  | 12.351 |  | SHAMIR00075**N | HAM-75-12.351 | 39.231 | -84.4501 | 2025-12-31 | Active |  |  |  | State | HL0009962 |  |  | State | AA9 | Conventional | No |  | A | X |  |  |  | 1 |  |  |  |  | No | No | No | No | No |  | LED | 1 | [26 empty] | 2025-11-12 03:10 | NULL |  |  | mhurlow1 | 2018-05-16 15:10 | jritchie2 | 2026-07-13 15:20 | No | No | No | No | No | Standing | None | None | None | No | No | No |  | No | 2025-11-12 03:10 |  | mneeley | 2025-11-12 03:10 | mneeley | 2025-11-12 03:10 | No Photo Available | No Photo Available | http://data.mapchannels.com/dualmaps6/map.htm?lat=39.230987&lng=-84.450111
08 | HAMILTON | HAM | IR | 00075 |  | 12.379 |  | SHAMIR00075**C | HAM-75-12.379 | 39.2281 | -84.4494 | 2025-12-31 | Active |  |  |  | State | HL0017945 |  |  | State | D1-14 | Conventional | No |  | A | X |  |  |  | 1 |  |  |  |  | No | No | No | Yes | No |  | HPS | 1 | 200 | [25 empty] | 2025-11-13 09:10 | 7 - Needs Inspected in 7 CY |  |  | mhurlow1 | 2018-05-16 15:06 | jritchie2 | 2026-07-02 15:26 | No | No | No | No | No | Standing | None | None | None | No | No | No |  | No | 2025-11-13 09:10 |  | mneeley | 2025-11-13 09:10 | mneeley | 2025-11-13 09:10 | No Photo Available | No Photo Available | http://data.mapchannels.com/dualmaps6/map.htm?lat=39.228067&lng=-84.449399
08 | HAMILTON | HAM | IR | 00075 |  | 12.382 |  | SHAMIR00075**N | HAM-75-12.382 | 39.2314 | -84.4501 | 2025-12-31 | Active |  |  |  | State | HL0010321 |  |  | State | AA8 | Conventional | No |  | A | X |  |  |  | 1 |  |  |  |  | No | No | Yes | No | No |  | LED | 1 | [26 empty] | 2025-11-12 03:12 | 7 - Needs Inspected in 7 CY |  |  | mhurlow1 | 2018-05-16 15:52 | jritchie2 | 2026-07-13 15:19 | No | No | No | No | No | Standing | None | None | None | No | No | No |  | No | 2025-11-12 03:12 |  | mneeley | 2025-11-12 03:12 | mneeley | 2025-11-12 03:12 | No Photo Available | No Photo Available | http://data.mapchannels.com/dualmaps6/map.htm?lat=39.231429&lng=-84.450068
08 | HAMILTON | HAM | IR | 00075 |  | 12.413 |  | SHAMIR00075**C | HAM-75-12.413 | 39.2286 | -84.4495 | 2025-12-31 | Active |  |  |  | State | HL0004033 |  |  | State | AA-14 | Conventional | No |  | A | X |  |  |  | 1 |  |  |  |  | No | No | No | No | No |  | HPS | 1 | 250 | [25 empty] | 2025-11-13 09:10 | NULL |  |  | mhurlow1 | 2018-05-16 15:07 | jritchie2 | 2026-07-02 15:27 | No | No | No | No | No | Standing | None | None | None | No | No | No |  | No | 2025-11-13 09:10 |  | mneeley | 2025-11-13 09:10 | mneeley | 2025-11-13 09:10 | No Photo Available | No Photo Available | http://data.mapchannels.com/dualmaps6/map.htm?lat=39.228555&lng=-84.449526
08 | HAMILTON | HAM | IR | 00075 |  | 12.416 |  | SHAMIR00075**N | HAM-75-12.416 | 39.2319 | -84.4501 | 2025-12-31 | Active |  |  |  | State | HL0018369 |  |  | State | AA7 | Conventional | No |  | A | X |  |  |  | 1 |  |  |  |  | No | No | No | No | No |  | LED | 1 | [26 empty] | 2025-11-12 03:12 | NULL |  |  | mhurlow1 | 2018-05-16 16:04 | jritchie2 | 2026-07-13 15:18 | No | No | No | No | No | Standing | None | None | None | No | No | No |  | No | 2025-11-12 03:12 |  | mneeley | 2025-11-12 03:13 | mneeley | 2025-11-12 03:13 | No Photo Available | No Photo Available | http://data.mapchannels.com/dualmaps6/map.htm?lat=39.231926&lng=-84.450089
08 | HAMILTON | HAM | IR | 00075 |  | 12.45 |  | SHAMIR00075**C | HAM-75-12.450 | 39.2291 | -84.4497 | 2025-12-31 | Active |  |  |  | State | HL0018898 |  |  | State | AA-13 | Conventional | No |  | AT | A |  |  |  | 1 |  |  |  |  | No | No | No | No | No |  | HPS | 1 | 200 | [25 empty] | 2025-11-13 09:10 | NULL |  |  | mhurlow1 | 2018-05-16 15:07 | jritchie2 | 2026-07-02 15:27 | No | No | No | No | No | Standing | None | None | None | No | No | No |  | No | 2025-11-13 09:10 |  | mneeley | 2025-11-13 09:10 | mneeley | 2025-11-13 09:10 | No Photo Available | No Photo Available | http://data.mapchannels.com/dualmaps6/map.htm?lat=39.229059&lng=-84.449659
08 | HAMILTON | HAM | IR | 00075 |  | 12.456 |  | SHAMIR00075**N | HAM-75-12.456 | 39.2325 | -84.4502 | 2025-12-31 | Active |  |  |  | State | HL0005153 |  |  | State | AA6 | Conventional | No |  | A | X |  |  |  | 1 |  |  |  |  | No | No | No | No | No |  | LED | 1 | [26 empty] | 2025-11-12 03:13 | NULL |  |  | mhurlow1 | 2018-05-16 16:25 | jritchie2 | 2026-07-13 15:18 | No | No | No | No | No | Standing | None | None | None | No | No | No |  | No | 2025-11-12 03:13 |  | mneeley | 2025-11-12 03:13 | mneeley | 2025-11-12 03:13 | No Photo Available | No Photo Available | http://data.mapchannels.com/dualmaps6/map.htm?lat=39.232504&lng=-84.450159
08 | HAMILTON | HAM | IR | 00075 |  | 12.48 |  | SHAMIR00075**C | HAM-75-12.480 | 39.2295 | -84.4498 | 2025-12-31 | Active |  |  |  | State | HL0006092 |  |  | State | AA-12 | Conventional | No |  | AT | A |  |  |  | 1 |  |  |  |  | No | No | No | No | No |  | HPS | 1 | 250 | [25 empty] | 2025-11-13 09:09 | NULL |  |  | mhurlow1 | 2018-05-16 15:08 | jritchie2 | 2026-07-02 15:28 | No | No | No | No | No | Standing | None | None | None | No | No | No |  | No | 2025-11-13 09:09 |  | mneeley | 2025-11-13 09:09 | mneeley | 2025-11-13 09:09 | No Photo Available | No Photo Available | http://data.mapchannels.com/dualmaps6/map.htm?lat=39.229495&lng=-84.449772
08 | HAMILTON | HAM | IR | 00075 |  | 12.48 |  | SHAMIR00075**N | HAM-75-12.480 | 39.2329 | -84.4501 | 2025-12-31 | Active |  |  |  | State | HL0006479 |  |  | State | AA5 | Conventional | No |  | A | X |  |  |  | 1 |  |  |  |  | No | No | No | No | No |  | LED | 1 | [26 empty] | 2025-11-12 03:14 | NULL |  |  | mhurlow1 | 2018-05-16 16:05 | jritchie2 | 2026-07-13 15:17 | No | No | No | No | No | Standing | None | None | None | No | No | No |  | No | 2025-11-12 03:14 |  | mneeley | 2025-11-12 03:14 | mneeley | 2025-11-12 03:14 | No Photo Available | No Photo Available | http://data.mapchannels.com/dualmaps6/map.htm?lat=39.232856&lng=-84.450086
08 | HAMILTON | HAM | IR | 00075 |  | 12.513 |  | SHAMIR00075**N | HAM-75-12.513 | 39.2333 | -84.4502 | 2025-12-31 | Active |  |  |  | State | HL0016569 |  |  | State | AA4 | Conventional | No |  | A | X |  |  |  | 1 |  |  |  |  | No | No | No | No | No |  | LED | 1 | [26 empty] | 2025-11-12 03:22 | NULL |  |  | mhurlow1 | 2018-05-16 16:26 | jritchie2 | 2026-07-13 15:17 | No | No | No | No | No | Standing | None | None | None | No | No | No |  | No | 2025-11-12 03:22 |  | mneeley | 2025-11-12 03:22 | mneeley | 2025-11-12 03:22 | No Photo Available | No Photo Available | http://data.mapchannels.com/dualmaps6/map.htm?lat=39.233330&lng=-84.450168
08 | HAMILTON | HAM | IR | 00075 |  | 12.519 |  | SHAMIR00075**C | HAM-75-12.519 | 39.2301 | -84.4498 | 2025-12-31 | Active |  |  |  | State | HL0026231 |  |  | State | AA-11 | Conventional | No |  | AT | A |  |  |  | 1 |  |  |  |  | No | No | No | No | No |  | HPS | 1 | 200 | [25 empty] | 2025-11-13 09:09 | NULL |  |  | mhurlow1 | 2018-05-16 15:08 | jritchie2 | 2026-07-02 15:28 | No | No | No | No | No | Standing | None | None | None | No | No | No |  | No | 2025-11-13 09:09 |  | mneeley | 2025-11-13 09:09 | mneeley | 2025-11-13 09:09 | No Photo Available | No Photo Available | http://data.mapchannels.com/dualmaps6/map.htm?lat=39.230061&lng=-84.449819
08 | HAMILTON | HAM | IR | 00075 |  | 12.527 |  | SHAMIR00075**N | HAM-75-12.527 | 39.2335 | -84.4502 | 2025-12-31 | Active | 2022-01-14 | 82288 | 2022-01-14 | State | HL0038885 |  |  | State | AA3 | Conventional | No |  | A | X |  |  |  | 1 |  |  |  |  | No | No | No | No | No |  | LED | 1 | [26 empty] | 2025-07-11 02:56 | NULL |  |  | mneeley | 2024-08-07 01:42 | jritchie2 | 2026-07-13 15:16 | No | No | No | No | No | Standing | None | None | None | No | No | No |  | No | 2025-07-11 02:56 |  | mneeley | 2025-07-11 02:56 | mneeley | 2025-07-11 02:56 | No Photo Available | https://collectorweb.dot.state.oh.us/arcgis/rest/services/HIGHWAY_LIGHTING/HighwayLighting_Reference/FeatureServer/7/552926/attachments/ | http://data.mapchannels.com/dualmaps6/map.htm?lat=39.233537&lng=-84.450157
08 | HAMILTON | HAM | IR | 00075 |  | 12.547 |  | SHAMIR00075**N | HAM-75-12.547 | 39.2338 | -84.4502 | 2025-12-31 | Active | 2022-01-14 | 82288 | 2022-01-14 | State | HL0038886 |  |  | State | AA3 | Conventional | No |  | A | X |  |  |  | 1 |  |  |  |  | No | No | No | No | No |  | LED | 1 | [26 empty] | 2025-11-12 03:22 | NULL |  |  | mneeley | 2024-08-07 01:43 | jritchie2 | 2026-07-13 15:16 | No | No | No | No | No | Standing | None | None | None | No | No | No |  | No | 2025-11-12 03:22 |  | mneeley | 2025-11-12 03:23 | mneeley | 2025-11-12 03:23 | No Photo Available | No Photo Available | http://data.mapchannels.com/dualmaps6/map.htm?lat=39.233828&lng=-84.450172
08 | HAMILTON | HAM | IR | 00075 |  | 12.557 |  | SHAMIR00075**C | HAM-75-12.557 | 39.2306 | -84.4499 | 2025-12-31 | Retired |  |  |  | State | HL0022387 |  |  | State |  | Conventional | [14 empty] | No | No | No |  | HPS | 1 | [6 empty] | 1 | [20 empty] | NULL |  |  | mhurlow1 | 2018-05-16 15:09 | mneeley | 2025-07-10 08:17 | No | No | No | No | No | Standing | None | None | None | No | No | No |  | No | 2025-07-10 08:14 |  | mneeley | 2025-07-10 08:15 | mneeley | 2025-07-10 08:15 | No Photo Available | No Photo Available | http://data.mapchannels.com/dualmaps6/map.htm?lat=39.230608&lng=-84.449888
08 | HAMILTON | HAM | IR | 00075 |  | 12.57 |  | SHAMIR00075**N | HAM-75-12.570 | 39.2342 | -84.4503 | 2025-12-31 | Active |  |  |  | State | HL0019619 |  |  | State | AA1 | Conventional | No |  | A | A |  |  |  | 1 |  |  |  |  | No | No | Yes | No | No |  | LED | 1 | [26 empty] | 2025-11-12 03:23 | 7 - Needs Inspected in 7 CY |  |  | mhurlow1 | 2018-05-16 16:26 | jritchie2 | 2026-07-13 15:15 | No | No | No | No | No | Standing | None | None | None | No | No | No |  | No | 2025-11-12 03:23 |  | mneeley | 2025-11-12 03:23 | mneeley | 2025-11-12 03:23 | No Photo Available | No Photo Available | http://data.mapchannels.com/dualmaps6/map.htm?lat=39.234152&lng=-84.450255
08 | HAMILTON | HAM | IR | 00075 |  | 12.626 |  | SHAMIR00075**N | HAM-75-12.626 | 39.235 | -84.4505 | 2025-12-31 | Active |  |  |  | State | HL0015941 |  |  | State | AB1 | Conventional | [14 empty] | No | No | No |  | HPS | [27 empty] | 2025-11-12 03:23 | NULL |  |  | mhurlow1 | 2018-05-16 16:27 | mneeley | 2024-08-07 01:45 | No | No | No | No | No | Standing | None | None | None | No | No | No |  | No | 2025-11-12 03:23 |  | mneeley | 2025-11-12 03:23 | mneeley | 2025-11-12 03:23 | No Photo Available | No Photo Available | http://data.mapchannels.com/dualmaps6/map.htm?lat=39.234958&lng=-84.450453
08 | HAMILTON | HAM | IR | 00075 |  | 12.645 |  | SHAMIR00075**N | HAM-75-12.645 | 39.2352 | -84.4505 | 2025-12-31 | Active | 2022-01-14 | 82288 | 2022-01-14 | State | HL0038887 |  |  | State | AB2 | Conventional | No |  | A | X |  |  |  | 1 |  |  |  |  | No | No | No | No | No |  | LED | 1 | [26 empty] | 2025-11-12 03:24 | NULL |  |  | mneeley | 2024-08-07 01:47 | jritchie2 | 2026-07-13 15:14 | No | No | No | No | No | Standing | None | None | None | No | No | No |  | No | 2025-11-12 03:24 |  | mneeley | 2025-11-12 03:25 | mneeley | 2025-11-12 03:25 | No Photo Available | No Photo Available | http://data.mapchannels.com/dualmaps6/map.htm?lat=39.235226&lng=-84.450527
08 | HAMILTON | HAM | IR | 00075 |  | 12.681 |  | SHAMIR00075**N | HAM-75-12.681 | 39.2357 | -84.4507 | 2025-12-31 | Active |  |  |  | State | HL0002069 |  |  | State | AB3 | Conventional | No |  | A | X |  |  |  | 1 |  |  |  |  | No | No | No | No | No |  | LED | 1 | [26 empty] | 2025-11-12 03:25 | NULL |  |  | mhurlow1 | 2018-05-16 16:46 | jritchie2 | 2026-07-13 15:13 | No | No | No | No | No | Standing | None | None | None | No | No | No |  | No | 2025-11-12 03:25 |  | mneeley | 2025-11-12 03:25 | mneeley | 2025-11-12 03:25 | No Photo Available | No Photo Available | http://data.mapchannels.com/dualmaps6/map.htm?lat=39.235732&lng=-84.450689
08 | HAMILTON | HAM | IR | 00075 |  | 12.736 |  | SHAMIR00075**N | HAM-75-12.736 | 39.2365 | -84.4509 | 2025-12-31 | Active |  |  |  | State | HL0014393 |  |  | State | AB4 | Conventional | No |  | A | X |  |  |  | 1 |  |  |  |  | No | No | No | No | No |  | LED | 1 | [26 empty] | 2025-11-12 03:25 | NULL |  |  | mhurlow1 | 2018-05-16 16:54 | jritchie2 | 2026-07-13 15:00 | No | No | No | No | No | Standing | None | None | None | No | No | No |  | No | 2025-11-12 03:25 |  | mneeley | 2025-11-12 03:26 | mneeley | 2025-11-12 03:26 | No Photo Available | No Photo Available | http://data.mapchannels.com/dualmaps6/map.htm?lat=39.236511&lng=-84.450945
08 | HAMILTON | HAM | IR | 00075 |  | 12.772 |  | SHAMIR00075**N | HAM-75-12.772 | 39.237 | -84.4511 | 2025-12-31 | Active | 2022-01-14 | 82288 | 2022-01-14 | State | HL0038895 |  |  | State | AB5 | Conventional | No |  | ST | X |  |  |  | 1 |  |  |  |  | No | No | No | No | No |  | LED | 1 | [26 empty] | 2025-11-12 03:26 | NULL |  |  | mneeley | 2024-08-07 02:12 | jritchie2 | 2026-07-13 15:01 | No | No | No | No | No | Standing | None | None | None | No | No | No |  | No | 2025-11-12 03:26 |  | mneeley | 2025-11-12 03:26 | mneeley | 2025-11-12 03:26 | No Photo Available | No Photo Available | http://data.mapchannels.com/dualmaps6/map.htm?lat=39.237008&lng=-84.451098
08 | HAMILTON | HAM | IR | 00075 |  | 12.798 |  | SHAMIR00075**N | HAM-75-12.798 | 39.2374 | -84.4512 | 2025-12-31 | Active | 2022-01-14 | 82288 | 2022-01-14 | State | HL0038896 |  |  | State | ab6 | Conventional | No |  | A | X |  |  |  | 1 |  |  |  |  | No | No | Yes | No | No |  | LED | 1 | [26 empty] | 2025-11-12 03:26 | 7 - Needs Inspected in 7 CY |  |  | mneeley | 2024-08-07 02:13 | jritchie2 | 2026-07-13 15:01 | No | No | No | No | No | Standing | None | None | None | No | No | No |  | No | 2025-11-12 03:26 |  | mneeley | 2025-11-12 03:26 | mneeley | 2025-11-12 03:26 | No Photo Available | No Photo Available | http://data.mapchannels.com/dualmaps6/map.htm?lat=39.237381&lng=-84.451198
08 | HAMILTON | HAM | IR | 00075 |  | 12.815 |  | SHAMIR00075**C | HAM-75-12.815 | 39.2344 | -84.4499 | 2025-12-31 | Retired |  |  |  | State | HL0011896 |  |  | State |  | Conventional | [14 empty] | No | No | No |  | HPS | [28 empty] | NULL |  |  | mhurlow1 | 2018-05-16 16:18 | acode1@Admin | 2024-01-16 19:18 | [20 empty] | No Photo Available | No Photo Available | http://data.mapchannels.com/dualmaps6/map.htm?lat=39.234368&lng=-84.449932
08 | HAMILTON | HAM | IR | 00075 |  | 12.831 |  | SHAMIR00075**N | HAM-75-12.831 | 39.2379 | -84.4513 | 2025-12-31 | Active | 2022-01-14 | 82288 | 2022-01-14 | State | HL0038897 |  |  | State | AB7 | Conventional | No |  | A | X |  |  |  | 1 |  |  |  |  | No | No | Yes | No | No |  | LED | 1 | [26 empty] | 2025-11-12 03:26 | 7 - Needs Inspected in 7 CY |  |  | mneeley | 2024-08-07 02:14 | jritchie2 | 2026-07-13 15:02 | No | No | No | No | No | Standing | None | None | None | No | No | No |  | No | 2025-11-12 03:26 |  | mneeley | 2025-11-12 03:27 | mneeley | 2025-11-12 03:27 | No Photo Available | No Photo Available | http://data.mapchannels.com/dualmaps6/map.htm?lat=39.237852&lng=-84.451300
08 | HAMILTON | HAM | IR | 00075 |  | 12.85 |  | SHAMIR00075**N | HAM-75-12.850 | 39.2381 | -84.4514 | 2025-12-31 | Active |  |  |  | State | HL0024379 |  |  | State | AB8 | Conventional | No |  | A | X |  |  |  | 1 |  |  |  |  | No | No | Yes | No | No |  | LED | 1 | [26 empty] | 2025-11-12 03:29 | 7 - Needs Inspected in 7 CY |  |  | mhurlow1 | 2018-05-16 16:59 | jritchie2 | 2026-07-13 15:04 | No | No | No | No | No | Standing | None | None | None | No | No | No |  | No | 2025-11-12 03:29 |  | mneeley | 2025-11-12 03:29 | mneeley | 2025-11-12 03:29 | No Photo Available | No Photo Available | http://data.mapchannels.com/dualmaps6/map.htm?lat=39.238122&lng=-84.451378
08 | HAMILTON | HAM | IR | 00075 |  | 12.851 |  | SHAMIR00075**C | HAM-75-12.851 | 39.2349 | -84.4501 | 2025-12-31 | Retired |  |  |  | State | HL0001577 |  |  | State |  | Conventional | [14 empty] | No | No | No |  | HPS | [28 empty] | NULL |  |  | mhurlow1 | 2018-05-16 16:18 | acode1@Admin | 2024-01-16 19:18 | [20 empty] | No Photo Available | No Photo Available | http://data.mapchannels.com/dualmaps6/map.htm?lat=39.234881&lng=-84.450063
08 | HAMILTON | HAM | IR | 00075 |  | 12.851 |  | SHAMIR00075**C | HAM-75-12.851 | 39.2349 | -84.4498 | 2025-12-31 | Retired |  |  |  | State | HL0000090 |  |  | State |  | Conventional | [14 empty] | No | No | No |  | HPS | [28 empty] | NULL |  |  | mhurlow1 | 2018-05-16 16:20 | acode1@Admin | 2024-01-16 19:17 | [20 empty] | No Photo Available | No Photo Available | http://data.mapchannels.com/dualmaps6/map.htm?lat=39.234919&lng=-84.449842
08 | HAMILTON | HAM | IR | 00075 |  | 12.868 |  | SHAMIR00075**C | HAM-75-12.868 | 39.2351 | -84.4501 | 2025-12-31 | Retired |  |  |  | State | HL0012595 |  |  | State |  | Conventional | [14 empty] | No | No | No |  | HPS | [28 empty] | NULL |  |  | mhurlow1 | 2018-05-16 16:18 | acode1@Admin | 2024-01-16 19:17 | [20 empty] | No Photo Available | No Photo Available | http://data.mapchannels.com/dualmaps6/map.htm?lat=39.235128&lng=-84.450058
08 | HAMILTON | HAM | IR | 00075 |  | 12.887 |  | SHAMIR00075**C | HAM-75-12.887 | 39.2354 | -84.4502 | 2025-12-31 | Retired |  |  |  | State | HL0024143 |  |  | State |  | Conventional | [14 empty] | No | No | No |  | HPS | [28 empty] | NULL |  |  | mhurlow1 | 2018-05-16 16:50 | acode1@Admin | 2024-01-16 19:18 | [20 empty] | No Photo Available | No Photo Available | http://data.mapchannels.com/dualmaps6/map.htm?lat=39.235397&lng=-84.450170
08 | HAMILTON | HAM | IR | 00075 |  | 12.907 |  | SHAMIR00075**N | HAM-75-12.907 | 39.2389 | -84.4514 | 2025-12-31 | Active |  |  |  | State | HL0025788 |  |  | State | AB9 | Conventional | No |  | A | X |  |  |  | 1 |  |  |  |  | No | No | Yes | No | No |  | LED | 1 | [26 empty] | 2025-11-12 03:29 | 7 - Needs Inspected in 7 CY |  |  | mhurlow1 | 2018-05-16 17:06 | jritchie2 | 2026-07-13 15:05 | No | No | No | No | No | Standing | None | None | None | No | No | No |  | No | 2025-11-12 03:29 |  | mneeley | 2025-11-12 03:29 | mneeley | 2025-11-12 03:29 | No Photo Available | No Photo Available | http://data.mapchannels.com/dualmaps6/map.htm?lat=39.238942&lng=-84.451425
08 | HAMILTON | HAM | IR | 00075 |  | 12.919 |  | SHAMIR00075**C | HAM-75-12.919 | 39.2358 | -84.4503 | 2025-12-31 | Retired |  |  |  | State | HL0011949 |  |  | State |  | Conventional | [14 empty] | No | No | No |  | HPS | [28 empty] | NULL |  |  | mhurlow1 | 2018-05-16 16:50 | acode1@Admin | 2024-01-16 19:18 | [20 empty] | No Photo Available | No Photo Available | http://data.mapchannels.com/dualmaps6/map.htm?lat=39.235841&lng=-84.450340
08 | HAMILTON | HAM | IR | 00075 |  | 12.932 |  | SHAMIR00075**N | HAM-75-12.932 | 39.2393 | -84.4514 | 2025-12-31 | Active | 2022-01-14 | 82288 | 2022-01-14 | State | HL0038888 |  |  | State | Ab10 | Conventional | No |  | A | X |  |  |  | 1 |  |  |  |  | No | No | Yes | No | No |  | LED | 1 | [26 empty] | 2025-11-12 03:29 | 7 - Needs Inspected in 7 CY |  |  | mneeley | 2024-08-07 02:18 | jritchie2 | 2026-07-13 15:06 | No | No | No | No | No | Standing | None | None | None | No | No | No |  | Yes | 2025-11-12 03:29 |  | mneeley | 2025-11-12 03:29 | mneeley | 2025-11-12 03:29 | No Photo Available | No Photo Available | http://data.mapchannels.com/dualmaps6/map.htm?lat=39.239297&lng=-84.451363
08 | HAMILTON | HAM | IR | 00075 |  | 12.959 |  | SHAMIR00075**C | HAM-75-12.959 | 39.2364 | -84.4505 | 2025-12-31 | Retired |  |  |  | State | HL0013140 |  |  | State |  | Conventional | [14 empty] | No | No | No |  | HPS | [28 empty] | NULL |  |  | mhurlow1 | 2018-05-16 16:51 | acode1@Admin | 2024-01-16 19:22 | [20 empty] | No Photo Available | No Photo Available | http://data.mapchannels.com/dualmaps6/map.htm?lat=39.236396&lng=-84.450520
08 | HAMILTON | HAM | IR | 00075 |  | 12.968 |  | SHAMIR00075**N | HAM-75-12.968 | 39.2398 | -84.4513 | 2025-12-31 | Active |  |  |  | State | HL0005981 |  |  | State | Ab11 | Conventional | No |  | A | X |  |  |  | 1 |  |  |  |  | No | No | Yes | No | No |  | LED | 1 | [26 empty] | 2025-11-12 03:30 | 7 - Needs Inspected in 7 CY |  |  | mhurlow1 | 2018-05-16 17:08 | jritchie2 | 2026-07-13 15:08 | No | No | No | No | No | Standing | None | None | None | No | No | No |  | No | 2025-11-12 03:30 |  | mneeley | 2025-11-12 03:30 | mneeley | 2025-11-12 03:30 | No Photo Available | No Photo Available | http://data.mapchannels.com/dualmaps6/map.htm?lat=39.239814&lng=-84.451294
08 | HAMILTON | HAM | IR | 00075 |  | 12.997 |  | SHAMIR00075**C | HAM-75-12.997 | 39.2369 | -84.4507 | 2025-12-31 | Retired |  |  |  | State | HL0025652 |  |  | State |  | Conventional | [14 empty] | No | No | No |  | HPS | [28 empty] | NULL |  |  | mhurlow1 | 2018-05-16 16:55 | acode1@Admin | 2024-01-16 19:22 | [20 empty] | No Photo Available | No Photo Available | http://data.mapchannels.com/dualmaps6/map.htm?lat=39.236933&lng=-84.450700
08 | HAMILTON | HAM | IR | 00075 |  | 12.997 |  | SHAMIR00075**N | HAM-75-12.997 | 39.2402 | -84.4512 | 2025-12-31 | Active | 2022-01-14 | 82288 | 2022-01-14 | State | HL0038898 |  |  | State | AB12 | Conventional | No |  | A | X |  |  |  | 1 |  |  |  |  | No | No | Yes | No | No |  | LED | 1 | [26 empty] | 2025-11-12 03:30 | 7 - Needs Inspected in 7 CY |  |  | mneeley | 2024-08-07 02:21 | jritchie2 | 2026-07-13 15:08 | No | No | No | No | No | Standing | None | None | None | No | No | No |  | No | 2025-11-12 03:30 |  | mneeley | 2025-11-12 03:30 | mneeley | 2025-11-12 03:30 | No Photo Available | No Photo Available | http://data.mapchannels.com/dualmaps6/map.htm?lat=39.240234&lng=-84.451185
08 | HAMILTON | HAM | IR | 00075 |  | 13.03 |  | SHAMIR00075**N | HAM-75-13.030 | 39.2407 | -84.451 | 2025-12-31 | Active |  |  |  | State | HL0004757 |  |  | State | AB13 | Conventional | No |  | A | X |  |  |  | 1 |  |  |  |  | No | No | No | No | No |  | LED | 1 | [26 empty] | 2025-11-12 03:31 | NULL |  |  | mhurlow1 | 2018-05-16 17:14 | jritchie2 | 2026-07-13 15:09 | No | No | No | No | No | Standing | None | None | None | No | No | No |  | No | 2025-11-12 03:31 |  | mneeley | 2025-11-12 03:31 | mneeley | 2025-11-12 03:31 | No Photo Available | No Photo Available | http://data.mapchannels.com/dualmaps6/map.htm?lat=39.240683&lng=-84.451003
08 | HAMILTON | HAM | IR | 00075 |  | 13.035 |  | SHAMIR00075**C | HAM-75-13.035 | 39.2375 | -84.4509 | 2025-12-31 | Retired |  |  |  | State | HL0005979 |  |  | State |  | Conventional | [14 empty] | No | No | No |  | HPS | [28 empty] | NULL |  |  | mhurlow1 | 2018-05-16 16:56 | acode1@Admin | 2024-01-16 19:22 | [20 empty] | No Photo Available | No Photo Available | http://data.mapchannels.com/dualmaps6/map.htm?lat=39.237462&lng=-84.450865
08 | HAMILTON | HAM | IR | 00075 |  | 13.07 |  | SHAMIR00075**N | HAM-75-13.070 | 39.2412 | -84.4508 | 2025-12-31 | Active | 2022-01-14 | 82288 | 2022-01-14 | State | HL0038889 |  |  | State | Ab14 | Conventional | No |  | A | A |  |  |  | 1 |  |  |  |  | No | No | No | No | No |  | LED | 1 | [26 empty] | 2025-11-12 03:32 | NULL |  |  | mneeley | 2024-08-07 02:23 | jritchie2 | 2026-07-13 15:10 | No | No | No | No | No | Standing | None | None | None | No | No | No |  | No | 2025-11-12 03:32 |  | mneeley | 2025-11-12 03:32 | mneeley | 2025-11-12 03:32 | No Photo Available | No Photo Available | http://data.mapchannels.com/dualmaps6/map.htm?lat=39.241227&lng=-84.450803
08 | HAMILTON | HAM | IR | 00075 |  | 13.094 |  | SHAMIR00075**N | HAM-75-13.094 | 39.2416 | -84.4506 | 2025-12-31 | Active | 2022-01-14 | 82288 | 2022-01-14 | State | HL0038890 |  |  | State | Ab15 | Conventional | No |  | A | X |  |  |  | 1 |  |  |  |  | No | No | No | No | No |  | LED | 1 | [26 empty] | 2025-11-12 03:32 | NULL |  |  | mneeley | 2024-08-07 02:24 | jritchie2 | 2026-07-13 15:10 | No | No | No | No | No | Standing | None | None | None | No | No | No |  | No | 2025-11-12 03:32 |  | mneeley | 2025-11-12 03:32 | mneeley | 2025-11-12 03:32 | No Photo Available | No Photo Available | http://data.mapchannels.com/dualmaps6/map.htm?lat=39.241553&lng=-84.450639
08 | HAMILTON | HAM | IR | 00075 |  | 13.133 |  | SHAMIR00075**N | HAM-75-13.133 | 39.2421 | -84.4503 | 2025-12-31 | Active |  |  |  | State | HL0014475 |  |  | State | AB16 | Conventional | No |  | A | X |  |  |  | 1 |  |  |  |  | No | No | No | No | No |  | LED | 1 | [26 empty] | 2025-11-12 03:32 | NULL |  |  | mhurlow1 | 2018-05-16 17:21 | jritchie2 | 2026-07-13 15:11 | No | No | No | No | No | Standing | None | None | None | No | No | No |  | No | 2025-11-12 03:32 |  | mneeley | 2025-11-12 03:32 | mneeley | 2025-11-12 03:32 | No Photo Available | No Photo Available | http://data.mapchannels.com/dualmaps6/map.htm?lat=39.242074&lng=-84.450338
08 | HAMILTON | HAM | IR | 00075 |  | 13.165 |  | SHAMIR00075**N | HAM-75-13.165 | 39.2425 | -84.45 | 2025-12-31 | Active | 2022-01-14 | 82288 | 2022-01-14 | State | HL0038891 |  |  | State | AB17 | Conventional | No |  | A | X |  |  |  | 1 |  |  |  |  | No | No | Yes | No | No |  | LED | 1 | [26 empty] | 2025-11-12 03:33 | 7 - Needs Inspected in 7 CY |  | 2025-11-12 03:32 | mneeley | 2024-08-07 02:27 | jritchie2 | 2026-07-13 15:11 | No | No | No | No | No | Standing | None | None | None | No | No | No |  | No | 2025-11-12 03:33 | 2025-11-12 03:32 | mneeley | 2025-11-12 03:33 | mneeley | 2025-11-12 03:33 | No Photo Available | No Photo Available | http://data.mapchannels.com/dualmaps6/map.htm?lat=39.242461&lng=-84.450030
08 | HAMILTON | HAM | IR | 00075 |  | 13.191 |  | SHAMIR00075**N | HAM-75-13.191 | 39.2428 | -84.4498 | 2025-12-31 | Active |  |  |  | State | HL0021924 |  |  | State | AB18 | Conventional | No |  | A | X |  |  |  | 1 |  |  |  |  | No | No | No | No | No |  | LED | 1 | [26 empty] | 2025-11-12 03:33 | NULL |  |  | mhurlow1 | 2018-05-16 17:26 | jritchie2 | 2026-07-13 15:12 | No | No | No | No | No | Standing | None | None | None | No | No | No |  | No | 2025-11-12 03:33 |  | mneeley | 2025-11-12 03:33 | mneeley | 2025-11-12 03:33 | No Photo Available | No Photo Available | http://data.mapchannels.com/dualmaps6/map.htm?lat=39.242786&lng=-84.449794
08 | HAMILTON | HAM | IR | 00075 |  | 13.225 |  | SHAMIR00075**C | HAM-75-13.225 | 39.2402 | -84.4508 | 2025-12-31 | Retired |  |  |  | State | HL0007474 |  |  | State |  | Conventional | [14 empty] | No | No | No |  | HPS | [28 empty] | NULL |  |  | mhurlow1 | 2018-05-16 17:11 | acode1@Admin | 2024-01-16 19:24 | [20 empty] | No Photo Available | No Photo Available | http://data.mapchannels.com/dualmaps6/map.htm?lat=39.240151&lng=-84.450812
08 | HAMILTON | HAM | IR | 00075 |  | 13.248 |  | SHAMIR00075**N | HAM-75-13.248 | 39.2435 | -84.4492 | 2025-12-31 | Active |  |  |  | State | HL0001759 |  |  | State | BA16 | Conventional | No |  | A | X |  |  |  | 1 |  |  |  |  | No | No | Yes | No | No |  | LED | 1 | [26 empty] | 2025-11-12 03:33 | 7 - Needs Inspected in 7 CY |  |  | mhurlow1 | 2018-05-16 17:26 | jritchie2 | 2026-07-08 15:38 | No | No | No | No | No | Standing | None | None | None | No | No | No |  | No | 2025-11-12 03:33 |  | mneeley | 2025-11-12 03:33 | mneeley | 2025-11-12 03:33 | No Photo Available | No Photo Available | http://data.mapchannels.com/dualmaps6/map.htm?lat=39.243478&lng=-84.449215
08 | HAMILTON | HAM | IR | 00075 |  | 13.266 |  | SHAMIR00075**N | HAM-75-13.266 | 39.2437 | -84.449 | 2025-12-31 | Active | 2022-01-14 | 82288 | 2022-01-14 | State | HL0038892 |  |  | State | BA15 | Conventional | No |  | A | X |  |  |  | 1 |  |  |  |  | No | No | Yes | No | No |  | LED | 1 | [26 empty] | 2025-11-12 03:33 | 7 - Needs Inspected in 7 CY |  |  | mneeley | 2024-08-07 02:31 | jritchie2 | 2026-07-08 15:39 | No | No | No | No | No | Standing | None | None | None | No | No | No |  | No | 2025-11-12 03:33 |  | mneeley | 2025-11-12 03:33 | mneeley | 2025-11-12 03:33 | No Photo Available | No Photo Available | http://data.mapchannels.com/dualmaps6/map.htm?lat=39.243695&lng=-84.449017
08 | HAMILTON | HAM | IR | 00075 |  | 13.269 |  | SHAMIR00075**C | HAM-75-13.269 | 39.2407 | -84.4506 | 2025-12-31 | Retired |  |  |  | State | HL0014649 |  |  | State |  | Conventional | [14 empty] | No | No | No |  | HPS | [28 empty] | NULL |  |  | mhurlow1 | 2018-05-16 17:15 | acode1@Admin | 2024-01-16 19:24 | [20 empty] | No Photo Available | No Photo Available | http://data.mapchannels.com/dualmaps6/map.htm?lat=39.240737&lng=-84.450565
08 | HAMILTON | HAM | IR | 00075 |  | 13.301 |  | SHAMIR00075**N | HAM-75-13.301 | 39.2441 | -84.4487 | 2025-12-31 | Active |  |  |  | State | HL0017844 |  |  | State | BA14 | Conventional | No |  | A | X |  |  |  | 1 |  |  |  |  | No | No | Yes | No | No |  | LED | 1 | [26 empty] | 2025-11-12 03:34 | 7 - Needs Inspected in 7 CY |  |  | mhurlow1 | 2018-05-16 17:28 | jritchie2 | 2026-07-08 15:39 | No | No | No | No | No | Standing | None | None | None | No | No | No |  | No | 2025-11-12 03:34 |  | mneeley | 2025-11-12 03:34 | mneeley | 2025-11-12 03:34 | No Photo Available | No Photo Available | http://data.mapchannels.com/dualmaps6/map.htm?lat=39.244126&lng=-84.448673
08 | HAMILTON | HAM | IR | 00075 |  | 13.307 |  | SHAMIR00075**C | HAM-75-13.307 | 39.2412 | -84.4503 | 2025-12-31 | Retired |  |  |  | State | HL0006068 |  |  | State |  | Conventional | [14 empty] | No | No | No |  | HPS | [28 empty] | NULL |  |  | mhurlow1 | 2018-05-16 17:18 | acode1@Admin | 2024-01-16 19:24 | [20 empty] | No Photo Available | No Photo Available | http://data.mapchannels.com/dualmaps6/map.htm?lat=39.241242&lng=-84.450336
08 | HAMILTON | HAM | IR | 00075 |  | 13.331 |  | SHAMIR00075**N | HAM-75-13.331 | 39.2445 | -84.4484 | 2025-12-31 | Active | 2022-01-14 | 82288 | 2022-01-14 | State | HL0038899 |  |  | State | BA13 | Conventional | No |  | A | X |  |  |  | 1 |  |  |  |  | No | No | Yes | No | No |  | LED | 1 | [26 empty] | 2025-11-12 03:35 | 7 - Needs Inspected in 7 CY |  |  | mneeley | 2024-08-07 02:40 | jritchie2 | 2026-07-08 15:40 | No | No | No | No | No | Standing | None | None | None | No | No | No |  | No | 2025-11-12 03:35 |  | mneeley | 2025-11-12 03:36 | mneeley | 2025-11-12 03:36 | No Photo Available | No Photo Available | http://data.mapchannels.com/dualmaps6/map.htm?lat=39.244491&lng=-84.448355
08 | HAMILTON | HAM | IR | 00075 |  | 13.353 |  | SHAMIR00075**C | HAM-75-13.353 | 39.2418 | -84.45 | 2025-12-31 | Retired |  |  |  | State | HL0021053 |  |  | State |  | Conventional | [14 empty] | No | No | No |  | HPS | [28 empty] | NULL |  |  | mhurlow1 | 2018-05-16 17:21 | acode1@Admin | 2024-01-16 19:24 | [20 empty] | No Photo Available | No Photo Available | http://data.mapchannels.com/dualmaps6/map.htm?lat=39.241828&lng=-84.450007
08 | HAMILTON | HAM | IR | 00075 |  | 13.357 |  | SHAMIR00075**N | HAM-75-13.357 | 39.2448 | -84.4481 | 2025-12-31 | Active |  |  |  | State | HL0008417 |  |  | State | BA12 | Conventional | No |  | A | X |  |  |  | 1 |  |  |  |  | No | No | Yes | No | No |  | LED | 1 | [26 empty] | 2025-11-12 03:36 | 7 - Needs Inspected in 7 CY |  |  | mhurlow1 | 2018-05-16 17:28 | jritchie2 | 2026-07-08 15:41 | No | No | No | No | No | Standing | None | None | None | No | No | No |  | No | 2025-11-12 03:36 |  | mneeley | 2025-11-12 03:36 | mneeley | 2025-11-12 03:36 | No Photo Available | No Photo Available | http://data.mapchannels.com/dualmaps6/map.htm?lat=39.244822&lng=-84.448131
08 | HAMILTON | HAM | IR | 00075 |  | 13.389 |  | SHAMIR00075**C | HAM-75-13.389 | 39.2423 | -84.4497 | 2025-12-31 | Retired |  |  |  | State | HL0013836 |  |  | State |  | Conventional | [14 empty] | No | No | No |  | HPS | [28 empty] | NULL |  |  | mhurlow1 | 2018-05-16 17:22 | acode1@Admin | 2024-01-16 19:24 | [20 empty] | No Photo Available | No Photo Available | http://data.mapchannels.com/dualmaps6/map.htm?lat=39.242294&lng=-84.449695
08 | HAMILTON | HAM | IR | 00075 |  | 13.396 |  | SHAMIR00075**N | HAM-75-13.396 | 39.2453 | -84.4477 | 2025-12-31 | Active | 2022-01-14 | 82288 | 2022-01-14 | State | HL0038893 |  |  | State | BA11 | Conventional | No |  | A | X |  |  |  | 1 |  |  |  |  | No | No | Yes | No | No |  | LED | 1 | [26 empty] | 2025-11-12 03:36 | 7 - Needs Inspected in 7 CY |  |  | mneeley | 2024-08-07 02:43 | jritchie2 | 2026-07-08 15:43 | No | No | No | No | No | Standing | None | None | None | No | No | No |  | No | 2025-11-12 03:36 |  | mneeley | 2025-11-12 03:36 | mneeley | 2025-11-12 03:36 | No Photo Available | No Photo Available | http://data.mapchannels.com/dualmaps6/map.htm?lat=39.245303&lng=-84.447749
08 | HAMILTON | HAM | IR | 00075 |  | 13.411 |  | SHAMIR00075**C | HAM-75-13.411 | 39.2425 | -84.4495 | 2025-12-31 | Retired |  |  |  | State | HL0006430 |  |  | State |  | Conventional | [14 empty] | No | No | No |  | HPS | [28 empty] | NULL |  |  | mhurlow1 | 2018-05-16 17:22 | acode1@Admin | 2024-01-16 19:24 | [20 empty] | No Photo Available | No Photo Available | http://data.mapchannels.com/dualmaps6/map.htm?lat=39.242539&lng=-84.449461
08 | HAMILTON | HAM | IR | 00075 |  | 13.413 |  | SHAMIR00075**N | HAM-75-13.413 | 39.2455 | -84.4476 | 2025-12-31 | Retired |  |  |  | State | HL0018024 |  |  | State |  | Conventional | [14 empty] | No | No | No |  | HPS | 2 | [27 empty] | NULL |  |  | mhurlow1 | 2018-05-16 17:29 | acode1@Admin | 2026-07-09 11:11 | No | No | No | No | No | Standing | None | None | None | No | No | No |  | No | 2025-07-11 03:30 |  | mneeley | 2025-07-11 03:31 | mneeley | 2025-07-11 03:31 | No Photo Available | https://collectorweb.dot.state.oh.us/arcgis/rest/services/HIGHWAY_LIGHTING/HighwayLighting_Reference/FeatureServer/7/554532/attachments/ | http://data.mapchannels.com/dualmaps6/map.htm?lat=39.245525&lng=-84.447627
08 | HAMILTON | HAM | IR | 00075 |  | 13.43 |  | SHAMIR00075**N | HAM-75-13.430 | 39.2457 | -84.4475 | 2025-12-31 | Active | 2022-01-14 | 82288 | 2022-01-14 | State | HL0038894 |  |  | State | BA10 | Conventional | No |  | A | X |  |  |  | 1 |  |  |  |  | No | No | No | No | No |  | LED | 1 | [26 empty] | 2025-11-12 03:36 | NULL |  |  | mneeley | 2024-08-07 02:43 | jritchie2 | 2026-07-08 15:44 | No | No | No | No | No | Standing | None | None | None | No | No | No |  | No | 2025-11-12 03:36 |  | mneeley | 2025-11-12 03:36 | mneeley | 2025-11-12 03:36 | No Photo Available | No Photo Available | http://data.mapchannels.com/dualmaps6/map.htm?lat=39.245740&lng=-84.447456
08 | HAMILTON | HAM | IR | 00075 |  | 13.44 |  | SHAMIR00075**C | HAM-75-13.440 | 39.2429 | -84.4492 | 2025-12-31 | Active |  |  |  | State | HL0006470 |  |  | State |  | Conventional | [14 empty] | No | No | No |  | HPS | [28 empty] | NULL |  |  | mhurlow1 | 2018-05-16 17:23 | mhurlow1 | 2018-07-23 12:14 | [20 empty] | No Photo Available | No Photo Available | http://data.mapchannels.com/dualmaps6/map.htm?lat=39.242921&lng=-84.449198
08 | HAMILTON | HAM | IR | 00075 |  | 13.469 |  | SHAMIR00075**N | HAM-75-13.469 | 39.2463 | -84.4472 | 2025-12-31 | Active |  |  |  | State | HL0023338 |  |  | State | BA9 | Conventional | No |  | A | X |  |  |  | 1 |  |  |  |  | No | No | Yes | No | No |  | LED | 1 | [26 empty] | 2025-11-12 03:37 | 7 - Needs Inspected in 7 CY |  |  | mhurlow1 | 2018-05-16 17:35 | jritchie2 | 2026-07-08 15:45 | No | No | No | No | No | Standing | None | None | None | No | No | No |  | No | 2025-11-12 03:37 |  | mneeley | 2025-11-12 03:37 | mneeley | 2025-11-12 03:37 | No Photo Available | No Photo Available | http://data.mapchannels.com/dualmaps6/map.htm?lat=39.246274&lng=-84.447176
08 | HAMILTON | HAM | IR | 00075 |  | 13.48 |  | SHAMIR00075**C | HAM-75-13.480 | 39.2434 | -84.4487 | 2025-12-31 | Active |  |  |  | State | HL0004583 |  |  | State |  | Conventional | [14 empty] | No | No | No |  | HPS | [28 empty] | NULL |  |  | mhurlow1 | 2018-05-16 17:26 | mhurlow1 | 2018-07-23 12:14 | [20 empty] | No Photo Available | No Photo Available | http://data.mapchannels.com/dualmaps6/map.htm?lat=39.243368&lng=-84.448740
08 | HAMILTON | HAM | IR | 00075 |  | 13.497 |  | SHAMIR00075**N | HAM-75-13.497 | 39.2466 | -84.447 | 2025-12-31 | Active | 2022-01-14 | 82288 | 2022-01-14 | State | HL0038900 |  |  | State | Ba8 | Conventional | No |  | A | X |  |  |  | 1 |  |  |  |  | No | No | Yes | No | No |  | LED | 1 | [26 empty] | 2025-11-12 03:37 | 7 - Needs Inspected in 7 CY |  |  | mneeley | 2024-08-07 04:43 | jritchie2 | 2026-07-08 15:47 | No | No | No | No | No | Standing | None | None | None | No | No | No |  | No | 2025-11-12 03:37 |  | mneeley | 2025-11-12 03:37 | mneeley | 2025-11-12 03:37 | No Photo Available | No Photo Available | http://data.mapchannels.com/dualmaps6/map.htm?lat=39.246646&lng=-84.446964
08 | HAMILTON | HAM | IR | 00075 |  | 13.515 |  | SHAMIR00075**C | HAM-75-13.515 | 39.2438 | -84.4483 | 2025-12-31 | Active |  |  |  | State | HL0026678 |  |  | State |  | Conventional | [14 empty] | No | No | No |  | HPS | [28 empty] | NULL |  |  | mhurlow1 | 2018-05-16 17:27 | mhurlow1 | 2018-07-23 12:14 | [20 empty] | No Photo Available | No Photo Available | http://data.mapchannels.com/dualmaps6/map.htm?lat=39.243759&lng=-84.448303
08 | HAMILTON | HAM | IR | 00075 |  | 13.526 |  | SHAMIR00075**N | HAM-75-13.526 | 39.247 | -84.4468 | 2025-12-31 | Active |  |  |  | State | HL0013578 |  |  | State | BA-7 | Conventional | No |  | A | X |  |  |  | 1 |  |  |  |  | No | No | Yes | No | No |  | LED | 1 | [26 empty] | 2025-11-12 03:37 | 7 - Needs Inspected in 7 CY |  |  | mhurlow1 | 2018-05-16 17:35 | jritchie2 | 2026-07-08 15:50 | No | No | No | No | No | Standing | None | None | None | No | No | No |  | No | 2025-11-12 03:37 |  | mneeley | 2025-11-12 03:37 | mneeley | 2025-11-12 03:37 | No Photo Available | No Photo Available | http://data.mapchannels.com/dualmaps6/map.htm?lat=39.247029&lng=-84.446763
08 | HAMILTON | HAM | IR | 00075 |  | 13.554 |  | SHAMIR00075**C | HAM-75-13.554 | 39.2442 | -84.4479 | 2025-12-31 | Active |  |  |  | State | HL0009201 |  |  | State |  | Conventional | [14 empty] | No | No | No |  | HPS | [28 empty] | NULL |  |  | mhurlow1 | 2018-05-16 17:27 | mhurlow1 | 2018-07-23 12:14 | [20 empty] | No Photo Available | No Photo Available | http://data.mapchannels.com/dualmaps6/map.htm?lat=39.244230&lng=-84.447919
08 | HAMILTON | HAM | IR | 00075 |  | 13.566 |  | SHAMIR00075**N | HAM-75-13.566 | 39.2476 | -84.4465 | 2025-12-31 | Active | 2022-01-14 | 82288 | 2022-01-14 | State | HL0038901 |  |  | State | Ba6 | Conventional | [14 empty] | No | No | No |  | HPS | 1 | [26 empty] | 2025-11-12 03:38 | NULL |  |  | mneeley | 2024-08-07 04:46 | acode1@Admin | 2025-11-21 18:48 | No | No | No | No | No | Standing | None | None | None | No | No | No |  | No | 2025-11-12 03:38 |  | mneeley | 2025-11-12 03:38 | mneeley | 2025-11-12 03:38 | No Photo Available | No Photo Available | http://data.mapchannels.com/dualmaps6/map.htm?lat=39.247579&lng=-84.446509
08 | HAMILTON | HAM | IR | 00075 |  | 13.586 |  | SHAMIR00075**N | HAM-75-13.586 | 39.2478 | -84.4464 | 2025-12-31 | Retired |  |  |  | State | HL0009191 |  |  | State |  | Conventional | [14 empty] | No | No | No |  | HPS | 2 | [27 empty] | NULL |  |  | mhurlow1 | 2018-05-16 17:40 | acode1@Admin | 2026-07-09 11:12 | No | No | No | No | No | Standing | None | None | None | No | No | No |  | No | 2025-07-11 03:35 |  | mneeley | 2025-07-11 03:35 | mneeley | 2025-07-11 03:35 | No Photo Available | https://collectorweb.dot.state.oh.us/arcgis/rest/services/HIGHWAY_LIGHTING/HighwayLighting_Reference/FeatureServer/7/552929/attachments/ | http://data.mapchannels.com/dualmaps6/map.htm?lat=39.247847&lng=-84.446376
08 | HAMILTON | HAM | IR | 00075 |  | 13.591 |  | SHAMIR00075**C | HAM-75-13.591 | 39.2447 | -84.4476 | 2025-12-31 | Active |  |  |  | State | HL0013212 |  |  | State |  | Conventional | [14 empty] | No | No | No |  | HPS | [28 empty] | NULL |  |  | mhurlow1 | 2018-05-16 17:27 | mhurlow1 | 2018-07-23 12:14 | [20 empty] | No Photo Available | No Photo Available | http://data.mapchannels.com/dualmaps6/map.htm?lat=39.244710&lng=-84.447565
08 | HAMILTON | HAM | IR | 00075 |  | 13.6 |  | SHAMIR00075**N | HAM-75-13.600 | 39.248 | -84.4463 | 2025-12-31 | Active | 2022-01-14 | 82288 | 2022-01-14 | State | HL0038902 |  |  | State | ba-5 | Conventional | [14 empty] | No | No | No |  | HPS | 1 | [26 empty] | 2025-11-12 03:39 | NULL |  |  | mneeley | 2024-08-07 04:47 | jritchie2 | 2026-07-08 15:50 | No | No | No | No | No | Standing | None | None | None | No | No | No |  | No | 2025-11-12 03:39 |  | mneeley | 2025-11-12 03:39 | mneeley | 2025-11-12 03:39 | No Photo Available | No Photo Available | http://data.mapchannels.com/dualmaps6/map.htm?lat=39.248043&lng=-84.446304
08 | HAMILTON | HAM | IR | 00075 |  | 13.629 |  | SHAMIR00075**C | HAM-75-13.629 | 39.2452 | -84.4472 | 2025-12-31 | Active |  |  |  | State | HL0021013 |  |  | State |  | Conventional | [14 empty] | No | No | No |  | HPS | [28 empty] | NULL |  |  | mhurlow1 | 2018-05-16 17:27 | mhurlow1 | 2018-07-23 12:15 | [20 empty] | No Photo Available | No Photo Available | http://data.mapchannels.com/dualmaps6/map.htm?lat=39.245217&lng=-84.447236
08 | HAMILTON | HAM | IR | 00075 |  | 13.639 |  | SHAMIR00075**N | HAM-75-13.639 | 39.2486 | -84.4461 | 2025-12-31 | Active |  |  |  | State | HL0018345 |  |  | State | BA4 | Conventional | No |  | A | X |  |  |  | 1 |  |  |  |  | No | No | No | No | No |  | LED | 1 | [26 empty] | 2025-11-12 03:39 | NULL |  |  | mhurlow1 | 2018-05-16 17:44 | jritchie2 | 2026-07-08 15:52 | No | No | No | No | No | Standing | None | None | None | No | No | No |  | No | 2025-11-12 03:39 |  | mneeley | 2025-11-12 03:39 | mneeley | 2025-11-12 03:39 | No Photo Available | No Photo Available | http://data.mapchannels.com/dualmaps6/map.htm?lat=39.248580&lng=-84.446066
08 | HAMILTON | HAM | IR | 00075 |  | 13.666 |  | SHAMIR00075**C | HAM-75-13.666 | 39.2457 | -84.4469 | 2025-12-31 | Active |  |  |  | State | HL0016089 |  |  | State |  | Conventional | [14 empty] | No | No | No |  | HPS | [28 empty] | NULL |  |  | mhurlow1 | 2018-05-16 17:27 | mhurlow1 | 2018-07-23 12:15 | [20 empty] | No Photo Available | No Photo Available | http://data.mapchannels.com/dualmaps6/map.htm?lat=39.245709&lng=-84.446924
08 | HAMILTON | HAM | IR | 00075 |  | 13.675 |  | SHAMIR00075**N | HAM-75-13.675 | 39.2491 | -84.4458 | 2025-12-31 | Active | 2022-01-14 | 82288 | 2022-01-14 | State | HL0038929 |  |  | State | BA3 | Conventional | No |  | A | X |  |  |  | 1 |  |  |  |  | No | No | Yes | No | No |  | LED | 1 | [26 empty] | 2025-11-12 03:40 | 7 - Needs Inspected in 7 CY |  |  | mneeley | 2024-08-07 04:50 | jritchie2 | 2026-07-08 15:53 | No | No | No | No | No | Standing | None | None | None | No | No | No |  | No | 2025-11-12 03:40 |  | mneeley | 2025-11-12 03:40 | mneeley | 2025-11-12 03:40 | No Photo Available | No Photo Available | http://data.mapchannels.com/dualmaps6/map.htm?lat=39.249065&lng=-84.445839
08 | HAMILTON | HAM | IR | 00075 |  | 13.698 |  | SHAMIR00075**N | HAM-75-13.698 | 39.2494 | -84.4457 | 2025-12-31 | Active |  |  |  | State | HL0025674 |  |  | State | BA2 | Conventional | No |  | A | X |  |  |  | 1 |  |  |  |  | No | No | Yes | No | No |  | LED | 1 | [26 empty] | 2025-11-12 03:40 | 7 - Needs Inspected in 7 CY |  |  | mhurlow1 | 2018-05-16 17:50 | jritchie2 | 2026-07-08 15:54 | No | No | No | No | No | Standing | None | None | None | No | No | No |  | No | 2025-11-12 03:40 |  | mneeley | 2025-11-12 03:40 | mneeley | 2025-11-12 03:40 | No Photo Available | No Photo Available | http://data.mapchannels.com/dualmaps6/map.htm?lat=39.249387&lng=-84.445697
08 | HAMILTON | HAM | IR | 00075 |  | 13.701 |  | SHAMIR00075**C | HAM-75-13.701 | 39.2462 | -84.4467 | 2025-12-31 | Active |  |  |  | State | HL0006944 |  |  | State |  | Conventional | [14 empty] | No | No | No |  | HPS | [28 empty] | NULL |  |  | mhurlow1 | 2018-05-16 17:27 | mhurlow1 | 2018-07-23 12:15 | [20 empty] | No Photo Available | No Photo Available | http://data.mapchannels.com/dualmaps6/map.htm?lat=39.246170&lng=-84.446653
08 | HAMILTON | HAM | IR | 00075 |  | 13.733 |  | SHAMIR00075**N | HAM-75-13.733 | 39.2499 | -84.4455 | 2025-12-31 | Active | 2022-01-14 | 82288 | 2022-01-14 | State | HL0038903 |  |  | State | Ba1 | Conventional | No |  | A | X |  |  |  | 1 |  |  |  |  | No | No | Yes | No | No |  | LED | 1 | [26 empty] | 2025-11-12 03:40 | 7 - Needs Inspected in 7 CY |  |  | mneeley | 2024-08-07 04:53 | jritchie2 | 2026-07-08 15:55 | No | No | No | No | No | Standing | None | None | None | No | No | No |  | No | 2025-11-12 03:40 |  | mneeley | 2025-11-12 03:40 | mneeley | 2025-11-12 03:40 | No Photo Available | No Photo Available | http://data.mapchannels.com/dualmaps6/map.htm?lat=39.249866&lng=-84.445481
08 | HAMILTON | HAM | IR | 00075 |  | 13.736 |  | SHAMIR00075**C | HAM-75-13.736 | 39.2466 | -84.4464 | 2025-12-31 | Active |  |  |  | State | HL0014673 |  |  | State |  | Conventional | [14 empty] | No | No | No |  | HPS | [28 empty] | NULL |  |  | mhurlow1 | 2018-05-16 17:34 | mhurlow1 | 2018-07-23 12:15 | [20 empty] | No Photo Available | No Photo Available | http://data.mapchannels.com/dualmaps6/map.htm?lat=39.246638&lng=-84.446372
08 | HAMILTON | HAM | IR | 00075 |  | 13.751 |  | SHAMIR00075**N | HAM-75-13.751 | 39.2501 | -84.4454 | 2025-12-31 | Retired |  |  |  | State | HL0004364 |  |  | State |  | Conventional | [14 empty] | No | No | No |  | HPS | 2 | [27 empty] | NULL |  |  | mhurlow1 | 2018-05-16 17:57 | acode1 | 2026-07-09 11:13 | [20 empty] | No Photo Available | No Photo Available | http://data.mapchannels.com/dualmaps6/map.htm?lat=39.250115&lng=-84.445365
08 | HAMILTON | HAM | IR | 00075 |  | 13.763 |  | SHAMIR00075**N | HAM-75-13.763 | 39.2503 | -84.4453 | 2025-12-31 | Active | 2022-01-14 | 82288 | 2022-01-14 | State | HL0038930 |  |  | State | BB1 | Conventional | No |  | A | X |  |  |  | 1 |  |  |  |  | No | No | No | Yes | No |  | LED | 1 | [26 empty] | 2025-11-12 03:41 | 7 - Needs Inspected in 7 CY |  |  | mneeley | 2024-08-07 04:54 | jritchie2 | 2026-07-08 15:56 | No | No | No | No | No | Standing | None | None | None | No | No | No |  | No | 2025-11-12 03:41 |  | mneeley | 2025-11-12 03:41 | mneeley | 2025-11-12 03:41 | No Photo Available | No Photo Available | http://data.mapchannels.com/dualmaps6/map.htm?lat=39.250268&lng=-84.445298
08 | HAMILTON | HAM | IR | 00075 |  | 13.776 |  | SHAMIR00075**C | HAM-75-13.776 | 39.2473 | -84.4463 | 2025-12-31 | Active |  |  |  | State | HL0011679 |  |  | State |  | Conventional | [14 empty] | No | No | No |  | HPS | [28 empty] | NULL |  |  | Dsnyder5 | 2018-06-13 14:24 | mhurlow1 | 2018-07-23 12:19 | [20 empty] | No Photo Available | No Photo Available | http://data.mapchannels.com/dualmaps6/map.htm?lat=39.247253&lng=-84.446350
08 | HAMILTON | HAM | IR | 00075 |  | 13.792 |  | SHAMIR00075**N | HAM-75-13.792 | 39.2507 | -84.4451 | 2025-12-31 | Active | 2022-01-14 | 82288 | 2022-01-14 | State | HL0038904 |  |  | State | BB2 | Conventional | No |  | A | X |  |  |  | 1 |  |  |  |  | No | No | Yes | No | No |  | LED | 1 | [26 empty] | 2025-11-12 03:41 | 7 - Needs Inspected in 7 CY |  |  | mneeley | 2024-08-07 04:56 | jritchie2 | 2026-07-08 15:57 | No | No | No | No | No | Standing | None | None | None | No | No | No |  | No | 2025-11-12 03:41 |  | mneeley | 2025-11-12 03:41 | mneeley | 2025-11-12 03:41 | No Photo Available | No Photo Available | http://data.mapchannels.com/dualmaps6/map.htm?lat=39.250664&lng=-84.445121
08 | HAMILTON | HAM | IR | 00075 |  | 13.81 |  | SHAMIR00075**C | HAM-75-13.810 | 39.2477 | -84.4461 | 2025-12-31 | Active |  |  |  | State | HL0007754 |  |  | State |  | Conventional | [14 empty] | No | No | No |  | HPS | [28 empty] | NULL |  |  | mhurlow1 | 2018-05-16 17:39 | mhurlow1 | 2018-07-23 12:19 | [20 empty] | No Photo Available | No Photo Available | http://data.mapchannels.com/dualmaps6/map.htm?lat=39.247724&lng=-84.446149
08 | HAMILTON | HAM | IR | 00075 |  | 13.822 |  | SHAMIR00075**N | HAM-75-13.822 | 39.2511 | -84.4449 | 2025-12-31 | Active |  |  |  | State | HL0016240 |  |  | State | BB3 | Conventional | No |  | A | X |  |  |  | 1 |  |  |  |  | No | No | Yes | No | No |  | LED | 1 | [26 empty] | 2025-11-12 03:41 | 7 - Needs Inspected in 7 CY |  |  | mhurlow1 | 2018-05-16 18:02 | jritchie2 | 2026-07-08 15:58 | No | No | No | No | No | Standing | None | None | None | No | No | No |  | No | 2025-11-12 03:41 |  | mneeley | 2025-11-12 03:41 | mneeley | 2025-11-12 03:41 | No Photo Available | No Photo Available | http://data.mapchannels.com/dualmaps6/map.htm?lat=39.251076&lng=-84.444921
08 | HAMILTON | HAM | IR | 00075 |  | 13.853 |  | SHAMIR00075**N | HAM-75-13.853 | 39.2515 | -84.4447 | 2025-12-31 | Active | 2022-01-14 | 82288 | 2022-01-14 | State | HL0038931 |  |  | State | Bb4 | Conventional | No |  | A | X |  |  |  | 1 |  |  |  |  | No | No | Yes | No | No |  | LED | 1 | [26 empty] | 2025-11-12 03:41 | 7 - Needs Inspected in 7 CY |  |  | mneeley | 2024-08-07 04:58 | jritchie2 | 2026-07-08 15:59 | No | No | No | No | No | Standing | None | None | None | No | No | No |  | No | 2025-11-12 03:41 |  | mneeley | 2025-11-12 03:41 | mneeley | 2025-11-12 03:41 | No Photo Available | No Photo Available | http://data.mapchannels.com/dualmaps6/map.htm?lat=39.251504&lng=-84.444741
08 | HAMILTON | HAM | IR | 00075 |  | 13.872 |  | SHAMIR00075**N | HAM-75-13.872 | 39.2518 | -84.4446 | 2025-12-31 | Active |  |  |  | State | HL0012697 |  |  | State | Bb5 | Conventional | No |  | A | X |  |  |  | 1 |  |  |  |  | No | No | Yes | No | No |  | LED | 1 | [26 empty] | 2025-11-12 03:42 | 7 - Needs Inspected in 7 CY |  |  | mhurlow1 | 2018-05-16 18:16 | jritchie2 | 2026-07-08 16:01 | No | No | No | No | No | Standing | None | None | None | No | No | No |  | No | 2025-11-12 03:42 |  | mneeley | 2025-11-12 03:42 | mneeley | 2025-11-12 03:42 | No Photo Available | No Photo Available | http://data.mapchannels.com/dualmaps6/map.htm?lat=39.251759&lng=-84.444619
08 | HAMILTON | HAM | IR | 00075 |  | 13.92 |  | SHAMIR00075**N | HAM-75-13.920 | 39.2524 | -84.4443 | 2025-12-31 | Retired |  |  |  | State | HL0021084 |  |  | State |  | Conventional | [14 empty] | No | No | No |  | HPS | 2 | [27 empty] | NULL |  |  | mhurlow1 | 2018-05-16 18:06 | acode1 | 2026-07-09 11:14 | No | No | No | No | No | Standing | None | None | None | No | No | No |  | No | 2025-11-12 03:42 |  | mneeley | 2025-11-12 03:42 | mneeley | 2025-11-12 03:42 | No Photo Available | No Photo Available | http://data.mapchannels.com/dualmaps6/map.htm?lat=39.252422&lng=-84.444332
08 | HAMILTON | HAM | IR | 00075 |  | 13.932 |  | SHAMIR00075**N | HAM-75-13.932 | 39.2526 | -84.4442 | 2025-12-31 | Active | 2022-01-14 | 82288 | 2022-01-14 | State | HL0038932 |  |  | State | BB6 | Conventional | No |  | A | X |  |  |  | 1 |  |  |  |  | No | No | Yes | No | No |  | LED | 1 | [26 empty] | 2025-11-12 03:43 | 7 - Needs Inspected in 7 CY |  |  | mneeley | 2024-08-07 05:01 | jritchie2 | 2026-07-08 16:02 | No | No | No | No | No | Standing | None | None | None | No | No | No |  | No | 2025-11-12 03:43 |  | mneeley | 2025-11-12 03:43 | mneeley | 2025-11-12 03:43 | No Photo Available | No Photo Available | http://data.mapchannels.com/dualmaps6/map.htm?lat=39.252586&lng=-84.444247
08 | HAMILTON | HAM | IR | 00075 |  | 13.976 |  | SHAMIR00075**N | HAM-75-13.976 | 39.2532 | -84.444 | 2025-12-31 | Active |  |  |  | State | HL0006327 |  |  | State | BB7 | Conventional | No |  | A | X |  |  |  | 1 |  |  |  |  | No | No | No | No | No |  | LED | 1 | [26 empty] | 2025-11-12 03:44 | NULL |  |  | mhurlow1 | 2018-05-16 18:07 | jritchie2 | 2026-07-08 16:03 | No | No | No | No | No | Standing | None | None | None | No | No | No |  | No | 2025-11-12 03:44 |  | mneeley | 2025-11-12 03:44 | mneeley | 2025-11-12 03:44 | No Photo Available | No Photo Available | http://data.mapchannels.com/dualmaps6/map.htm?lat=39.253187&lng=-84.443989
08 | HAMILTON | HAM | IR | 00075 |  | 14.002 |  | SHAMIR00075**N | HAM-75-14.002 | 39.2535 | -84.4438 | 2025-12-31 | Active | 2022-01-14 | 82288 | 2022-01-14 | State | HL0038905 |  |  | State | BB8 | Conventional | No |  | A | X |  |  |  | 1 |  |  |  |  | No | No | No | No | No |  | LED | 1 | [26 empty] | 2025-11-12 03:44 | NULL |  |  | mneeley | 2024-08-07 05:03 | jritchie2 | 2026-07-08 16:03 | No | No | No | No | No | Standing | None | None | None | No | No | No |  | No | 2025-11-12 03:44 |  | mneeley | 2025-11-12 03:44 | mneeley | 2025-11-12 03:44 | No Photo Available | No Photo Available | http://data.mapchannels.com/dualmaps6/map.htm?lat=39.253533&lng=-84.443816
08 | HAMILTON | HAM | IR | 00075 |  | 14.028 |  | SHAMIR00075**N | HAM-75-14.028 | 39.2539 | -84.4437 | 2025-12-31 | Active |  |  |  | State | HL0024604 |  |  | State | BB9 | Conventional | No |  | A | X |  |  |  | 1 |  |  |  |  | No | No | Yes | No | No |  | LED | 1 | [26 empty] | 2025-11-12 03:44 | 7 - Needs Inspected in 7 CY |  |  | mhurlow1 | 2018-05-16 18:18 | jritchie2 | 2026-07-08 16:04 | No | No | No | No | No | Standing | None | None | None | No | No | No |  | No | 2025-11-12 03:44 |  | mneeley | 2025-11-12 03:45 | mneeley | 2025-11-12 03:45 | No Photo Available | No Photo Available | http://data.mapchannels.com/dualmaps6/map.htm?lat=39.253908&lng=-84.443676
08 | HAMILTON | HAM | IR | 00075 |  | 14.048 |  | SHAMIR00075**N | HAM-75-14.048 | 39.2542 | -84.4435 | 2025-12-31 | Active |  |  |  | State | HL0040063 |  |  | State | U-3 | Underpass | [14 empty] | No | No | No |  | LED | 1 | [26 empty] | 2025-05-02 15:40 | NULL |  | 2025-05-02 15:40 | ascott3 | 2025-05-02 15:40 | jritchie2 | 2026-07-10 14:17 | No | No | No | No | No | Standing | None | None | None | No | No | No |  | No | 2025-05-02 15:40 | 2025-05-02 15:40 | ascott3 | 2025-05-02 15:40 | ascott3 | 2025-05-02 15:40 | https://collectorweb.dot.state.oh.us/arcgis/rest/services/HIGHWAY_LIGHTING/HighwayLighting_Reference/FeatureServer/6/446102/attachments/ | https://collectorweb.dot.state.oh.us/arcgis/rest/services/HIGHWAY_LIGHTING/HighwayLighting_Reference/FeatureServer/7/541221/attachments/ | http://data.mapchannels.com/dualmaps6/map.htm?lat=39.254164&lng=-84.443517
08 | HAMILTON | HAM | IR | 00075 |  | 14.076 |  | SHAMIR00075**N | HAM-75-14.076 | 39.2546 | -84.4434 | 2025-12-31 | Active | 2022-01-14 | 82288 | 2022-01-14 | State | HL0038906 |  |  | State | CA4 | Conventional | No |  | AT | A |  |  |  | 1 |  |  |  |  | No | No | No | No | No |  | LED | 1 | [26 empty] | 2025-11-12 03:45 | NULL |  |  | mneeley | 2024-08-07 05:06 | jritchie2 | 2026-07-01 15:44 | No | No | No | No | No | Standing | None | None | None | No | No | No |  | No | 2025-11-12 03:45 |  | mneeley | 2025-11-12 03:45 | mneeley | 2025-11-12 03:45 | No Photo Available | No Photo Available | http://data.mapchannels.com/dualmaps6/map.htm?lat=39.254552&lng=-84.443361
08 | HAMILTON | HAM | IR | 00075 |  | 14.103 |  | SHAMIR00075**N | HAM-75-14.103 | 39.2549 | -84.4432 | 2025-12-31 | Active | 2022-01-14 | 82288 | 2022-01-14 | State | HL0038907 |  |  | State | CA3 | Conventional | No |  | AT | A |  |  |  | 1 |  |  |  |  | No | No | No | No | No |  | LED | 1 | [26 empty] | 2025-11-12 03:45 | NULL |  |  | mneeley | 2024-08-07 05:07 | jritchie2 | 2026-07-01 15:43 | No | No | No | No | No | Standing | None | None | None | No | No | No |  | No | 2025-11-12 03:45 |  | mneeley | 2025-11-12 03:46 | mneeley | 2025-11-12 03:46 | No Photo Available | No Photo Available | http://data.mapchannels.com/dualmaps6/map.htm?lat=39.254918&lng=-84.443197
08 | HAMILTON | HAM | IR | 00075 |  | 14.137 |  | SHAMIR00075**N | HAM-75-14.137 | 39.2554 | -84.443 | 2025-12-31 | Active | 2022-01-14 | 82288 | 2022-01-14 | State | HL0038933 |  |  | State | CA2 | Conventional | [14 empty] | No | No | No |  | HPS | 1 | [26 empty] | 2025-11-12 03:47 | NULL |  |  | mneeley | 2024-08-07 05:08 | acode1@Admin | 2025-11-21 19:06 | No | No | No | No | No | Standing | None | None | None | No | No | No |  | No | 2025-11-12 03:47 |  | mneeley | 2025-11-12 03:47 | mneeley | 2025-11-12 03:47 | No Photo Available | No Photo Available | http://data.mapchannels.com/dualmaps6/map.htm?lat=39.255382&lng=-84.442986
08 | HAMILTON | HAM | IR | 00075 |  | 14.171 |  | SHAMIR00075**N | HAM-75-14.171 | 39.2559 | -84.4428 | 2025-12-31 | Active | 2022-01-14 | 82288 | 2022-01-14 | State | HL0038908 |  |  | State | CA1 | Conventional | [14 empty] | No | No | No |  | HPS | 1 | [26 empty] | 2025-11-12 03:47 | NULL |  |  | mneeley | 2024-08-07 05:09 | acode1@Admin | 2025-11-21 19:05 | No | No | No | No | No | Standing | None | None | None | No | No | No |  | No | 2025-11-12 03:47 |  | mneeley | 2025-11-12 03:47 | mneeley | 2025-11-12 03:47 | No Photo Available | No Photo Available | http://data.mapchannels.com/dualmaps6/map.htm?lat=39.255853&lng=-84.442786
08 | HAMILTON | HAM | IR | 00075 |  | 14.203 |  | SHAMIR00075**N | HAM-75-14.203 | 39.2563 | -84.4426 | 2025-12-31 | Active | 2022-01-14 | 82288 | 2022-01-14 | State | HL0038934 |  |  | State | CB1 | Conventional | [14 empty] | No | No | No |  | HPS | 1 | [26 empty] | 2025-11-12 03:47 | NULL |  |  | mneeley | 2024-08-07 05:10 | acode1@Admin | 2025-11-21 19:08 | No | No | No | No | No | Standing | None | None | None | No | No | No |  | No | 2025-11-12 03:47 |  | mneeley | 2025-11-12 03:47 | mneeley | 2025-11-12 03:47 | No Photo Available | No Photo Available | http://data.mapchannels.com/dualmaps6/map.htm?lat=39.256291&lng=-84.442573
08 | HAMILTON | HAM | IR | 00075 |  | 14.238 |  | SHAMIR00075**N | HAM-75-14.238 | 39.2568 | -84.4424 | 2025-12-31 | Active | 2022-01-14 | 82288 | 2022-01-14 | State | HL0038909 |  |  | State | CB2 | Conventional | [14 empty] | No | No | No |  | HPS | 1 | [26 empty] | 2025-11-12 03:47 | NULL |  |  | mneeley | 2024-08-07 05:12 | acode1@Admin | 2025-11-21 19:08 | No | No | No | No | No | Standing | None | None | None | No | No | No |  | No | 2025-11-12 03:47 |  | mneeley | 2025-11-12 03:47 | mneeley | 2025-11-12 03:47 | No Photo Available | No Photo Available | http://data.mapchannels.com/dualmaps6/map.htm?lat=39.256775&lng=-84.442368
08 | HAMILTON | HAM | IR | 00075 |  | 14.27 |  | SHAMIR00075**N | HAM-75-14.270 | 39.2572 | -84.4422 | 2025-12-31 | Active | 2022-01-14 | 82288 | 2022-01-14 | State | HL0038935 |  |  | State | CB3 | Conventional | [14 empty] | No | No | No |  | HPS | 1 | [26 empty] | 2025-11-12 03:48 | NULL |  |  | mneeley | 2024-08-07 05:13 | acode1@Admin | 2025-11-21 19:08 | No | No | No | No | No | Standing | None | None | None | No | No | No |  | No | 2025-11-12 03:48 |  | mneeley | 2025-11-12 03:48 | mneeley | 2025-11-12 03:48 | No Photo Available | No Photo Available | http://data.mapchannels.com/dualmaps6/map.htm?lat=39.257209&lng=-84.442153
08 | HAMILTON | HAM | IR | 00075 |  | 14.303 |  | SHAMIR00075**N | HAM-75-14.303 | 39.2577 | -84.442 | 2025-12-31 | Active | 2022-01-14 | 82288 | 2022-01-14 | State | HL0038910 |  |  | State | CB4 | Conventional | No |  | AT | A |  |  |  | 1 |  |  |  |  | No | No | No | No | No |  | LED | 1 | [26 empty] | 2025-11-12 03:48 | NULL |  |  | mneeley | 2024-08-07 05:14 | jritchie2 | 2026-07-01 15:40 | No | No | No | No | No | Standing | None | None | None | No | No | No |  | No | 2025-11-12 03:48 |  | mneeley | 2025-11-12 03:48 | mneeley | 2025-11-12 03:48 | No Photo Available | No Photo Available | http://data.mapchannels.com/dualmaps6/map.htm?lat=39.257655&lng=-84.441958
08 | HAMILTON | HAM | IR | 00075 |  | 14.339 |  | SHAMIR00075**N | HAM-75-14.339 | 39.2582 | -84.4417 | 2025-12-31 | Active | 2022-01-14 | 82288 | 2022-01-14 | State | HL0038936 |  |  | State | CB5 | Conventional | No |  | AT | A |  |  |  | 1 |  |  |  |  | No | No | No | No | No |  | LED | 1 | [26 empty] | 2025-11-12 03:48 | NULL |  |  | mneeley | 2024-08-07 05:15 | jritchie2 | 2026-07-01 15:39 | No | No | No | No | No | Standing | None | None | None | No | No | No |  | No | 2025-11-12 03:48 |  | mneeley | 2025-11-12 03:48 | mneeley | 2025-11-12 03:48 | No Photo Available | No Photo Available | http://data.mapchannels.com/dualmaps6/map.htm?lat=39.258156&lng=-84.441736
08 | HAMILTON | HAM | IR | 00075 |  | 14.371 |  | SHAMIR00075**N | HAM-75-14.371 | 39.2586 | -84.4415 | 2025-12-31 | Active | 2022-01-14 | 82288 | 2022-01-14 | State | HL0038911 |  |  | State | CB6 | Conventional | No |  | AT | A |  |  |  | 1 |  |  |  |  | No | No | No | No | No |  | LED | 1 | [26 empty] | 2025-11-12 03:48 | NULL |  |  | mneeley | 2024-08-07 05:16 | jritchie2 | 2026-07-01 15:38 | No | No | No | No | No | Standing | None | None | None | No | No | No |  | No | 2025-11-12 03:48 |  | mneeley | 2025-11-12 03:48 | mneeley | 2025-11-12 03:48 | No Photo Available | No Photo Available | http://data.mapchannels.com/dualmaps6/map.htm?lat=39.258590&lng=-84.441536
08 | HAMILTON | HAM | IR | 00075 |  | 14.387 |  | SHAMIR00075**N | HAM-75-14.387 | 39.2589 | -84.4417 | 2025-12-31 | Active |  |  |  | State | HL0010798 |  |  | State |  | Conventional | [14 empty] | No | No | No |  | HPS | [28 empty] | NULL |  |  | mhurlow1 | 2018-05-17 11:45 | mhurlow1 | 2018-07-23 12:32 | [20 empty] | No Photo Available | No Photo Available | http://data.mapchannels.com/dualmaps6/map.htm?lat=39.258872&lng=-84.441711
08 | HAMILTON | HAM | IR | 00075 |  | 14.403 |  | SHAMIR00075**N | HAM-75-14.403 | 39.259 | -84.4413 | 2025-12-31 | Active | 2022-01-14 | 82288 | 2022-01-14 | State | HL0038937 |  |  | State | CB7 | Conventional | No |  | AT | A |  |  |  | 1 |  |  |  |  | No | No | No | No | No |  | LED | 1 | [26 empty] | 2025-11-12 03:49 | NULL |  |  | mneeley | 2024-08-07 05:17 | jritchie2 | 2026-07-01 15:37 | No | No | No | No | No | Standing | None | None | None | No | No | No |  | No | 2025-11-12 03:49 |  | mneeley | 2025-11-12 03:49 | mneeley | 2025-11-12 03:49 | No Photo Available | No Photo Available | http://data.mapchannels.com/dualmaps6/map.htm?lat=39.259024&lng=-84.441334
08 | HAMILTON | HAM | IR | 00075 |  | 14.437 |  | SHAMIR00075**N | HAM-75-14.437 | 39.2595 | -84.4411 | 2025-12-31 | Active | 2022-01-14 | 82288 | 2022-01-14 | State | HL0038912 |  |  | State | CB8 | Conventional | No |  | AT | A |  |  |  | 1 |  |  |  |  | No | No | No | No | No |  | LED | 1 | [26 empty] | 2025-11-12 03:50 | NULL |  |  | mneeley | 2024-08-07 05:18 | jritchie2 | 2026-07-01 15:36 | No | No | No | No | No | Standing | None | None | None | No | No | No |  | No | 2025-11-12 03:50 |  | mneeley | 2025-11-12 03:51 | mneeley | 2025-11-12 03:51 | No Photo Available | No Photo Available | http://data.mapchannels.com/dualmaps6/map.htm?lat=39.259481&lng=-84.441127
08 | HAMILTON | HAM | IR | 00075 |  | 14.444 |  | SHAMIR00075**N | HAM-75-14.444 | 39.2597 | -84.4413 | 2025-12-31 | Active |  |  |  | State | HL0016604 |  |  | State |  | Conventional | [14 empty] | No | No | No |  | HPS | [28 empty] | NULL |  |  | mhurlow1 | 2018-05-17 11:46 | mhurlow1 | 2018-07-23 12:32 | [20 empty] | No Photo Available | No Photo Available | http://data.mapchannels.com/dualmaps6/map.htm?lat=39.259659&lng=-84.441350
08 | HAMILTON | HAM | IR | 00075 |  | 14.47 |  | SHAMIR00075**N | HAM-75-14.470 | 39.2599 | -84.4409 | 2025-12-31 | Active | 2022-01-14 | 82288 | 2022-01-14 | State | HL0038938 |  |  | State | CB9 | Conventional | No |  | AT | A |  |  |  | 1 |  |  |  |  | No | No | No | No | No |  | LED | 1 | [26 empty] | 2025-11-12 03:52 | NULL |  |  | mneeley | 2024-08-07 05:19 | jritchie2 | 2026-07-01 15:36 | No | No | No | No | No | Standing | None | None | None | No | No | No |  | No | 2025-11-12 03:52 |  | mneeley | 2025-11-12 03:52 | mneeley | 2025-11-12 03:52 | No Photo Available | No Photo Available | http://data.mapchannels.com/dualmaps6/map.htm?lat=39.259935&lng=-84.440920
08 | HAMILTON | HAM | IR | 00075 |  | 14.502 |  | SHAMIR00075**N | HAM-75-14.502 | 39.2604 | -84.4411 | 2025-12-31 | Active |  |  |  | State | HL0010802 |  |  | State |  | Conventional | [14 empty] | No | No | No |  | HPS | [28 empty] | NULL |  |  | mhurlow1 | 2018-05-17 11:48 | mhurlow1 | 2018-07-23 12:32 | [20 empty] | No Photo Available | No Photo Available | http://data.mapchannels.com/dualmaps6/map.htm?lat=39.260446&lng=-84.441051
08 | HAMILTON | HAM | IR | 00075 |  | 14.503 |  | SHAMIR00075**N | HAM-75-14.503 | 39.2604 | -84.4407 | 2025-12-31 | Active | 2022-01-14 | 82288 | 2022-01-14 | State | HL0038913 |  |  | State | CB10 | Conventional | No |  | AT | A |  |  |  | 1 |  |  |  |  | No | No | No | No | No |  | LED | 1 | [26 empty] | 2025-11-12 03:52 | NULL |  |  | mneeley | 2024-08-07 05:20 | jritchie2 | 2026-07-01 15:35 | No | No | No | No | No | Standing | None | None | None | No | No | No |  | No | 2025-11-12 03:52 |  | mneeley | 2025-11-12 03:52 | mneeley | 2025-11-12 03:52 | No Photo Available | No Photo Available | http://data.mapchannels.com/dualmaps6/map.htm?lat=39.260400&lng=-84.440715
08 | HAMILTON | HAM | IR | 00075 |  | 14.543 |  | SHAMIR00075**C | HAM-75-14.543 | 39.2577 | -84.4416 | 2025-12-31 | Active |  |  |  | State | HL0014922 |  |  | State |  | Conventional | [14 empty] | No | No | No |  | HPS | [28 empty] | NULL |  |  | mhurlow1 | 2018-05-17 11:40 | mhurlow1 | 2018-07-23 12:32 | [20 empty] | No Photo Available | No Photo Available | http://data.mapchannels.com/dualmaps6/map.htm?lat=39.257726&lng=-84.441569
08 | HAMILTON | HAM | IR | 00075 |  | 14.561 |  | SHAMIR00075**N | HAM-75-14.561 | 39.2613 | -84.4408 | 2025-12-31 | Active |  |  |  | State | HL0006838 |  |  | State |  | Conventional | [14 empty] | No | No | No |  | HPS | [27 empty] | 2025-10-08 15:00 | NULL |  |  | mhurlow1 | 2018-05-17 11:50 | mhurlow1 | 2018-07-23 12:32 | No | No | No | No | No | Standing | None | None | None | No | No | No |  | No | 2025-10-08 15:00 |  | csonner1 | 2025-10-08 15:00 | csonner1 | 2025-10-08 15:00 | No Photo Available | No Photo Available | http://data.mapchannels.com/dualmaps6/map.htm?lat=39.261271&lng=-84.440817
08 | HAMILTON | HAM | IR | 00075 |  | 14.571 |  | SHAMIR00075**N | HAM-75-14.571 | 39.2614 | -84.4405 | 2025-12-31 | Active | 2022-01-14 | 82288 | 2022-01-14 | State | HL0038914 |  |  | State | CB12 | Conventional | [14 empty] | No | No | No |  | HPS | 1 | [26 empty] | 2025-11-12 03:52 | NULL |  |  | mneeley | 2024-08-07 05:22 | acode1@Admin | 2025-11-21 19:10 | No | No | No | No | No | Standing | None | None | None | No | No | No |  | No | 2025-11-12 03:52 |  | mneeley | 2025-11-12 03:52 | mneeley | 2025-11-12 03:52 | No Photo Available | No Photo Available | http://data.mapchannels.com/dualmaps6/map.htm?lat=39.261377&lng=-84.440487
08 | HAMILTON | HAM | IR | 00075 |  | 14.58 |  | SHAMIR00075**C | HAM-75-14.580 | 39.2582 | -84.4414 | 2025-12-31 | Active |  |  |  | State | HL0013221 |  |  | State |  | Conventional | [14 empty] | No | No | No |  | HPS | [28 empty] | NULL |  |  | mhurlow1 | 2018-05-17 11:41 | mhurlow1 | 2018-07-23 12:32 | [20 empty] | No Photo Available | No Photo Available | http://data.mapchannels.com/dualmaps6/map.htm?lat=39.258249&lng=-84.441352
08 | HAMILTON | HAM | IR | 00075 |  | 14.605 |  | SHAMIR00075**N | HAM-75-14.605 | 39.2619 | -84.4404 | 2025-12-31 | Active | 2022-01-14 | 82288 | 2022-01-14 | State | HL0038915 |  |  | State | CB13 | Conventional | No |  | AT | A |  |  |  | 1 |  |  |  |  | No | No | No | No | No |  | LED | 1 | [26 empty] | 2025-11-12 03:53 | NULL |  |  | mneeley | 2024-08-07 05:24 | jritchie2 | 2026-07-01 15:32 | No | No | No | No | No | Standing | None | None | None | No | No | No |  | No | 2025-11-12 03:53 |  | mneeley | 2025-11-12 03:53 | mneeley | 2025-11-12 03:53 | No Photo Available | No Photo Available | http://data.mapchannels.com/dualmaps6/map.htm?lat=39.261851&lng=-84.440353
08 | HAMILTON | HAM | IR | 00075 |  | 14.619 |  | SHAMIR00075**N | HAM-75-14.619 | 39.2621 | -84.4407 | 2025-12-31 | Active |  |  |  | State | HL0005970 |  |  | State | AA-13 | Conventional | No |  | AT | A |  |  |  | 1 |  |  |  |  | No | No | No | No | No |  | LED | 1 | [26 empty] | 2025-10-08 14:55 | NULL |  |  | mhurlow1 | 2018-05-17 11:52 | jritchie2 | 2026-07-01 15:32 | No | No | No | No | No | Standing | None | None | None | No | No | No |  | No | 2025-10-08 14:55 |  | csonner1 | 2025-10-08 14:55 | csonner1 | 2025-10-08 14:55 | No Photo Available | No Photo Available | http://data.mapchannels.com/dualmaps6/map.htm?lat=39.262096&lng=-84.440679
08 | HAMILTON | HAM | IR | 00075 |  | 14.631 |  | SHAMIR00075**C | HAM-75-14.631 | 39.259 | -84.4411 | 2025-12-31 | Active |  |  |  | State | HL0002894 |  |  | State |  | Conventional | [14 empty] | No | No | No |  | HPS | [28 empty] | NULL |  |  | mhurlow1 | 2018-05-17 11:46 | mhurlow1 | 2018-07-23 12:32 | [20 empty] | No Photo Available | No Photo Available | http://data.mapchannels.com/dualmaps6/map.htm?lat=39.258954&lng=-84.441067
08 | HAMILTON | HAM | IR | 00075 |  | 14.675 |  | SHAMIR00075**N | HAM-75-14.675 | 39.2629 | -84.4406 | 2025-12-31 | Active |  |  |  | State | HL0004727 |  |  | State | AA-12 | Conventional | No |  | AT | A |  |  |  | 1 |  |  |  |  | No | No | No | No | No |  | LED | 1 | [26 empty] | 2025-05-28 13:09 | NULL |  | 2025-05-28 13:09 | mhurlow1 | 2018-05-17 11:53 | jritchie2 | 2026-07-01 15:31 | No | No | No | No | No | Standing | None | None | None | No | No | No |  | No | 2025-05-28 13:09 | 2025-05-28 13:09 | ascott3 | 2025-05-28 13:09 | ascott3 | 2025-05-28 13:09 | No Photo Available | https://collectorweb.dot.state.oh.us/arcgis/rest/services/HIGHWAY_LIGHTING/HighwayLighting_Reference/FeatureServer/7/548834/attachments/ | http://data.mapchannels.com/dualmaps6/map.htm?lat=39.262893&lng=-84.440619
08 | HAMILTON | HAM | IR | 00075 |  | 14.687 |  | SHAMIR00075**C | HAM-75-14.687 | 39.2597 | -84.4408 | 2025-12-31 | Active |  |  |  | State | HL0018521 |  |  | State |  | Conventional | [14 empty] | No | No | No |  | HPS | [28 empty] | NULL |  |  | mhurlow1 | 2018-05-17 11:47 | mhurlow1 | 2018-07-23 12:32 | [20 empty] | No Photo Available | No Photo Available | http://data.mapchannels.com/dualmaps6/map.htm?lat=39.259716&lng=-84.440752
08 | HAMILTON | HAM | IR | 00075 |  | 14.698 |  | SHAMIR00075**N | HAM-75-14.698 | 39.2632 | -84.4406 | 2025-12-31 | Active |  |  |  | State | HL0040324 |  |  | State | AA-12 | Conventional | No |  | AT | A |  |  |  | 1 |  |  |  |  | No | No | No | No | No |  | LED | 1 | [26 empty] | 2025-10-08 14:50 | NULL |  |  | ascott3 | 2025-05-28 13:12 | jritchie2 | 2026-07-01 15:31 | No | No | No | No | No | Standing | None | None | None | No | No | No |  | No | 2025-10-08 14:50 |  | csonner1 | 2025-10-08 14:50 | csonner1 | 2025-10-08 14:50 | No Photo Available | No Photo Available | http://data.mapchannels.com/dualmaps6/map.htm?lat=39.263236&lng=-84.440615
08 | HAMILTON | HAM | IR | 00075 |  | 14.737 |  | SHAMIR00075**C | HAM-75-14.737 | 39.2604 | -84.4404 | 2025-12-31 | Active |  |  |  | State | HL0004719 |  |  | State |  | Conventional | [14 empty] | No | No | No |  | HPS | [28 empty] | NULL |  |  | mhurlow1 | 2018-05-17 11:49 | mhurlow1 | 2018-07-23 12:32 | [20 empty] | No Photo Available | No Photo Available | http://data.mapchannels.com/dualmaps6/map.htm?lat=39.260403&lng=-84.440433
08 | HAMILTON | HAM | IR | 00075 |  | 14.768 |  | SHAMIR00075**C | HAM-75-14.768 | 39.2609 | -84.4405 | 2025-12-31 | Active | 2022-01-14 | 82288 | 2022-01-14 | State | HL0038939 |  |  | State | CB11 | Conventional | No |  | AT | A |  |  |  | 1 |  |  |  |  | No | No | No | No | No |  | LED | 1 | [26 empty] | 2025-11-12 03:52 | NULL |  |  | mneeley | 2024-08-07 05:21 | jritchie2 | 2026-07-01 15:35 | No | No | No | No | No | Standing | None | None | None | No | No | No |  | No | 2025-11-12 03:52 |  | mneeley | 2025-11-12 03:52 | mneeley | 2025-11-12 03:52 | No Photo Available | No Photo Available | http://data.mapchannels.com/dualmaps6/map.htm?lat=39.260879&lng=-84.440490
08 | HAMILTON | HAM | IR | 00075 |  | 14.789 |  | SHAMIR00075**C | HAM-75-14.789 | 39.2611 | -84.4402 | 2025-12-31 | Active |  |  |  | State | HL0019233 |  |  | State |  | Conventional | [14 empty] | No | No | No |  | HPS | [28 empty] | NULL |  |  | mhurlow1 | 2018-05-17 11:49 | mhurlow1 | 2018-07-23 12:32 | [20 empty] | No Photo Available | No Photo Available | http://data.mapchannels.com/dualmaps6/map.htm?lat=39.261127&lng=-84.440152
08 | HAMILTON | HAM | IR | 00075 |  | 14.839 |  | SHAMIR00075**C | HAM-75-14.839 | 39.2618 | -84.4399 | 2025-12-31 | Retired |  |  |  | State | HL0015314 |  |  | State |  | Conventional | [14 empty] | No | No | No |  | HPS | 1 | [27 empty] | NULL |  |  | mhurlow1 | 2018-05-17 11:51 | acode1@Editor | 2026-07-02 11:10 | [20 empty] | No Photo Available | No Photo Available | http://data.mapchannels.com/dualmaps6/map.htm?lat=39.261830&lng=-84.439937
08 | HAMILTON | HAM | IR | 00075 |  | 14.859 |  | SHAMIR00075**C | HAM-75-14.859 | 39.2621 | -84.4397 | 2025-12-31 | Active | 2022-01-14 | 82288 | 2022-01-14 | State | HL0040341 |  |  | State | CB-17 | Conventional | No |  | AT | A |  |  |  | 1 |  |  |  |  | No | No | No | No | No |  | LED | 1 | [26 empty] | 2025-10-02 16:04 | NULL |  |  | ascott3 | 2025-05-29 12:52 | jritchie2 | 2026-07-01 15:33 | No | No | No | No | No | Standing | None | None | None | No | No | No |  | No | 2025-10-02 16:04 |  | csonner1 | 2025-10-02 16:04 | csonner1 | 2025-10-02 16:04 | No Photo Available | No Photo Available | http://data.mapchannels.com/dualmaps6/map.htm?lat=39.262096&lng=-84.439727
08 | HAMILTON | HAM | IR | 00075 |  | 14.887 |  | SHAMIR00075**C | HAM-75-14.887 | 39.2625 | -84.4398 | 2025-12-31 | Active |  |  |  | State | HL0010523 |  |  | State | CB-18 | Conventional | No |  | AT | A |  |  |  | 1 |  |  |  |  | No | No | No | No | No |  | LED | 1 | [26 empty] | 2025-10-02 16:07 | NULL |  |  | mhurlow1 | 2018-05-17 11:53 | jritchie2 | 2026-07-07 13:55 | No | No | No | No | No | Standing | None | None | None | No | No | No |  | No | 2025-10-02 16:07 |  | csonner1 | 2025-10-02 16:07 | csonner1 | 2025-10-02 16:07 | No Photo Available | No Photo Available | http://data.mapchannels.com/dualmaps6/map.htm?lat=39.262532&lng=-84.439765
08 | HAMILTON | HAM | IR | 00075 |  | 14.934 |  | SHAMIR00075**C | HAM-75-14.934 | 39.2632 | -84.4396 | 2025-12-31 | Active |  |  |  | State | HL0019500 |  |  | State | CB-19 | Conventional | No |  | AT | A |  |  |  | 1 |  |  |  |  | No | No | No | No | No |  | LED | 1 |  |  |  | No |  |  |  | 480 L-L | [18 empty] | 2026-01-24 10:19 | NULL |  |  | mhurlow1 | 2018-05-17 11:54 | jritchie2 | 2026-07-07 13:54 | No | No | No | No | No | Down | Dented | None | None | Yes | Yes | No | Tb3 | Yes | 2026-01-24 10:19 |  | odotonline.net\rdixon5 | 2026-01-24 10:20 | odotonline.net\rdixon5 | 2026-01-24 10:20 | No Photo Available | No Photo Available | http://data.mapchannels.com/dualmaps6/map.htm?lat=39.263196&lng=-84.439611
08 | HAMILTON | HAM | IR | 00075 |  | 14.968 |  | SHAMIR00075**C | HAM-75-14.968 | 39.2637 | -84.4396 | 2025-12-31 | Active |  |  |  | State | HL0040337 |  |  | State | AB-13 | Conventional | No |  | AT | A |  |  |  | 1 |  |  |  |  | No | No | No | No | No |  | LED | 1 | [26 empty] | 2025-10-06 17:28 | NULL |  |  | ascott3 | 2025-05-29 13:07 | jritchie2 | 2026-07-07 13:54 | No | No | No | No | No | Standing | None | None | None | No | No | No |  | No | 2025-10-06 17:28 |  | csonner1 | 2025-10-06 17:28 | csonner1 | 2025-10-06 17:28 | No Photo Available | No Photo Available | http://data.mapchannels.com/dualmaps6/map.htm?lat=39.263689&lng=-84.439554
08 | HAMILTON | HAM | IR | 00075 |  | 14.981 |  | SHAMIR00075**N | HAM-75-14.981 | 39.2673 | -84.4408 | 2025-12-31 | Active |  |  |  | State | HL0040299 |  |  | State | AA-12 | Conventional | No |  | AT | A |  |  |  | 1 |  |  |  |  | No | No | No | No | No |  | LED | 1 | [26 empty] | 2025-10-10 12:24 | NULL |  |  | ascott3 | 2025-05-28 15:14 | jritchie2 | 2026-07-06 16:03 | No | No | No | No | No | Standing | None | None | None | No | No | No |  | No | 2025-10-10 12:24 |  | csonner1 | 2025-10-10 12:24 | csonner1 | 2025-10-10 12:24 | No Photo Available | No Photo Available | http://data.mapchannels.com/dualmaps6/map.htm?lat=39.267324&lng=-84.440840
08 | HAMILTON | HAM | IR | 00075 |  | 14.992 |  | SHAMIR00075**N | HAM-75-14.992 | 39.2675 | -84.4403 | 2025-12-31 | Active |  |  |  | State | HL0040436 |  |  | State | AA-22 | Conventional | [14 empty] | No | No | No |  | LED | 1 | [26 empty] | 2025-11-12 05:45 | NULL |  |  | mneeley | 2025-07-11 04:14 | mneeley | 2025-07-11 04:14 | No | No | No | No | No | Standing | None | None | None | No | No | No |  | No | 2025-11-12 05:45 |  | mneeley | 2025-11-12 05:45 | mneeley | 2025-11-12 05:45 | https://collectorweb.dot.state.oh.us/arcgis/rest/services/HIGHWAY_LIGHTING/HighwayLighting_Reference/FeatureServer/6/454971/attachments/ | No Photo Available | http://data.mapchannels.com/dualmaps6/map.htm?lat=39.267508&lng=-84.440305
08 | HAMILTON | HAM | IR | 00075 |  | 15.079 |  | SHAMIR00075**N | HAM-75-15.079 | 39.2687 | -84.4409 | 2025-12-31 | Active |  |  |  | State | HL0040304 |  |  | State | AA-15 | Conventional | [14 empty] | No | No | No |  | HPS | 1 | [26 empty] | 2026-04-08 17:17 | NULL |  |  | ascott3 | 2025-05-28 15:09 | ascott3 | 2025-05-28 15:09 | No | No | No | No | No | Standing | None | None | None | No | No | No | Needs a driver | Yes | 2026-04-08 17:17 |  | ascott3 | 2026-04-08 17:17 | ascott3 | 2026-04-08 17:17 | No Photo Available | https://collectorweb.dot.state.oh.us/arcgis/rest/services/HIGHWAY_LIGHTING/HighwayLighting_Reference/FeatureServer/7/580181/attachments/ | http://data.mapchannels.com/dualmaps6/map.htm?lat=39.268737&lng=-84.440925
08 | HAMILTON | HAM | IR | 00075 |  | 15.109 |  | SHAMIR00075**N | HAM-75-15.109 | 39.2692 | -84.4409 | 2025-12-31 | Active |  |  |  | State | HL0040293 |  |  | State | AA-16 | Conventional | No |  | AT | A |  |  |  | 1 |  |  |  |  | No | No | No | No | No |  | LED | 1 |  |  |  | No | [22 empty] | 2025-10-09 16:58 | NULL |  |  | ascott3 | 2025-05-28 15:08 | jritchie2 | 2026-07-06 15:59 | No | No | No | No | No | Standing | None | None | None | No | No | No |  | No | 2025-10-09 16:58 |  | csonner1 | 2025-10-09 16:58 | csonner1 | 2025-10-09 16:58 | No Photo Available | No Photo Available | http://data.mapchannels.com/dualmaps6/map.htm?lat=39.269177&lng=-84.440917
08 | HAMILTON | HAM | IR | 00075 |  | 15.112 |  | SHAMIR00075**C | HAM-75-15.112 | 39.2658 | -84.4402 | 2025-12-31 | Active |  |  |  | State | HL0040439 |  |  | State | AA21 | Conventional | [14 empty] | No | No | No |  | LED | 1 | [26 empty] | 2025-11-12 05:44 | NULL |  |  | mneeley | 2025-07-11 04:35 | mneeley | 2025-07-11 04:35 | No | No | No | No | No | Standing | None | None | None | No | No | No |  | No | 2025-11-12 05:44 |  | mneeley | 2025-11-12 05:44 | mneeley | 2025-11-12 05:44 | No Photo Available | No Photo Available | http://data.mapchannels.com/dualmaps6/map.htm?lat=39.265770&lng=-84.440155
08 | HAMILTON | HAM | IR | 00075 |  | 15.141 |  | SHAMIR00075**N | HAM-75-15.141 | 39.2696 | -84.4409 | 2025-12-31 | Active |  |  |  | State | HL0040330 |  |  | State | AA-17 | Conventional | No |  | AT | A |  |  |  | 1 |  |  |  |  | No | No | No | No | No |  | HPS | 1 |  |  |  | No | [22 empty] | 2025-10-09 16:55 | NULL |  |  | ascott3 | 2025-05-28 15:05 | jritchie2 | 2026-07-06 15:59 | No | No | No | No | No | Standing | None | None | None | No | No | No |  | No | 2025-10-09 16:55 |  | csonner1 | 2025-10-09 16:55 | csonner1 | 2025-10-09 16:55 | No Photo Available | No Photo Available | http://data.mapchannels.com/dualmaps6/map.htm?lat=39.269642&lng=-84.440938
08 | HAMILTON | HAM | IR | 00075 |  | 15.149 |  | SHAMIR00075**C | HAM-75-15.149 | 39.2663 | -84.4402 | 2025-12-31 | Active |  |  |  | State | HL0040437 |  |  | State | AA20 | Conventional | [14 empty] | No | No | No |  | LED | 1 | [26 empty] | 2025-11-12 05:46 | NULL |  |  | mneeley | 2025-07-11 04:34 | mneeley | 2025-07-11 04:34 | No | No | No | No | No | Standing | None | None | None | No | No | No |  | No | 2025-11-12 05:46 |  | mneeley | 2025-11-12 05:46 | mneeley | 2025-11-12 05:46 | No Photo Available | No Photo Available | http://data.mapchannels.com/dualmaps6/map.htm?lat=39.266305&lng=-84.440211
08 | HAMILTON | HAM | IR | 00075 |  | 15.175 |  | SHAMIR00075**N | HAM-75-15.175 | 39.2701 | -84.441 | 2025-12-31 | Active |  |  |  | State | HL0040329 |  |  | State | AA-18 | Conventional | No |  | AT | A |  |  |  | 1 |  |  |  |  | No | No | No | No | No |  | LED | 1 |  |  |  | No | [22 empty] | 2025-10-09 16:51 | NULL |  |  | ascott3 | 2025-05-28 15:02 | jritchie2 | 2026-07-06 15:57 | No | No | No | No | No | Standing | None | None | None | No | No | No |  | No | 2025-10-09 16:51 |  | csonner1 | 2025-10-09 16:51 | csonner1 | 2025-10-09 16:51 | No Photo Available | No Photo Available | http://data.mapchannels.com/dualmaps6/map.htm?lat=39.270128&lng=-84.440984
08 | HAMILTON | HAM | IR | 00075 |  | 15.189 |  | SHAMIR00075**C | HAM-75-15.189 | 39.2669 | -84.4402 | 2025-12-31 | Active |  |  |  | State | HL0040438 |  |  | State | AA19 | Conventional | No |  | AT | A |  |  |  | 1 |  |  |  |  | No | No | No | No | No |  | LED | 1 | [26 empty] | 2025-11-12 05:45 | NULL |  |  | mneeley | 2025-07-11 04:33 | jritchie2 | 2026-07-06 16:04 | No | No | No | No | No | Standing | None | None | None | No | No | No |  | No | 2025-11-12 05:45 |  | mneeley | 2025-11-12 05:45 | mneeley | 2025-11-12 05:45 | No Photo Available | No Photo Available | http://data.mapchannels.com/dualmaps6/map.htm?lat=39.266896&lng=-84.440248
08 | HAMILTON | HAM | IR | 00075 |  | 15.21 |  | SHAMIR00075**N | HAM-75-15.210 | 39.2706 | -84.441 | 2025-12-31 | Active |  |  |  | State | HL0040314 |  |  | State | BA-17 | Conventional | No |  | AT | A |  |  |  | 1 |  |  |  |  | No | No | No | No | No |  | LED | 1 | [26 empty] | 2025-10-09 16:47 | NULL |  |  | ascott3 | 2025-05-28 15:01 | jritchie2 | 2026-07-06 15:56 | No | No | No | No | No | Standing | None | None | None | No | No | No |  | No | 2025-10-09 16:47 |  | csonner1 | 2025-10-09 16:47 | csonner1 | 2025-10-09 16:47 | No Photo Available | No Photo Available | http://data.mapchannels.com/dualmaps6/map.htm?lat=39.270644&lng=-84.440993
08 | HAMILTON | HAM | IR | 00075 |  | 15.244 |  | SHAMIR00075**N | HAM-75-15.244 | 39.2711 | -84.441 | 2025-12-31 | Active |  |  |  | State | HL0040297 |  |  | State | BA-16 | Conventional | [14 empty] | No | No | No |  | HPS | 1 | [26 empty] | 2025-10-09 16:44 | NULL |  |  | ascott3 | 2025-05-28 14:59 | ascott3 | 2025-05-28 14:59 | No | No | No | No | No | Standing | None | None | None | No | No | No |  | No | 2025-10-09 16:44 |  | csonner1 | 2025-10-09 16:44 | csonner1 | 2025-10-09 16:44 | No Photo Available | No Photo Available | http://data.mapchannels.com/dualmaps6/map.htm?lat=39.271134&lng=-84.441024
08 | HAMILTON | HAM | IR | 00075 |  | 15.264 |  | SHAMIR00075**C | HAM-75-15.264 | 39.268 | -84.4403 | 2025-12-31 | Active |  |  |  | State | HL0040435 |  |  | State | AA-23 | Conventional | [14 empty] | No | No | No |  | LED | 1 | [26 empty] | 2025-11-12 05:45 | NULL |  |  | mneeley | 2025-07-11 04:15 | mneeley | 2025-07-11 04:15 | No | No | No | No | No | Standing | None | None | None | No | No | No |  | No | 2025-11-12 05:45 |  | mneeley | 2025-11-12 05:45 | mneeley | 2025-11-12 05:45 | No Photo Available | No Photo Available | http://data.mapchannels.com/dualmaps6/map.htm?lat=39.267978&lng=-84.440272
08 | HAMILTON | HAM | IR | 00075 |  | 15.275 |  | SHAMIR00075**N | HAM-75-15.275 | 39.2716 | -84.4411 | 2025-12-31 | Active |  |  |  | State | HL0040323 |  |  | State | BA-15 | Conventional | [14 empty] | No | No | No |  | HPS | 1 | [6 empty] | BA-15 | [19 empty] | 2025-10-09 16:40 | NULL |  |  | ascott3 | 2025-05-28 14:57 | csonner1 | 2025-10-09 16:34 | No | No | No | No | No | Standing | None | None | None | No | No | No |  | No | 2025-10-09 16:40 |  | csonner1 | 2025-10-09 16:40 | csonner1 | 2025-10-09 16:40 | No Photo Available | No Photo Available | http://data.mapchannels.com/dualmaps6/map.htm?lat=39.271571&lng=-84.441117
08 | HAMILTON | HAM | IR | 00075 |  | 15.284 |  | SHAMIR00075**C | HAM-75-15.284 | 39.2683 | -84.4399 | 2025-12-31 | Active |  |  |  | State | HL0040316 |  |  | State | AB-1 | Conventional | [14 empty] | No | No | No |  | HPS | 1 | [26 empty] | 2025-10-08 15:12 | NULL |  |  | ascott3 | 2025-05-28 15:59 | ascott3 | 2025-05-28 15:59 | No | No | No | No | No | Standing | None | None | None | No | No | No |  | No | 2025-10-08 15:12 |  | csonner1 | 2025-10-08 15:12 | csonner1 | 2025-10-08 15:12 | No Photo Available | No Photo Available | http://data.mapchannels.com/dualmaps6/map.htm?lat=39.268280&lng=-84.439852
08 | HAMILTON | HAM | IR | 00075 |  | 15.315 |  | SHAMIR00075**C | HAM-75-15.315 | 39.2687 | -84.4399 | 2025-12-31 | Active |  |  |  | State | HL0040326 |  |  | State | AB-2 | Conventional | [14 empty] | No | No | No |  | HPS | 1 | [26 empty] | 2025-10-08 15:15 | NULL |  |  | ascott3 | 2025-05-28 16:03 | ascott3 | 2025-05-28 16:03 | No | No | No | No | No | Standing | None | None | None | No | No | No |  | No | 2025-10-08 15:15 |  | csonner1 | 2025-10-08 15:15 | csonner1 | 2025-10-08 15:15 | No Photo Available | No Photo Available | http://data.mapchannels.com/dualmaps6/map.htm?lat=39.268733&lng=-84.439852
08 | HAMILTON | HAM | IR | 00075 |  | 15.332 |  | SHAMIR00075**N | HAM-75-15.332 | 39.2724 | -84.4407 | 2025-12-31 | Active |  |  |  | State | HL0040440 |  |  | State | Ba18 | Conventional | No |  | AT | A |  |  |  | 1 |  |  |  |  | No | No | No | No | No |  | LED | 1 | [26 empty] | 2025-11-13 09:07 | NULL |  |  | mneeley | 2025-07-11 04:31 | jritchie2 | 2026-07-06 15:48 | No | No | No | No | No | Standing | None | None | None | No | No | No |  | No | 2025-11-13 09:07 |  | mneeley | 2025-11-13 09:07 | mneeley | 2025-11-13 09:07 | No Photo Available | No Photo Available | http://data.mapchannels.com/dualmaps6/map.htm?lat=39.272424&lng=-84.440677
08 | HAMILTON | HAM | IR | 00075 |  | 15.334 |  | SHAMIR00075**C | HAM-75-15.334 | 39.269 | -84.4398 | 2025-12-31 | Retired |  |  |  | State | HL0031928 | 2020-06-25 12:40 |  | State | N/A | Tower |  | 6 | [12 empty] | No | No | No |  | HPS | 6 | 400 | [26 empty] | NULL |  |  | phillip.monnier | 2014-12-29 11:30 | acode1@Admin | 2026-06-25 12:58 | No | No | No | No | No | Standing | None | None | None | No | No | No |  |  | 2020-06-25 12:32 |  | csonner | 2020-06-25 12:34 | csonner | 2020-06-25 12:34 | No Photo Available | No Photo Available | http://data.mapchannels.com/dualmaps6/map.htm?lat=39.269017&lng=-84.439803
08 | HAMILTON | HAM | IR | 00075 |  | 15.344 |  | SHAMIR00075**C | HAM-75-15.344 | 39.2691 | -84.4399 | 2025-12-31 | Active |  |  |  | State | HL0040305 |  |  | State | AB-3 | Conventional | [14 empty] | No | No | No |  | HPS | 1 | [26 empty] | 2025-10-08 15:20 | NULL |  |  | ascott3 | 2025-05-28 16:07 | ascott3 | 2025-05-28 16:07 | No | No | No | No | No | Standing | None | None | None | No | No | No |  | No | 2025-10-08 15:20 |  | csonner1 | 2025-10-08 15:20 | csonner1 | 2025-10-08 15:20 | No Photo Available | No Photo Available | http://data.mapchannels.com/dualmaps6/map.htm?lat=39.269149&lng=-84.439879
08 | HAMILTON | HAM | IR | 00075 |  | 15.359 |  | SHAMIR00075**N | HAM-75-15.359 | 39.2728 | -84.4406 | 2025-12-31 | Active |  |  |  | State | HL0040430 |  |  | State | BA19 | Conventional | No |  | AT | A |  |  |  | 1 |  |  |  |  | No | No | No | No | No |  | LED | 1 | [26 empty] | 2025-11-13 09:07 | NULL |  |  | mneeley | 2025-07-11 04:30 | jritchie2 | 2026-07-06 15:48 | No | No | No | No | No | Standing | None | None | None | No | No | No |  | No | 2025-11-13 09:07 |  | mneeley | 2025-11-13 09:07 | mneeley | 2025-11-13 09:07 | No Photo Available | No Photo Available | http://data.mapchannels.com/dualmaps6/map.htm?lat=39.272820&lng=-84.440635
08 | HAMILTON | HAM | IR | 00075 |  | 15.371 |  | SHAMIR00075**C | HAM-75-15.371 | 39.2695 | -84.4399 | 2025-12-31 | Active |  |  |  | State | HL0040307 |  |  | State | AB-4 | Conventional | [14 empty] | No | No | No |  | HPS | 1 | [26 empty] | 2025-10-08 15:23 | NULL |  |  | ascott3 | 2025-05-28 16:11 | ascott3 | 2025-05-28 16:11 | No | No | No | No | No | Standing | None | None | None | No | No | No |  | No | 2025-10-08 15:23 |  | csonner1 | 2025-10-08 15:23 | csonner1 | 2025-10-08 15:23 | No Photo Available | No Photo Available | http://data.mapchannels.com/dualmaps6/map.htm?lat=39.269546&lng=-84.439922
08 | HAMILTON | HAM | IR | 00075 |  | 15.402 |  | SHAMIR00075**C | HAM-75-15.402 | 39.27 | -84.4399 | 2025-12-31 | Active |  |  |  | State | HL0040288 |  |  | State | AB-5 | Conventional | [14 empty] | No | No | No |  | HPS | 1 | [26 empty] | 2025-10-08 15:27 | NULL |  |  | ascott3 | 2025-05-28 16:14 | ascott3 | 2025-05-28 16:14 | No | No | No | No | No | Standing | None | None | None | No | No | No |  | No | 2025-10-08 15:27 |  | csonner1 | 2025-10-08 15:27 | csonner1 | 2025-10-08 15:27 | No Photo Available | No Photo Available | http://data.mapchannels.com/dualmaps6/map.htm?lat=39.269989&lng=-84.439943
08 | HAMILTON | HAM | IR | 00075 |  | 15.433 |  | SHAMIR00075**C | HAM-75-15.433 | 39.2704 | -84.4405 | 2025-12-31 | Active |  |  |  | State | HL0002253 | 2020-02-06 20:21 |  | State |  | Conventional | No | [6 empty] | 1 |  |  |  | No |  | No | No | No | No |  | HPS | 1 | 400 |  |  | No |  | GE |  | 480 L-N |  | No | No | No | No | No | [12 empty] | 2025-10-09 15:10 | NULL | 0 |  | mhurlow1 | 2018-05-17 12:09 | dturner | 2020-02-06 20:23 | No | No | No | No | No | Standing | None | None | None | No | No | No |  | No | 2025-10-09 15:10 |  | csonner1 | 2025-10-09 15:10 | csonner1 | 2025-10-09 15:10 | No Photo Available | No Photo Available | http://data.mapchannels.com/dualmaps6/map.htm?lat=39.270426&lng=-84.440453
08 | HAMILTON | HAM | IR | 00075 |  | 15.448 |  | SHAMIR00075**C | HAM-75-15.448 | 39.2707 | -84.4399 | 2025-12-31 | Active |  |  |  | State | HL0040311 |  |  | State | BA-28 | Conventional | No |  | AT | A |  |  |  | 1 |  |  |  |  | No | No | No | No | No |  | LED | 1 | [26 empty] | 2025-10-08 15:33 | NULL |  |  | ascott3 | 2025-05-28 16:17 | jritchie2 | 2026-07-06 15:46 | No | No | No | No | No | Standing | None | None | None | No | No | No |  | No | 2025-10-08 15:33 |  | csonner1 | 2025-10-08 15:33 | csonner1 | 2025-10-08 15:33 | No Photo Available | No Photo Available | http://data.mapchannels.com/dualmaps6/map.htm?lat=39.270654&lng=-84.439935
08 | HAMILTON | HAM | IR | 00075 |  | 15.488 |  | SHAMIR00075**C | HAM-75-15.488 | 39.2712 | -84.44 | 2025-12-31 | Active |  |  |  | State | HL0040289 |  |  | State | BA-27 | Conventional | No |  | AT | A |  |  |  | 1 |  |  |  |  | No | No | No | No | No |  | LED | 1 | [26 empty] | 2025-10-08 15:37 | NULL |  |  | ascott3 | 2025-05-28 16:17 | jritchie2 | 2026-07-06 15:46 | No | No | No | No | No | Standing | None | None | None | No | No | No |  | No | 2025-10-08 15:37 |  | csonner1 | 2025-10-08 15:37 | csonner1 | 2025-10-08 15:37 | No Photo Available | No Photo Available | http://data.mapchannels.com/dualmaps6/map.htm?lat=39.271240&lng=-84.439969
08 | HAMILTON | HAM | IR | 00075 |  | 15.518 |  | SHAMIR00075**C | HAM-75-15.518 | 39.2717 | -84.44 | 2025-12-31 | Active |  |  |  | State | HL0040290 |  |  | State | BA-26 | Conventional | No |  | AT | A |  |  |  | 1 |  |  |  |  | No | No | No | No | No |  | LED | 1 | [26 empty] | 2025-10-08 15:41 | NULL |  |  | ascott3 | 2025-05-28 16:18 | jritchie2 | 2026-07-06 15:44 | No | No | No | No | No | Standing | None | None | None | No | No | No |  | No | 2025-10-08 15:41 |  | csonner1 | 2025-10-08 15:41 | csonner1 | 2025-10-08 15:41 | No Photo Available | No Photo Available | http://data.mapchannels.com/dualmaps6/map.htm?lat=39.271677&lng=-84.439987
08 | HAMILTON | HAM | IR | 00075 |  | 15.541 |  | SHAMIR00075**C | HAM-75-15.541 | 39.272 | -84.4401 | 2025-12-31 | Active |  |  |  | State | HL0040291 |  |  | State | BA-25 | Conventional | [14 empty] | No | No | No |  | HPS | 1 | [26 empty] | 2025-10-08 15:44 | NULL |  |  | ascott3 | 2025-05-28 16:18 | csonner1 | 2025-10-08 15:44 | No | No | No | No | No | Standing | None | None | None | No | No | No |  | No | 2025-10-08 15:44 |  | csonner1 | 2025-10-08 15:45 | csonner1 | 2025-10-08 15:45 | No Photo Available | No Photo Available | http://data.mapchannels.com/dualmaps6/map.htm?lat=39.271998&lng=-84.440069
08 | HAMILTON | HAM | IR | 00075 |  | 15.634 |  | SHAMIR00075**C | HAM-75-15.634 | 39.2733 | -84.4407 | 2025-12-31 | Active |  |  |  | State | HL0040431 |  |  | State | BA20 | Conventional | No |  | AT | A |  |  |  | 1 |  |  |  |  | No | No | No | No | No |  | LED | 1 | [26 empty] | 2025-11-13 09:07 | NULL |  |  | mneeley | 2025-07-11 04:29 | jritchie2 | 2026-07-06 15:49 | No | No | No | No | No | Standing | None | None | None | No | No | No |  | No | 2025-11-13 09:07 |  | mneeley | 2025-11-13 09:08 | mneeley | 2025-11-13 09:08 | No Photo Available | No Photo Available | http://data.mapchannels.com/dualmaps6/map.htm?lat=39.273338&lng=-84.440654
08 | HAMILTON | HAM | IR | 00075 |  | 15.634 |  | SHAMIR00075**N | HAM-75-15.634 | 39.2768 | -84.4415 | 2025-12-31 | Active |  |  |  | State | HL0042805 |  |  | State |  | Other | [14 empty] | No | No | No |  | HPS | 0 | [27 empty] | NULL |  |  | ascott3 | 2026-04-08 17:00 | ascott3 | 2026-04-08 17:00 | [20 empty] | https://collectorweb.dot.state.oh.us/arcgis/rest/services/HIGHWAY_LIGHTING/HighwayLighting_Reference/FeatureServer/6/481044/attachments/ | No Photo Available | http://data.mapchannels.com/dualmaps6/map.htm?lat=39.276769&lng=-84.441533
08 | HAMILTON | HAM | IR | 00075 |  | 15.637 |  | SHAMIR00075**N | HAM-75-15.637 | 39.2768 | -84.4414 | 2025-12-31 | Active |  |  |  | State | HL0000279 | 2020-02-05 22:49 |  | State | BA-1 | Conventional | No |  | AT | A |  |  |  | 1 |  |  |  | No | No | Yes | No | No | No |  | LED | 1 |  |  |  | Yes |  |  |  | 480 L-N |  | No | No | No | No | No | [12 empty] | 2025-10-09 13:20 | NULL |  |  | mhurlow1 | 2018-05-17 12:23 | jritchie2 | 2026-07-07 13:44 | No | No | No | No | No | Standing | None | None | None | No | No | No |  | No | 2025-10-09 13:20 |  | csonner1 | 2025-10-09 13:20 | csonner1 | 2025-10-09 13:20 | No Photo Available | No Photo Available | http://data.mapchannels.com/dualmaps6/map.htm?lat=39.276808&lng=-84.441397
08 | HAMILTON | HAM | IR | 00075 |  | 15.666 |  | SHAMIR00075**N | HAM-75-15.666 | 39.2772 | -84.4414 | 2025-12-31 | Active |  |  |  | State | HL0040925 |  |  | State | BB-1 | Conventional | [14 empty] | No | No | No |  | HPS | 1 | [26 empty] | 2025-10-09 13:15 | NULL |  |  | csonner1 | 2025-10-09 13:15 | csonner1 | 2025-10-09 13:15 | No | No | No | No | No | Standing | None | None | None | No | No | No |  | No | 2025-10-09 13:15 |  | csonner1 | 2025-10-09 13:15 | csonner1 | 2025-10-09 13:15 | No Photo Available | No Photo Available | http://data.mapchannels.com/dualmaps6/map.htm?lat=39.277230&lng=-84.441443
08 | HAMILTON | HAM | IR | 00075 |  | 15.681 |  | SHAMIR00075**C | HAM-75-15.681 | 39.274 | -84.4407 | 2025-12-31 | Active |  |  |  | State | HL0040432 |  |  | State | BA21 | Conventional | No |  | AT | A |  |  |  | 1 |  |  |  |  | No | No | No | No | No |  | LED | 1 | [26 empty] | 2025-11-13 09:08 | NULL |  |  | mneeley | 2025-07-11 04:28 | jritchie2 | 2026-07-06 15:50 | No | No | No | No | No | Standing | None | None | None | No | No | No |  | No | 2025-11-13 09:08 |  | mneeley | 2025-11-13 09:08 | mneeley | 2025-11-13 09:08 | No Photo Available | No Photo Available | http://data.mapchannels.com/dualmaps6/map.htm?lat=39.274016&lng=-84.440679
08 | HAMILTON | HAM | IR | 00075 |  | 15.691 |  | SHAMIR00075**N | HAM-75-15.691 | 39.2776 | -84.4415 | 2025-12-31 | Active |  |  |  | State | HL0002845 | 2020-02-05 22:45 |  | State | BB-2 | Conventional | No | [6 empty] | 1 |  |  |  | No |  | No | No | No | No |  | HPS | 1 | 310 |  |  | No |  | Cooper/Eaton |  | 480 L-N |  | No | No | No | No | No | [12 empty] | 2025-10-09 13:11 | NULL | 0 |  | mhurlow1 | 2018-05-17 12:23 | csonner1 | 2025-10-09 13:08 | No | No | No | No | No | Standing | None | None | None | No | No | No |  | No | 2025-10-09 13:11 |  | csonner1 | 2025-10-09 13:11 | csonner1 | 2025-10-09 13:11 | No Photo Available | No Photo Available | http://data.mapchannels.com/dualmaps6/map.htm?lat=39.277599&lng=-84.441452
08 | HAMILTON | HAM | IR | 00075 |  | 15.723 |  | SHAMIR00075**N | HAM-75-15.723 | 39.2781 | -84.4415 | 2025-12-31 | Active |  |  |  | State | HL0024227 | 2020-02-05 22:40 |  | State | BB-3 | Conventional | No | [6 empty] | 1 |  |  |  | No |  | No | No | No | No |  | HPS | 1 | 250 |  |  | No |  | American Electric Lighting (AEL) |  | 480 L-N |  | No | No | No | No | No | [12 empty] | 2025-10-09 13:08 | NULL | 0 |  | mhurlow1 | 2018-05-17 12:24 | csonner1 | 2025-10-09 13:04 | No | No | No | No | No | Standing | None | None | None | No | No | No |  | No | 2025-10-09 13:08 |  | csonner1 | 2025-10-09 13:08 | csonner1 | 2025-10-09 13:08 | No Photo Available | No Photo Available | http://data.mapchannels.com/dualmaps6/map.htm?lat=39.278058&lng=-84.441501
08 | HAMILTON | HAM | IR | 00075 |  | 15.736 |  | SHAMIR00075**C | HAM-75-15.736 | 39.2748 | -84.4407 | 2025-12-31 | Active |  |  |  | State | HL0040433 |  |  | State | BA23 | Conventional | No |  | AT | A |  |  |  | 1 |  |  |  |  | No | No | No | No | No |  | LED | 1 | [26 empty] | 2025-11-13 09:08 | NULL |  |  | mneeley | 2025-07-11 04:26 | jritchie2 | 2026-07-06 15:50 | No | No | No | No | No | Standing | None | None | None | No | No | No |  | No | 2025-11-13 09:08 |  | mneeley | 2025-11-13 09:08 | mneeley | 2025-11-13 09:08 | No Photo Available | No Photo Available | http://data.mapchannels.com/dualmaps6/map.htm?lat=39.274815&lng=-84.440729
08 | HAMILTON | HAM | IR | 00075 |  | 15.758 |  | SHAMIR00075**N | HAM-75-15.758 | 39.2786 | -84.4415 | 2025-12-31 | Active |  |  |  | State | HL0040255 |  |  | State | BB-4 | Conventional | [14 empty] | No | No | No |  | HPS | 1 | [26 empty] | 2025-10-09 13:03 | NULL |  |  | ascott3 | 2025-05-23 16:53 | csonner1 | 2025-10-09 13:03 | No | No | No | No | No | Standing | None | None | None | No | No | No |  | No | 2025-10-09 13:03 |  | csonner1 | 2025-10-09 13:03 | csonner1 | 2025-10-09 13:03 | No Photo Available | No Photo Available | http://data.mapchannels.com/dualmaps6/map.htm?lat=39.278564&lng=-84.441519
08 | HAMILTON | HAM | IR | 00075 |  | 15.787 |  | SHAMIR00075**C | HAM-75-15.787 | 39.2755 | -84.4408 | 2025-12-31 | Active |  |  |  | State | HL0040434 |  |  | State | BA25 | Conventional | No |  | AT | A |  |  |  | 1 |  |  |  |  | No | No | No | No | No |  | LED | 1 | [26 empty] | 2025-10-17 19:30 | NULL |  |  | mneeley | 2025-07-11 04:25 | jritchie2 | 2026-07-06 15:50 | No | No | No | No | No | Standing | None | None | None | No | No | No |  | No | 2025-10-17 19:30 |  | csonner1 | 2025-10-17 19:31 | csonner1 | 2025-10-17 19:31 | No Photo Available | No Photo Available | http://data.mapchannels.com/dualmaps6/map.htm?lat=39.275547&lng=-84.440758
08 | HAMILTON | HAM | IR | 00075 |  | 15.793 |  | SHAMIR00075**N | HAM-75-15.793 | 39.2791 | -84.4416 | 2025-12-31 | Active |  |  |  | State | HL0040924 |  |  | State | BB-5 | Conventional | [14 empty] | No | No | No |  | HPS | 1 | [26 empty] | 2025-10-09 12:59 | NULL |  |  | csonner1 | 2025-10-09 12:56 | csonner1 | 2025-10-09 12:56 | No | No | No | No | No | Standing | None | None | None | No | No | No |  | No | 2025-10-09 12:59 |  | csonner1 | 2025-10-09 12:59 | csonner1 | 2025-10-09 12:59 | No Photo Available | No Photo Available | http://data.mapchannels.com/dualmaps6/map.htm?lat=39.279075&lng=-84.441557
08 | HAMILTON | HAM | IR | 00075 |  | 15.821 |  | SHAMIR00075**N | HAM-75-15.821 | 39.2795 | -84.4416 | 2025-12-31 | Active |  |  |  | State | HL0014012 | 2020-02-05 22:36 |  | State | BB-6 | Conventional | No | [6 empty] | 1 |  |  |  | No |  | Yes | No | No | No |  | HPS | 1 | 400 |  |  | No |  | Cooper/Eaton |  | 480 L-N |  | No | No | No | No | No | [12 empty] | 2025-10-09 12:56 | NULL | 0 |  | mhurlow1 | 2018-05-17 12:24 | csonner1 | 2025-10-09 12:55 | No | No | No | No | No | Standing | None | None | None | No | No | No |  | No | 2025-10-09 12:56 |  | csonner1 | 2025-10-09 12:56 | csonner1 | 2025-10-09 12:56 | No Photo Available | No Photo Available | http://data.mapchannels.com/dualmaps6/map.htm?lat=39.279483&lng=-84.441586
08 | HAMILTON | HAM | IR | 00075 |  | 15.854 |  | SHAMIR00075**C | HAM-75-15.854 | 39.2765 | -84.4403 | 2025-12-31 | Active |  |  |  | State | HL0009874 | 2020-02-04 21:11 |  | State | BC-1 | Conventional | No |  | AT | A |  |  |  | 1 |  |  |  |  | No | No | No | No | No |  | LED | 1 |  |  |  | No |  | American Electric Lighting (AEL) |  | 480 L-N |  | No | No | No | No | No | [12 empty] | 2025-10-08 16:17 | NULL |  |  | mhurlow1 | 2018-05-17 12:21 | jritchie2 | 2026-07-06 15:40 | No | No | No | No | No | Standing | None | None | None | No | No | No |  | No | 2025-10-08 16:17 |  | csonner1 | 2025-10-08 16:17 | csonner1 | 2025-10-08 16:17 | No Photo Available | No Photo Available | http://data.mapchannels.com/dualmaps6/map.htm?lat=39.276536&lng=-84.440329
08 | HAMILTON | HAM | IR | 00075 |  | 15.854 |  | SHAMIR00075**N | HAM-75-15.854 | 39.28 | -84.4416 | 2025-12-31 | Active |  |  |  | State | HL0040922 |  |  | State | BB-7 | Conventional | [14 empty] | No | No | No |  | HPS | 1 | [26 empty] | 2025-10-09 12:53 | NULL |  |  | csonner1 | 2025-10-09 12:52 | csonner1 | 2025-10-09 12:53 | No | No | No | No | No | Standing | None | None | None | No | No | No |  | No | 2025-10-09 12:53 |  | csonner1 | 2025-10-09 12:53 | csonner1 | 2025-10-09 12:53 | No Photo Available | No Photo Available | http://data.mapchannels.com/dualmaps6/map.htm?lat=39.279960&lng=-84.441603
08 | HAMILTON | HAM | IR | 00075 |  | 15.884 |  | SHAMIR00075**N | HAM-75-15.884 | 39.2804 | -84.4416 | 2025-12-31 | Active |  |  |  | State | HL0001006 | 2020-02-05 22:33 |  | State | BB-8 | Conventional | No | [6 empty] | 1 |  |  |  | No |  | Yes | No | No | No |  | HPS | 1 | 400 |  |  | No |  | GE |  | 480 L-N |  | No | No | No | No | No | [12 empty] | 2025-10-09 12:49 | NULL | 0 |  | mhurlow1 | 2018-05-17 12:29 | csonner1 | 2025-10-09 12:49 | No | No | No | No | No | Standing | None | None | None | No | No | No |  | No | 2025-10-09 12:49 |  | csonner1 | 2025-10-09 12:49 | csonner1 | 2025-10-09 12:49 | No Photo Available | No Photo Available | http://data.mapchannels.com/dualmaps6/map.htm?lat=39.280397&lng=-84.441630
08 | HAMILTON | HAM | IR | 00075 |  | 15.909 |  | SHAMIR00075**C | HAM-75-15.909 | 39.2773 | -84.4404 | 2025-12-31 | Active |  |  |  | State | HL0006422 | 2020-02-04 21:13 |  | State | BC-14 | Conventional | No |  | AT | A |  |  |  | 1 |  |  |  | No | No | Yes | No | No | No |  | LED | 1 | [5 empty] | Cooper/Eaton |  | 480 L-N |  | No | No | No | No | No | [12 empty] | 2025-10-08 16:21 | NULL |  |  | mhurlow1 | 2018-05-17 12:22 | jritchie2 | 2026-07-06 15:40 | No | No | No | No | No | Standing | None | None | None | No | No | No |  | No | 2025-10-08 16:21 |  | csonner1 | 2025-10-08 16:21 | csonner1 | 2025-10-08 16:21 | No Photo Available | No Photo Available | http://data.mapchannels.com/dualmaps6/map.htm?lat=39.277326&lng=-84.440392
08 | HAMILTON | HAM | IR | 00075 |  | 15.912 |  | SHAMIR00075**N | HAM-75-15.912 | 39.2808 | -84.4416 | 2025-12-31 | Active |  |  |  | State | HL0009433 | 2020-02-05 22:29 |  | State | BB-9 | Conventional | No | [6 empty] | 1 |  |  |  | No |  | Yes | No | No | No |  | HPS | 1 | 400 |  |  | No |  | Cooper/Eaton |  | 480 L-N |  | No | No | No | No | No | [12 empty] | 2025-10-09 12:46 | NULL | 0 |  | mhurlow1 | 2018-07-23 12:41 | csonner1 | 2025-10-09 12:46 | No | No | No | No | No | Standing | None | None | None | No | No | No |  | No | 2025-10-09 12:46 |  | csonner1 | 2025-10-09 12:46 | csonner1 | 2025-10-09 12:46 | No Photo Available | No Photo Available | http://data.mapchannels.com/dualmaps6/map.htm?lat=39.280798&lng=-84.441643
08 | HAMILTON | HAM | IR | 00075 |  | 15.936 |  | SHAMIR00075**C | HAM-75-15.936 | 39.2777 | -84.4404 | 2025-12-31 | Active |  |  |  | State | HL0040261 |  |  | State | BC-15 | Conventional | No |  | AT | A |  |  |  | 1 |  |  |  |  | No | No | No | No | No |  | LED | 1 | [26 empty] | 2025-10-08 16:26 | NULL |  |  | ascott3 | 2025-05-27 14:53 | jritchie2 | 2026-07-06 15:40 | No | No | No | No | No | Standing | None | None | None | No | No | No |  | No | 2025-10-08 16:26 |  | csonner1 | 2025-10-08 16:26 | csonner1 | 2025-10-08 16:26 | No Photo Available | No Photo Available | http://data.mapchannels.com/dualmaps6/map.htm?lat=39.277715&lng=-84.440372
08 | HAMILTON | HAM | IR | 00075 |  | 15.949 |  | SHAMIR00075**N | HAM-75-15.949 | 39.2813 | -84.4417 | 2025-12-31 | Active |  |  |  | State | HL0040920 |  |  | State | BB-10 | Conventional | [14 empty] | No | No | No |  | HPS | 1 | [26 empty] | 2025-10-09 12:43 | NULL |  |  | csonner1 | 2025-10-09 12:43 | csonner1 | 2025-10-09 12:43 | No | No | No | No | No | Standing | None | None | None | No | No | No |  | No | 2025-10-09 12:43 |  | csonner1 | 2025-10-09 12:43 | csonner1 | 2025-10-09 12:43 | No Photo Available | No Photo Available | http://data.mapchannels.com/dualmaps6/map.htm?lat=39.281327&lng=-84.441705
08 | HAMILTON | HAM | IR | 00075 |  | 15.965 |  | SHAMIR00075**C | HAM-75-15.965 | 39.2781 | -84.4404 | 2025-12-31 | Active |  |  |  | State | HL0033403 | 2020-02-04 21:30 |  | State | BC-16 | Conventional | No |  | AT | A |  |  |  | 1 |  |  |  | No | No | No | No | No | No |  | LED | 1 |  |  |  | No |  | American Electric Lighting (AEL) |  | 480 L-N |  | No | No | No | No | No | [12 empty] | 2025-10-08 16:32 | NULL |  |  | dturner | 2020-02-04 21:31 | jritchie2 | 2026-07-06 15:39 | No | No | No | No | No | Standing | None | None | None | No | No | No |  | No | 2025-10-08 16:32 |  | csonner1 | 2025-10-08 16:32 | csonner1 | 2025-10-08 16:32 | No Photo Available | No Photo Available | http://data.mapchannels.com/dualmaps6/map.htm?lat=39.278141&lng=-84.440450
08 | HAMILTON | HAM | IR | 00075 |  | 15.999 |  | SHAMIR00075**C | HAM-75-15.999 | 39.2786 | -84.4404 | 2025-12-31 | Active |  |  |  | State | HL0040263 |  |  | State | BC-17 | Conventional | No |  | AT | A |  |  |  | 1 |  |  |  |  | No | No | No | No | No |  | LED | 1 | [26 empty] | 2026-03-13 18:25 | NULL |  | 2026-03-13 18:25 | ascott3 | 2025-05-27 15:14 | jritchie2 | 2026-07-06 15:39 | No | No | No | No | No | Standing | None | None | None | No | No | Yes | Fixture out | Yes | 2026-03-13 18:25 | 2026-03-13 18:25 | csonner1 | 2026-03-13 18:27 | csonner1 | 2026-03-13 18:27 | No Photo Available | No Photo Available | http://data.mapchannels.com/dualmaps6/map.htm?lat=39.278636&lng=-84.440437
08 | HAMILTON | HAM | IR | 00075 |  | 16.023 |  | SHAMIR00075**C | HAM-75-16.023 | 39.279 | -84.4405 | 2025-12-31 | Active |  |  |  | State | HL0003422 | 2020-02-04 21:15 |  | State | BC-18 | Conventional | No |  | AT | A |  |  |  | 1 |  |  |  | No | No | No | No | No | No |  | LED | 1 |  |  |  | No |  | Cooper/Eaton |  | 480 L-N |  | No | No | No | No | No | [12 empty] | 2025-10-08 16:43 | NULL |  |  | mhurlow1 | 2018-08-01 16:18 | jritchie2 | 2026-07-06 15:38 | No | No | No | No | No | Standing | None | None | None | No | No | No |  | No | 2025-10-08 16:43 |  | csonner1 | 2025-10-08 16:43 | csonner1 | 2025-10-08 16:43 | No Photo Available | No Photo Available | http://data.mapchannels.com/dualmaps6/map.htm?lat=39.278979&lng=-84.440501
08 | HAMILTON | HAM | IR | 00075 |  | 16.063 |  | SHAMIR00075**C | HAM-75-16.063 | 39.2796 | -84.4405 | 2025-12-31 | Active |  |  |  | State | HL0040277 | 2025-05-27 15:09 |  | State | BC-19 | Conventional | No |  | AT | A |  |  |  | 1 |  |  |  |  | No | No | No | No | No |  | LED | 1 | [26 empty] | 2025-10-08 16:47 | NULL |  |  | ascott3 | 2025-05-27 15:10 | jritchie2 | 2026-07-06 15:38 | No | No | No | No | No | Standing | None | None | None | No | No | No |  | No | 2025-10-08 16:47 |  | csonner1 | 2025-10-08 16:47 | csonner1 | 2025-10-08 16:47 | No Photo Available | No Photo Available | http://data.mapchannels.com/dualmaps6/map.htm?lat=39.279560&lng=-84.440503
08 | HAMILTON | HAM | IR | 00075 |  | 16.094 |  | SHAMIR00075**C | HAM-75-16.094 | 39.28 | -84.4405 | 2025-12-31 | Active |  |  |  | State | HL0040285 |  |  | State | BC-20 | Conventional | No |  | AT | A |  |  |  | 1 |  |  |  |  | No | No | No | No | No |  | LED | 1 |  |  |  | No | [22 empty] | 2025-10-08 16:58 | NULL |  |  | ascott3 | 2025-05-27 15:07 | jritchie2 | 2026-07-06 15:37 | No | No | No | No | No | Standing | None | None | None | No | No | No |  | No | 2025-10-08 16:58 |  | csonner1 | 2025-10-08 16:58 | csonner1 | 2025-10-08 16:58 | No Photo Available | No Photo Available | http://data.mapchannels.com/dualmaps6/map.htm?lat=39.280010&lng=-84.440524
08 | HAMILTON | HAM | IR | 00075 |  | 16.425 |  | SHAMIR00075**C | HAM-75-16.425 | 39.2848 | -84.4408 | 2025-12-31 | Active |  |  |  | State | HL0031091 | 2020-06-04 12:27 |  | State | LB1 | Tower |  | 6 | [12 empty] | No | No | No | 75 L4 | HPS | 4 | 400 | [25 empty] | 2022-07-18 15:15 | 4 - Needs Inspected in 4 CY | 0 |  | robert.anderson | 2014-12-20 10:08 | cburden | 2020-06-04 12:27 | No | No | No | No | No | Standing | None | None | None | No | No | No | 1stTroubleshoot wire #4 repair/2nd troubleshoot door ripped off hinges temporary secured with zip ties |  | 2022-07-18 15:15 |  | csonner1 | 2022-07-18 15:16 | csonner1 | 2022-07-18 15:16 | No Photo Available | No Photo Available | http://data.mapchannels.com/dualmaps6/map.htm?lat=39.284801&lng=-84.440802
08 | HAMILTON | HAM | IR | 00075 |  | 16.507 |  | SHAMIR00075**C | HAM-75-16.507 | 39.286 | -84.4409 | 2025-12-31 | Active |  |  |  | State | HL0031213 |  |  | State | LB2 | Tower |  | 6 | [12 empty] | No | No | No | 75 L4 | HPS | [27 empty] | 2026-03-13 16:37 | 8 - Needs Inspected in 8 CY |  | 2026-03-13 16:37 | robert.anderson | 2014-12-21 09:23 | robert.anderson | 2014-12-21 09:23 | No | No | No | No | No | Standing | None | None | None | No | No | Yes | Also needs one new fixture ,Blown in line fuse troubleshoot replace KTK | Yes | 2026-03-13 16:37 | 2026-03-13 16:37 | csonner1 | 2026-03-13 16:38 | csonner1 | 2026-03-13 18:15 | No Photo Available | No Photo Available | http://data.mapchannels.com/dualmaps6/map.htm?lat=39.285992&lng=-84.440855
08 | HAMILTON | HAM | IR | 00075 |  | 16.635 |  | SHAMIR00075**C | HAM-75-16.635 | 39.2878 | -84.4409 | 2025-12-31 | Active |  |  |  | State | HL0031178 | 2020-06-12 14:50 |  | State | LB3 | Tower |  | 6 | [12 empty] | No | No | No | 75 L4 | HPS | 4 | 400 | [25 empty] | 2026-03-13 17:38 | 8 - Needs Inspected in 8 CY | 0 | 2026-03-13 17:38 | chad.hostetler | 2014-12-20 12:28 | cburden | 2020-06-12 14:50 | No | No | No | No | No | Standing | None | None | None | No | No | No | Both fixtures all the way out upon arrival troubleshooting plugged plug was bad replaced both ends troubleshooting fixtures, both fixtures, lightning arrestor, or surge protector was blown in both replaced both fixtures with stored fixtures | No | 2026-03-13 17:38 | 2026-03-13 17:38 | csonner1 | 2026-03-13 17:44 | csonner1 | 2026-03-13 17:44 | No Photo Available | https://collectorweb.dot.state.oh.us/arcgis/rest/services/HIGHWAY_LIGHTING/HighwayLighting_Reference/FeatureServer/7/581377/attachments/ | http://data.mapchannels.com/dualmaps6/map.htm?lat=39.287846&lng=-84.440919
08 | HAMILTON | HAM | IR | 00075 |  | 17.286 |  | SHAMIR00075**C | HAM-75-17.286 | 39.2972 | -84.4401 | 2025-12-31 | Active |  |  |  | State | HL0008852 | 2020-02-03 20:15 |  | State | A-15 | Conventional | No | [6 empty] | 1 |  |  |  | No |  | No | No | No | No |  | HPS | 1 | 200 |  |  | No |  | American Electric Lighting (AEL) |  | 480 L-N |  | No | No | No | No | No | [12 empty] | 2025-10-20 14:11 | NULL | 0 |  | mhurlow1 | 2018-05-17 12:54 | dturner | 2020-02-03 20:17 | No | No | No | No | No | Standing | None | None | None | No | No | No |  | No | 2025-10-20 14:11 |  | csonner1 | 2025-10-20 14:12 | csonner1 | 2025-10-20 14:12 | No Photo Available | No Photo Available | http://data.mapchannels.com/dualmaps6/map.htm?lat=39.297184&lng=-84.440148
08 | HAMILTON | HAM | IR | 00075 |  | 17.311 |  | SHAMIR00075**C | HAM-75-17.311 | 39.2975 | -84.4401 | 2025-12-31 | Active |  |  |  | State | HL0018098 | 2020-02-03 20:17 |  | State | A-16 | Conventional | No | [6 empty] | 1 |  |  |  | No |  | No | No | No | No |  | HPS | 1 | 310 |  |  | No |  | GE |  | 480 L-N |  | No | No | No | No | No | [12 empty] | 2025-10-20 14:12 | NULL | 0 |  | mhurlow1 | 2018-05-17 12:55 | dturner | 2020-02-03 20:19 | No | No | No | No | No | Standing | None | None | None | No | No | No |  | No | 2025-10-20 14:12 |  | csonner1 | 2025-10-20 14:12 | csonner1 | 2025-10-20 14:12 | No Photo Available | No Photo Available | http://data.mapchannels.com/dualmaps6/map.htm?lat=39.297537&lng=-84.440069
08 | HAMILTON | HAM | IR | 00075 |  | 17.336 |  | SHAMIR00075**C | HAM-75-17.336 | 39.2979 | -84.44 | 2025-12-31 | Active |  |  |  | State | HL0022489 | 2020-02-03 20:20 |  | State | A-17 | Conventional | No |  | AT | A |  |  |  | 1 |  |  |  | No | No | No | No | No | No |  | LED | 1 |  |  |  | No |  | American Electric Lighting (AEL) |  | 480 L-N |  | No | No | No | No | No | [12 empty] | 2025-10-20 14:12 | NULL |  |  | mhurlow1 | 2018-05-17 12:56 | jritchie2 | 2026-07-01 15:19 | No | No | No | No | No | Standing | None | None | None | No | No | No |  | No | 2025-10-20 14:12 |  | csonner1 | 2025-10-20 14:12 | csonner1 | 2025-10-20 14:12 | No Photo Available | No Photo Available | http://data.mapchannels.com/dualmaps6/map.htm?lat=39.297889&lng=-84.439988
08 | HAMILTON | HAM | IR | 00075 |  | 17.36 |  | SHAMIR00075**C | HAM-75-17.360 | 39.2982 | -84.4399 | 2025-12-31 | Active |  |  |  | State | HL0008770 | 2020-02-03 20:22 |  | State | A-18 | Conventional | No |  | AT | A |  |  |  | 1 |  |  |  | No | No | No | No | No | No |  | LED | 1 |  |  |  | No |  | American Electric Lighting (AEL) |  | 480 L-N |  | No | No | No | No | No | [12 empty] | 2025-10-20 14:12 | NULL |  |  | mhurlow1 | 2018-05-17 12:57 | jritchie2 | 2026-07-01 15:18 | No | No | No | No | No | Standing | None | None | None | No | No | No |  | No | 2025-10-20 14:12 |  | csonner1 | 2025-10-20 14:13 | csonner1 | 2025-10-20 14:13 | No Photo Available | No Photo Available | http://data.mapchannels.com/dualmaps6/map.htm?lat=39.298245&lng=-84.439896
08 | HAMILTON | HAM | IR | 00075 |  | 17.386 |  | SHAMIR00075**C | HAM-75-17.386 | 39.2986 | -84.4398 | 2025-12-31 | Active |  |  |  | State | HL0013746 | 2020-02-03 20:25 |  | State | A-19 | Conventional | No |  | AT | A |  |  |  | 1 |  |  |  | No | No | No | No | No | No |  | LED | 1 |  |  |  | No |  | American Electric Lighting (AEL) |  | 480 L-N |  | No | No | No | No | No | [12 empty] | 2025-10-20 14:13 | NULL |  |  | mhurlow1 | 2018-05-17 12:57 | jritchie2 | 2026-07-01 15:17 | No | No | No | No | No | Standing | None | None | None | No | No | No |  | No | 2025-10-20 14:13 |  | csonner1 | 2025-10-20 14:13 | csonner1 | 2025-10-20 14:13 | No Photo Available | No Photo Available | http://data.mapchannels.com/dualmaps6/map.htm?lat=39.298592&lng=-84.439792
08 | HAMILTON | HAM | IR | 00075 |  | 17.408 |  | SHAMIR00075**C | HAM-75-17.408 | 39.2989 | -84.4397 | 2025-12-31 | Active |  |  |  | State | HL0018070 | 2020-02-03 20:26 |  | State | A-20 | Conventional | No |  | AT | A |  |  |  | 1 |  |  |  | No | No | No | No | No | No |  | LED | 1 |  |  |  | No |  | American Electric Lighting (AEL) |  | 480 L-N |  | No | No | No | No | No | [12 empty] | 2025-10-20 14:13 | NULL |  |  | mhurlow1 | 2018-05-17 12:57 | jritchie2 | 2026-07-01 15:16 | No | No | No | No | No | Standing | None | None | None | No | No | No |  | No | 2025-10-20 14:13 |  | csonner1 | 2025-10-20 14:13 | csonner1 | 2025-10-20 14:13 | No Photo Available | No Photo Available | http://data.mapchannels.com/dualmaps6/map.htm?lat=39.298899&lng=-84.439681
08 | HAMILTON | HAM | IR | 00075 |  | 17.436 |  | SHAMIR00075**C | HAM-75-17.436 | 39.2993 | -84.4396 | 2025-12-31 | Active |  |  |  | State | HL0021077 | 2020-02-05 21:44 |  | State | A-21 | Conventional | No |  | AT | A |  |  |  | 1 |  |  |  | No | No | No | No | No | No |  | LED | 1 |  |  |  | No |  | GE |  | 480 L-N |  | No | No | No | No | No | [12 empty] | 2026-08-10 14:28 | NULL |  | 2026-08-10 14:28 | mhurlow1 | 2018-05-17 12:58 | jritchie2 | 2026-07-01 15:15 | No | No | No | No | No | Standing | None | None | None | No | No | No | Foundation repair reset bracket arm reset pole install T base install number 10 wire install LED fixture | No | 2026-08-10 14:28 | 2026-08-10 14:28 | csonner1 | 2026-08-10 14:29 | csonner1 | 2026-08-10 14:29 | No Photo Available | https://collectorweb.dot.state.oh.us/arcgis/rest/services/HIGHWAY_LIGHTING/HighwayLighting_Reference/FeatureServer/7/594967/attachments/ | http://data.mapchannels.com/dualmaps6/map.htm?lat=39.299284&lng=-84.439558
08 | HAMILTON | HAM | IR | 00075 |  | 17.463 |  | SHAMIR00075**C | HAM-75-17.463 | 39.2997 | -84.4394 | 2025-12-31 | Active |  |  |  | State | HL0025323 | 2020-02-05 21:46 |  | State | A-22 | Conventional | No |  | AT | A |  |  |  | 1 |  |  |  | No | No | No | No | No | No |  | LED | 1 |  |  |  | No |  | Cooper/Eaton |  | 480 L-N |  | No | No | No | No | No | [12 empty] | 2025-10-20 14:16 | NULL |  |  | mhurlow1 | 2018-05-17 12:58 | jritchie2 | 2026-07-01 15:14 | No | No | No | No | No | Standing | None | None | None | No | No | No |  | No | 2025-10-20 14:16 |  | csonner1 | 2025-10-20 14:16 | csonner1 | 2025-10-20 14:16 | No Photo Available | No Photo Available | http://data.mapchannels.com/dualmaps6/map.htm?lat=39.299655&lng=-84.439431
08 | HAMILTON | HAM | IR | 00275 |  | 3.527 |  | SHAMIR00275**N | HAM-275-3.527 | 39.1849 | -84.7864 | 2025-12-31 | Active |  |  |  | State | HL0000592 |  |  | State | ZA-16 | Conventional | [14 empty] | No | No | No |  | LED | 1 |  | 95 | [24 empty] | 2025-09-29 15:35 | NULL |  |  | mhurlow1 | 2018-05-23 12:44 | mneeley | 2025-09-29 14:42 | No | No | No | No | No | Standing | None | None | None | No | No | No |  | No | 2025-09-29 15:35 |  | mneeley | 2025-09-29 15:36 | mneeley | 2025-09-29 15:36 | No Photo Available | No Photo Available | http://data.mapchannels.com/dualmaps6/map.htm?lat=39.184903&lng=-84.786419
08 | HAMILTON | HAM | IR | 00275 |  | 3.755 |  | SHAMIR00275**C | HAM-275-3.755 | 39.1848 | -84.7823 | 2025-12-31 | Active |  |  |  | State | HL0016825 | 2020-01-20 12:57 |  | State | ZA-12 | Conventional | [7 empty] | 1 | [6 empty] | No | No | No |  | LED | 1 |  | 95 |  |  |  | Cooper/Eaton | [20 empty] | 2025-09-29 15:36 | NULL |  |  | mhurlow1 | 2018-05-23 12:45 | mneeley | 2025-09-29 14:47 | No | No | No | No | No | Standing | None | None | None | No | No | No |  | No | 2025-09-29 15:36 |  | mneeley | 2025-09-29 15:37 | mneeley | 2025-09-29 15:37 | No Photo Available | No Photo Available | http://data.mapchannels.com/dualmaps6/map.htm?lat=39.184839&lng=-84.782261
08 | HAMILTON | HAM | IR | 00275 |  | 6.623 |  | SHAMIR00275**N | HAM-275-6.623 | 39.2154 | -84.7487 | 2025-12-31 | Active |  |  |  | State | HL0031465 |  |  | State | X A 1 | Tower |  | 6 | [12 empty] | No | No | No | I-275 (no thread reveal on 5/6 A Bolts) | HPS | 6 | 400 | [25 empty] | 2022-06-21 16:09 | 4 - Needs Inspected in 4 CY |  |  | eric.young | 2014-12-22 10:53 | csonner | 2020-06-08 18:03 | No | No | No | No | No | Standing | None | None | None | No | No | No |  |  | 2022-06-21 16:09 |  | csonner1 | 2022-06-22 16:10 | csonner1 | 2022-06-22 16:10 | No Photo Available | No Photo Available | http://data.mapchannels.com/dualmaps6/map.htm?lat=39.215411&lng=-84.748728
08 | HAMILTON | HAM | IR | 00275 |  | 7.028 |  | SHAMIR00275**C | HAM-275-7.028 | 39.2174 | -84.7419 | 2025-12-31 | Active |  |  |  | State | HL0025108 | 2020-05-27 18:18 |  | State | xb1 | Conventional | [14 empty] | No | No | No |  | HPS | 1 | 250 | [25 empty] | 2025-10-21 12:59 | NULL | 0 |  | mhurlow1 | 2018-05-23 13:10 | csonner1 | 2025-10-21 12:56 | No | No | No | No | No | Standing | None | None | None | No | No | No |  | No | 2025-10-21 12:59 |  | csonner1 | 2025-10-21 13:00 | csonner1 | 2025-10-21 13:00 | No Photo Available | No Photo Available | http://data.mapchannels.com/dualmaps6/map.htm?lat=39.217402&lng=-84.741863
08 | HAMILTON | HAM | IR | 00275 |  | 7.087 |  | SHAMIR00275**C | HAM-275-7.087 | 39.2175 | -84.7408 | 2025-12-31 | Active |  |  |  | State | HL0012216 | 2020-05-27 18:17 |  | State | xb2 | Conventional | [14 empty] | No | No | No |  | HPS | 1 | 250 | [25 empty] | 2025-10-21 13:00 | NULL | 0 |  | mhurlow1 | 2018-05-23 13:10 | csonner1 | 2025-10-21 13:00 | No | No | No | No | No | Standing | None | None | None | No | No | No |  | No | 2025-10-21 13:00 |  | csonner1 | 2025-10-21 13:00 | csonner1 | 2025-10-21 13:00 | No Photo Available | No Photo Available | http://data.mapchannels.com/dualmaps6/map.htm?lat=39.217541&lng=-84.740787
08 | HAMILTON | HAM | IR | 00275 |  | 7.095 |  | SHAMIR00275**N | HAM-275-7.095 | 39.2191 | -84.7413 | 2025-12-31 | Active |  |  |  | State | HL0031437 | 2020-06-08 17:44 |  | State | X A 4 | Tower |  | 6 | [12 empty] | No | No | No | I-275 (chip in glvnzn n rust at pole base, c pic) | HPS | 6 | 400 | [25 empty] | 2022-06-22 16:12 | 4 - Needs Inspected in 4 CY | 0 |  | eric.young | 2014-12-22 10:37 | csonner | 2020-06-08 17:46 | No | No | No | No | No | Standing | None | None | None | No | No | No |  |  | 2022-06-22 16:12 |  | csonner1 | 2022-06-22 16:11 | csonner1 | 2022-06-22 16:11 | No Photo Available | No Photo Available | http://data.mapchannels.com/dualmaps6/map.htm?lat=39.219083&lng=-84.741302
08 | HAMILTON | HAM | IR | 00275 |  | 7.131 |  | SHAMIR00275**C | HAM-275-7.131 | 39.2176 | -84.74 | 2025-12-31 | Active |  |  |  | State | HL0016535 | 2020-05-27 18:17 |  | State | xb3 | Conventional | [14 empty] | No | No | No |  | HPS | 1 | 250 | [25 empty] | 2025-10-21 13:10 | NULL | 0 |  | mhurlow1 | 2018-05-23 13:10 | csonner1 | 2025-10-21 13:01 | No | No | No | No | No | Standing | None | None | None | No | No | No |  | No | 2025-10-21 13:10 |  | csonner1 | 2025-10-21 13:10 | csonner1 | 2025-10-21 13:10 | No Photo Available | No Photo Available | http://data.mapchannels.com/dualmaps6/map.htm?lat=39.217604&lng=-84.739961
08 | HAMILTON | HAM | IR | 00275 |  | 7.176 |  | SHAMIR00275**C | HAM-275-7.176 | 39.2176 | -84.7391 | 2025-12-31 | Active |  |  |  | State | HL0024268 | 2020-05-27 18:16 |  | State | xb4 | Conventional | [14 empty] | No | No | No |  | HPS | 1 | 250 | [25 empty] | 2025-10-21 13:10 | NULL | 0 |  | mhurlow1 | 2018-05-23 13:10 | csonner1 | 2025-10-21 13:10 | No | No | No | No | No | Standing | None | None | None | No | No | No |  | No | 2025-10-21 13:10 |  | csonner1 | 2025-10-21 13:11 | csonner1 | 2025-10-21 13:11 | No Photo Available | No Photo Available | http://data.mapchannels.com/dualmaps6/map.htm?lat=39.217643&lng=-84.739140
08 | HAMILTON | HAM | IR | 00275 |  | 7.205 |  | SHAMIR00275**N | HAM-275-7.205 | 39.22 | -84.7396 | 2025-12-31 | Active |  |  |  | State | HL0031433 | 2020-06-08 17:48 |  | State | X A 5 | Tower |  | 6 | [12 empty] | No | No | No | I-275 | HPS | 6 | 400 | [25 empty] | 2022-06-22 16:12 | 4 - Needs Inspected in 4 CY | 0 |  | eric.young | 2014-12-22 10:30 | csonner | 2020-06-08 17:50 | No | No | No | No | No | Standing | None | None | None | No | No | No |  |  | 2022-06-22 16:12 |  | csonner1 | 2022-06-22 16:12 | csonner1 | 2022-06-22 16:12 | No Photo Available | No Photo Available | http://data.mapchannels.com/dualmaps6/map.htm?lat=39.219953&lng=-84.739573
08 | HAMILTON | HAM | IR | 00275 |  | 7.218 |  | SHAMIR00275**C | HAM-275-7.218 | 39.2176 | -84.7384 | 2025-12-31 | Active |  |  |  | State | HL0019760 | 2020-05-27 18:15 |  | State | xb5 | Conventional | [14 empty] | No | No | No |  | HPS | 1 | 250 | [25 empty] | 2025-10-21 13:14 | NULL | 0 |  | mhurlow1 | 2018-05-23 13:10 | csonner1 | 2025-10-21 13:14 | No | No | No | No | No | Standing | None | None | None | No | No | No |  | No | 2025-10-21 13:14 |  | csonner1 | 2025-10-21 13:15 | csonner1 | 2025-10-21 13:15 | No Photo Available | No Photo Available | http://data.mapchannels.com/dualmaps6/map.htm?lat=39.217635&lng=-84.738357
08 | HAMILTON | HAM | IR | 00275 |  | 7.264 |  | SHAMIR00275**C | HAM-275-7.264 | 39.2176 | -84.7375 | 2025-12-31 | Active |  |  |  | State | HL0021076 | 2020-05-27 18:14 |  | State | xb6 | Conventional | [14 empty] | No | No | No |  | HPS | 1 | 250 | [25 empty] | 2026-02-11 01:27 | NULL | 0 |  | mhurlow1 | 2018-05-23 13:11 | csonner1 | 2025-10-21 13:23 | No | No | No | No | No | Down | Bent | Bent | None | Yes | No | No | Tb3 and bolts need extraction | Yes | 2026-02-11 01:27 |  | odotonline.net\rdixon5 | 2026-02-11 01:27 | csonner1 | 2026-04-06 16:42 | No Photo Available | https://collectorweb.dot.state.oh.us/arcgis/rest/services/HIGHWAY_LIGHTING/HighwayLighting_Reference/FeatureServer/7/578134/attachments/ | http://data.mapchannels.com/dualmaps6/map.htm?lat=39.217588&lng=-84.737515
08 | HAMILTON | HAM | IR | 00275 |  | 7.295 |  | SHAMIR00275**N | HAM-275-7.295 | 39.2206 | -84.7381 | 2025-12-31 | Active |  |  |  | State | HL0031424 | 2020-06-09 17:51 |  | State | yc 1 | Tower |  | 6 | [12 empty] | No | No | No | I-275 (no pole designation number) | HPS | 6 | 400 | [25 empty] | 2022-06-20 19:06 | 4 - Needs Inspected in 4 CY | 0 |  | eric.young | 2014-12-22 10:22 | csonner | 2020-06-09 17:51 | No | No | No | No | No | Standing | None | None | None | No | No | No |  |  | 2022-06-20 19:06 |  | csonner1 | 2022-06-20 19:05 | csonner1 | 2022-06-20 19:05 | No Photo Available | No Photo Available | http://data.mapchannels.com/dualmaps6/map.htm?lat=39.220618&lng=-84.738144
08 | HAMILTON | HAM | IR | 00275 |  | 7.307 |  | SHAMIR00275**C | HAM-275-7.307 | 39.2175 | -84.7367 | 2025-12-31 | Active |  |  |  | State | HL0024943 |  |  | State | xb7 | Conventional | [14 empty] | No | No | No |  | HPS | 1 | 250 | [25 empty] | 2025-10-21 13:24 | NULL |  |  | mhurlow1 | 2018-05-23 13:11 | csonner1 | 2025-10-21 13:24 | No | No | No | No | No | Standing | None | None | None | No | No | No |  | No | 2025-10-21 13:24 |  | csonner1 | 2025-10-21 13:24 | csonner1 | 2025-10-21 13:24 | No Photo Available | No Photo Available | http://data.mapchannels.com/dualmaps6/map.htm?lat=39.217526&lng=-84.736713
08 | HAMILTON | HAM | IR | 00275 |  | 7.349 |  | SHAMIR00275**C | HAM-275-7.349 | 39.2174 | -84.7359 | 2025-12-31 | Active |  |  |  | State | HL0001810 | 2020-05-27 18:08 |  | State | xb8 | Conventional | [14 empty] | No | No | No |  | HPS | 1 | 250 | [25 empty] | 2025-10-21 13:33 | NULL | 0 |  | mhurlow1 | 2018-05-23 13:11 | csonner1 | 2025-10-21 13:26 | No | No | No | No | No | Standing | None | None | None | No | No | No |  | No | 2025-10-21 13:33 |  | csonner1 | 2025-10-21 13:33 | csonner1 | 2025-10-21 13:33 | No Photo Available | No Photo Available | http://data.mapchannels.com/dualmaps6/map.htm?lat=39.217419&lng=-84.735945
08 | HAMILTON | HAM | IR | 00275 |  | 7.384 |  | SHAMIR00275**N | HAM-275-7.384 | 39.221 | -84.7366 | 2025-12-31 | Active |  |  |  | State | HL0031419 | 2020-05-26 14:46 |  | State | Y C 2 | Tower |  | 6 | [12 empty] | No | No | No | I-275 | HPS | 4 | 400 | [25 empty] | 2022-06-20 19:06 | 4 - Needs Inspected in 4 CY | 0 |  | eric.young | 2014-12-22 10:18 | csonner | 2020-05-26 14:46 | No | No | No | No | No | Standing | None | None | None | No | No | No |  |  | 2022-06-20 19:06 |  | csonner1 | 2022-06-20 19:06 | csonner1 | 2022-06-20 19:06 | No Photo Available | No Photo Available | http://data.mapchannels.com/dualmaps6/map.htm?lat=39.220973&lng=-84.736631
08 | HAMILTON | HAM | IR | 00275 |  | 7.395 |  | SHAMIR00275**C | HAM-275-7.395 | 39.2173 | -84.7351 | 2025-12-31 | Active |  |  |  | State | HL0015628 | 2020-05-27 18:06 |  | State | Xb9 | Conventional | [14 empty] | No | No | No |  | HPS | 1 | 400 | [25 empty] | 2025-10-21 13:35 | NULL | 0 |  | mhurlow1 | 2018-05-23 13:12 | csonner1 | 2025-10-21 13:35 | No | No | No | No | No | Standing | None | None | None | No | No | No |  | No | 2025-10-21 13:35 |  | csonner1 | 2025-10-21 13:35 | csonner1 | 2025-10-21 13:35 | No Photo Available | No Photo Available | http://data.mapchannels.com/dualmaps6/map.htm?lat=39.217294&lng=-84.735119
08 | HAMILTON | HAM | IR | 00275 |  | 7.474 |  | SHAMIR00275**N | HAM-275-7.474 | 39.2209 | -84.7351 | 2025-12-31 | Active |  |  |  | State | HL0031484 | 2020-05-26 15:50 |  | State | Y C 3 | Tower |  | 6 | [12 empty] | No | No | No | I-275 | HPS | 4 | 400 | [25 empty] | 2025-06-18 16:15 | 7 - Needs Inspected in 7 CY | 0 | 2025-06-18 16:15 | eric.young | 2014-12-22 11:05 | csonner | 2020-05-26 15:51 | No | No | No | No | No | Standing | None | None | None | No | No | No |  | No | 2025-06-18 16:15 | 2025-06-18 16:15 | ascott3 | 2025-06-18 16:16 | ascott3 | 2025-06-18 16:16 | No Photo Available | https://collectorweb.dot.state.oh.us/arcgis/rest/services/HIGHWAY_LIGHTING/HighwayLighting_Reference/FeatureServer/7/551262/attachments/ | http://data.mapchannels.com/dualmaps6/map.htm?lat=39.220868&lng=-84.735058
08 | HAMILTON | HAM | IR | 00275 |  | 7.475 |  | SHAMIR00275**C | HAM-275-7.475 | 39.2172 | -84.7336 | 2025-12-31 | Active |  |  |  | State | HL0031565 | 2020-06-10 13:40 |  | State | X B 10 | Tower |  | 6 | [12 empty] | No | No | No | I-275 | HPS | 6 | 400 | [25 empty] | 2025-06-18 14:48 | 7 - Needs Inspected in 7 CY | 0 | 2025-06-18 14:48 | darshan.singh | 2014-12-22 12:26 | csonner | 2020-06-10 13:41 | No | No | No | No | No | Standing | None | None | None | No | No | No |  | No | 2025-06-18 14:48 | 2025-06-18 14:48 | ascott3 | 2025-06-18 14:49 | ascott3 | 2025-06-18 14:49 | No Photo Available | https://collectorweb.dot.state.oh.us/arcgis/rest/services/HIGHWAY_LIGHTING/HighwayLighting_Reference/FeatureServer/7/554461/attachments/ | http://data.mapchannels.com/dualmaps6/map.htm?lat=39.217193&lng=-84.733595
08 | HAMILTON | HAM | IR | 00275 |  | 7.545 |  | SHAMIR00275**C | HAM-275-7.545 | 39.2168 | -84.7324 | 2025-12-31 | Active |  |  |  | State | HL0031571 | 2020-06-10 13:41 |  | State | X B 11 | Tower |  | 6 | [12 empty] | No | No | No | I-275 | HPS | 6 | 400 | [25 empty] | 2025-06-18 15:07 | 7 - Needs Inspected in 7 CY | 0 |  | darshan.singh | 2014-12-22 12:30 | csonner | 2020-06-10 13:41 | No | No | No | No | No | Standing | None | None | None | No | No | No |  | No | 2025-06-18 15:07 |  | ascott3 | 2025-06-18 15:08 | csonner1 | 2026-03-06 21:52 | No Photo Available | https://collectorweb.dot.state.oh.us/arcgis/rest/services/HIGHWAY_LIGHTING/HighwayLighting_Reference/FeatureServer/7/551261/attachments/ | http://data.mapchannels.com/dualmaps6/map.htm?lat=39.216809&lng=-84.732375
08 | HAMILTON | HAM | IR | 00275 |  | 7.625 |  | SHAMIR00275**N | HAM-275-7.625 | 39.2198 | -84.7327 | 2025-12-31 | Active |  |  |  | State | HL0033812 |  |  | State | ye1 | Conventional | [14 empty] | No | No | No |  | HPS | 1 | 250 | [25 empty] | 2025-10-21 14:38 | NULL |  |  | csonner | 2020-05-27 18:14 | csonner | 2020-05-27 18:14 | No | No | No | No | No | Standing | None | None | None | No | No | No |  | No | 2025-10-21 14:38 |  | csonner1 | 2025-10-21 14:38 | csonner1 | 2025-10-21 14:38 | No Photo Available | No Photo Available | http://data.mapchannels.com/dualmaps6/map.htm?lat=39.219811&lng=-84.732663
08 | HAMILTON | HAM | IR | 00275 |  | 7.677 |  | SHAMIR00275**N | HAM-275-7.677 | 39.2191 | -84.7322 | 2025-12-31 | Active |  |  |  | State | HL0033810 | 2020-05-27 14:17 |  | State | YE-2 | Conventional | [14 empty] | No | No | No |  | LED | 1 |  | 129 | [24 empty] | 2025-10-21 14:34 | NULL |  |  | dturner | 2020-05-27 14:17 | mneeley | 2025-11-18 05:43 | No | No | No | No | No | Standing | None | None | None | No | No | No |  | No | 2025-10-21 14:34 |  | csonner1 | 2025-10-21 14:34 | csonner1 | 2025-10-21 14:34 | No Photo Available | No Photo Available | http://data.mapchannels.com/dualmaps6/map.htm?lat=39.219143&lng=-84.732184
08 | HAMILTON | HAM | IR | 00275 |  | 7.709 |  | SHAMIR00275**C | HAM-275-7.709 | 39.2154 | -84.7299 | 2025-12-31 | Active |  |  |  | State | HL0033811 | 2020-05-27 18:12 |  | State | XD-1 | Conventional | No |  | AT | A |  |  |  | 1 |  |  |  |  | No | No | No | No | No |  | HPS | 1 | 400 | [25 empty] | 2025-10-21 13:41 | NULL | 0 |  | csonner | 2020-05-27 18:12 | jritchie2 | 2026-08-05 14:43 | No | No | No | No | No | Standing | None | None | None | No | No | No |  | No | 2025-10-21 13:41 |  | csonner1 | 2025-10-21 13:41 | csonner1 | 2025-10-21 13:41 | No Photo Available | No Photo Available | http://data.mapchannels.com/dualmaps6/map.htm?lat=39.215398&lng=-84.729869
08 | HAMILTON | HAM | IR | 00275 |  | 7.731 |  | SHAMIR00275**N | HAM-275-7.731 | 39.2185 | -84.7317 | 2025-12-31 | Active |  |  |  | State | HL0033809 |  |  | State | YE-3 | Conventional | [7 empty] | 1 | [6 empty] | No | No | No |  | HPS | 1 | 200 | [25 empty] | 2025-10-21 14:32 | NULL |  |  | dturner | 2020-05-27 14:13 | dturner | 2020-05-27 14:13 | No | No | No | No | No | Standing | None | None | None | No | No | No |  | No | 2025-10-21 14:32 |  | csonner1 | 2025-10-21 14:32 | csonner1 | 2025-10-21 14:32 | No Photo Available | No Photo Available | http://data.mapchannels.com/dualmaps6/map.htm?lat=39.218451&lng=-84.731690
08 | HAMILTON | HAM | IR | 00275 |  | 7.756 |  | SHAMIR00275**C | HAM-275-7.756 | 39.2151 | -84.7291 | 2025-12-31 | Active |  |  |  | State | HL0018710 | 2020-05-27 18:06 |  | State | XD-2 | Conventional | No |  | AT | A |  |  |  | 1 |  |  |  |  | No | No | No | No | No |  | HPS | 1 | 250 | [25 empty] | 2025-10-21 13:43 | NULL | 0 |  | mhurlow1 | 2018-05-17 16:26 | jritchie2 | 2026-08-05 14:44 | No | No | No | No | No | Standing | None | None | None | No | No | No |  | No | 2025-10-21 13:43 |  | csonner1 | 2025-10-21 13:43 | csonner1 | 2025-10-21 13:43 | No Photo Available | No Photo Available | http://data.mapchannels.com/dualmaps6/map.htm?lat=39.215135&lng=-84.729050
08 | HAMILTON | HAM | IR | 00275 |  | 7.782 |  | SHAMIR00275**N | HAM-275-7.782 | 39.2176 | -84.7318 | 2025-12-31 | Active |  |  |  | State | HL0031410 | 2020-05-26 14:27 |  | State | Y E 4 | Tower |  | 6 | [12 empty] | No | No | No | I-275 (galvanization off pole base, rusting, c pic | HPS | 6 | 400 | [25 empty] | 2025-06-18 15:52 | 7 - Needs Inspected in 7 CY | 0 | 2025-06-18 15:52 | darshan.singh | 2014-12-22 10:12 | csonner | 2020-05-26 14:27 | No | No | No | No | No | Standing | None | None | None | No | No | No |  | No | 2025-06-18 15:52 | 2025-06-18 15:52 | ascott3 | 2025-06-18 15:55 | ascott3 | 2025-06-18 15:55 | No Photo Available | https://collectorweb.dot.state.oh.us/arcgis/rest/services/HIGHWAY_LIGHTING/HighwayLighting_Reference/FeatureServer/7/552862/attachments/ | http://data.mapchannels.com/dualmaps6/map.htm?lat=39.217619&lng=-84.731770
08 | HAMILTON | HAM | IR | 00275 |  | 7.799 |  | SHAMIR00275**C | HAM-275-7.799 | 39.2148 | -84.7284 | 2025-12-31 | Active |  |  |  | State | HL0012090 | 2020-05-27 18:04 |  | State | XD-3 | Conventional | No |  | AT | A |  |  |  | 1 |  |  |  |  | No | No | No | No | No |  | HPS | 1 | [26 empty] | 2025-10-21 13:43 | NULL | 0 |  | mhurlow1 | 2018-05-17 16:27 | jritchie2 | 2026-08-05 14:44 | No | No | No | No | No | Standing | None | None | None | No | No | No |  | No | 2025-10-21 13:43 |  | csonner1 | 2025-10-21 13:43 | csonner1 | 2025-10-21 13:43 | No Photo Available | No Photo Available | http://data.mapchannels.com/dualmaps6/map.htm?lat=39.214819&lng=-84.728362
08 | HAMILTON | HAM | IR | 00275 |  | 7.888 |  | SHAMIR00275**N | HAM-275-7.888 | 39.2164 | -84.7304 | 2025-12-31 | Active |  |  |  | State | HL0031398 | 2020-05-26 14:26 |  | State | X D 4 | Tower |  | 6 | [12 empty] | No | No | No | I-275 | HPS | 6 | 400 | [25 empty] | 2025-06-18 15:51 | 7 - Needs Inspected in 7 CY | 0 | 2025-06-18 15:50 | darshan.singh | 2014-12-22 10:04 | csonner | 2020-05-26 14:27 | No | No | No | No | No | Standing | None | None | None | No | No | No |  | No | 2025-06-18 15:51 | 2025-06-18 15:50 | ascott3 | 2025-06-18 15:51 | ascott3 | 2025-06-18 15:51 | No Photo Available | No Photo Available | http://data.mapchannels.com/dualmaps6/map.htm?lat=39.216401&lng=-84.730428
08 | HAMILTON | HAM | IR | 00275 |  | 7.958 |  | SHAMIR00275**N | HAM-275-7.958 | 39.2159 | -84.7292 | 2025-12-31 | Active |  |  |  | State | HL0009116 | 2020-05-27 14:08 |  | State | XD-5 | Conventional | No |  | AT | A |  |  |  | 1 |  |  |  |  | No | No | No | No | No |  | HPS | 1 | 250 | [25 empty] | 2025-10-21 14:24 | NULL | 0 |  | mhurlow1 | 2018-05-17 16:25 | jritchie2 | 2026-08-05 14:44 | No | No | No | No | No | Standing | None | None | None | No | No | No |  | No | 2025-10-21 14:24 |  | csonner1 | 2025-10-21 14:24 | csonner1 | 2025-10-21 14:24 | No Photo Available | No Photo Available | http://data.mapchannels.com/dualmaps6/map.htm?lat=39.215918&lng=-84.729250
08 | HAMILTON | HAM | IR | 00275 |  | 7.999 |  | SHAMIR00275**N | HAM-275-7.999 | 39.2156 | -84.7286 | 2025-12-31 | Active |  |  |  | State | HL0020680 | 2020-05-27 14:04 |  | State | XD-6 | Conventional | [7 empty] | 1 | [6 empty] | No | No | No |  | HPS | 1 | 200 | [25 empty] | 2025-10-21 14:23 | NULL | 0 |  | mhurlow1 | 2018-05-17 16:26 | dturner | 2020-05-27 14:05 | No | No | No | No | No | Standing | None | None | None | No | No | No |  | No | 2025-10-21 14:23 |  | csonner1 | 2025-10-21 14:23 | csonner1 | 2025-10-21 14:23 | No Photo Available | No Photo Available | http://data.mapchannels.com/dualmaps6/map.htm?lat=39.215561&lng=-84.728628
08 | HAMILTON | HAM | IR | 00275 |  | 8.041 |  | SHAMIR00275**N | HAM-275-8.041 | 39.2152 | -84.728 | 2025-12-31 | Active |  |  |  | State | HL0025950 | 2020-05-27 14:00 |  | State | XD-7 | Conventional | [7 empty] | 1 | [6 empty] | No | No | No |  | HPS | 1 | 200 | [25 empty] | 2025-10-21 14:22 | NULL | 0 |  | mhurlow1 | 2018-05-17 16:27 | dturner | 2020-05-27 14:01 | No | No | No | No | No | Standing | None | None | None | No | No | No |  | No | 2025-10-21 14:22 |  | csonner1 | 2025-10-21 14:22 | csonner1 | 2025-10-21 14:22 | No Photo Available | No Photo Available | http://data.mapchannels.com/dualmaps6/map.htm?lat=39.215231&lng=-84.727976
08 | HAMILTON | HAM | IR | 00275 |  | 10.613 |  | SHAMIR00275**C | HAM-275-10.613 | 39.2142 | -84.6814 | 2025-12-31 | Active |  |  |  | State | HL0011742 | 2020-05-27 18:09 |  | State | H-9 | Conventional | No |  | AT | A |  |  |  | 1 |  |  |  |  | No | No | No | No | No |  | LED | 1 |  | 70 | [24 empty] | 2025-11-19 02:32 | NULL |  |  | mhurlow1 | 2018-05-17 16:53 | jritchie2 | 2026-08-05 14:59 | No | No | No | No | No | Standing | None | None | None | No | No | No |  | No | 2025-11-19 02:32 |  | mneeley | 2025-11-19 02:32 | mneeley | 2025-11-19 02:32 | No Photo Available | No Photo Available | http://data.mapchannels.com/dualmaps6/map.htm?lat=39.214247&lng=-84.681373
08 | HAMILTON | HAM | IR | 00275 |  | 10.714 |  | SHAMIR00275**N | HAM-275-10.714 | 39.2152 | -84.684 | 2025-12-31 | Active |  |  |  | State | HL0005168 | 2020-05-27 18:21 |  | State | H-3 | Conventional | No |  | AT | A |  |  |  | 1 |  |  |  |  | No | No | No | No | No |  | LED | 1 |  | 70 | 12,000 - 15,999 | [23 empty] | 2025-11-19 02:31 | NULL |  |  | mhurlow1 | 2018-05-17 16:43 | jritchie2 | 2026-08-05 15:01 | No | No | No | No | No | Standing | None | None | None | No | No | No |  | No | 2025-11-19 02:31 |  | mneeley | 2025-11-19 02:31 | mneeley | 2025-11-19 02:31 | No Photo Available | No Photo Available | http://data.mapchannels.com/dualmaps6/map.htm?lat=39.215174&lng=-84.683966
08 | HAMILTON | HAM | IR | 00275 |  | 10.782 |  | SHAMIR00275**C | HAM-275-10.782 | 39.2145 | -84.6782 | 2025-12-31 | Active |  |  |  | State | HL0023924 |  |  | State | H14 | Conventional | [14 empty] | No | No | No |  | HPS | [27 empty] | 2025-11-19 02:28 | NULL |  |  | mhurlow1 | 2018-05-17 17:00 | mneeley | 2024-08-12 17:08 | No | No | No | No | No | Standing | None | None | None | No | No | No |  | No | 2025-11-19 02:28 |  | mneeley | 2025-11-19 02:28 | mneeley | 2025-11-19 02:28 | No Photo Available | No Photo Available | http://data.mapchannels.com/dualmaps6/map.htm?lat=39.214463&lng=-84.678203
08 | HAMILTON | HAM | IR | 00275 |  | 10.787 |  | SHAMIR00275**N | HAM-275-10.787 | 39.2154 | -84.6826 | 2025-12-31 | Active |  |  |  | State | HL0025923 | 2020-05-27 18:20 |  | State | H-4 | Conventional | No |  | AT | A |  |  |  | 1 |  |  |  |  | No | No | No | No | No |  | LED | 1 |  | 70 | [24 empty] | 2025-11-19 02:30 | NULL |  |  | mhurlow1 | 2018-05-17 16:45 | jritchie2 | 2026-08-05 15:00 | No | No | No | No | No | Standing | None | None | None | No | No | No |  | No | 2025-11-19 02:30 |  | mneeley | 2025-11-19 02:30 | mneeley | 2025-11-19 02:30 | No Photo Available | No Photo Available | http://data.mapchannels.com/dualmaps6/map.htm?lat=39.215358&lng=-84.682620
08 | HAMILTON | HAM | IR | 00275 |  | 10.849 |  | SHAMIR00275**C | HAM-275-10.849 | 39.2148 | -84.677 | 2025-12-31 | Active |  |  |  | State | HL0005167 | 2020-05-15 03:01 |  | State | H31 | Conventional | No |  | A | X |  |  |  | 2 |  |  |  |  | No | No | No | No | No |  | LED | 2 |  | 70 | [24 empty] | 2025-11-19 02:27 | NULL |  |  | mhurlow1 | 2018-05-17 17:00 | jritchie2 | 2026-08-05 14:53 | No | No | No | No | No | Standing | None | None | None | No | No | No |  | No | 2025-11-19 02:27 |  | mneeley | 2025-11-19 02:28 | mneeley | 2025-11-19 02:28 | No Photo Available | No Photo Available | http://data.mapchannels.com/dualmaps6/map.htm?lat=39.214788&lng=-84.677022
08 | HAMILTON | HAM | IR | 00275 |  | 11.033 |  | SHAMIR00275**N | HAM-275-11.033 | 39.2154 | -84.678 | 2025-12-31 | Active |  |  |  | State | HL0023692 | 2020-05-27 18:19 |  | State | H-10 | Conventional | No |  | AT | A |  |  |  | 1 |  |  |  |  | No | No | No | No | No |  | LED | 1 |  | 70 | [24 empty] | 2025-11-19 02:29 | NULL |  |  | mhurlow1 | 2018-05-23 14:14 | jritchie2 | 2026-08-05 15:03 | No | No | No | No | No | Standing | None | None | None | No | No | No |  | No | 2025-11-19 02:29 |  | mneeley | 2025-11-19 02:29 | mneeley | 2025-11-19 02:29 | No Photo Available | No Photo Available | http://data.mapchannels.com/dualmaps6/map.htm?lat=39.215375&lng=-84.678028
08 | HAMILTON | HAM | IR | 00275 |  | 11.063 |  | SHAMIR00275**N | HAM-275-11.063 | 39.2154 | -84.6775 | 2025-12-31 | Active |  |  |  | State | HL0005574 | 2020-05-27 18:18 |  | State | H-11 | Conventional | No |  | AT | A |  |  |  | 1 |  |  |  |  | No | No | No | No | No |  | LED | 1 |  | 70 | [24 empty] | 2025-11-19 02:29 | NULL |  |  | mhurlow1 | 2018-05-23 14:15 | jritchie2 | 2026-08-05 14:56 | No | No | No | No | No | Standing | None | None | None | No | No | No |  | No | 2025-11-19 02:29 |  | mneeley | 2025-11-19 02:29 | mneeley | 2025-11-19 02:29 | No Photo Available | No Photo Available | http://data.mapchannels.com/dualmaps6/map.htm?lat=39.215376&lng=-84.677463
08 | HAMILTON | HAM | IR | 00275 |  | 11.071 |  | SHAMIR00275**C | HAM-275-11.071 | 39.2159 | -84.6731 | 2025-12-31 | Active |  |  |  | State | HL0001023 |  |  | State | H30 | Conventional | [14 empty] | No | No | No |  | HPS | [27 empty] | 2025-11-19 02:29 | NULL |  |  | mhurlow1 | 2018-05-23 14:10 | mneeley | 2024-08-12 16:58 | No | No | No | No | No | Standing | None | None | None | No | No | No |  | No | 2025-11-19 02:29 |  | mneeley | 2025-11-19 02:29 | mneeley | 2025-11-19 02:29 | No Photo Available | No Photo Available | http://data.mapchannels.com/dualmaps6/map.htm?lat=39.215851&lng=-84.673108
08 | HAMILTON | HAM | IR | 00275 |  | 11.142 |  | SHAMIR00275**N | HAM-275-11.142 | 39.2155 | -84.6761 | 2025-12-31 | Active |  |  |  | State | HL0026422 | 2020-05-27 18:17 |  | State | H-12 | Conventional | No |  | AT | A |  |  |  | 1 |  |  |  |  | No | No | No | No | No |  | LED | 1 |  | 70 | [24 empty] | 2025-11-19 02:29 | NULL |  |  | mhurlow1 | 2018-05-23 14:15 | jritchie2 | 2026-08-05 14:56 | No | No | No | No | No | Standing | None | None | None | No | No | No |  | No | 2025-11-19 02:29 |  | mneeley | 2025-11-19 02:29 | mneeley | 2025-11-19 02:29 | No Photo Available | No Photo Available | http://data.mapchannels.com/dualmaps6/map.htm?lat=39.215549&lng=-84.676052
08 | HAMILTON | HAM | IR | 00275 |  | 12.91 |  | SHAMIR00275**C | HAM-275-12.910 | 39.2273 | -84.6436 | 2025-12-31 | Active |  |  |  | State | HL0040231 |  |  | State | t2-1 | Conventional | No |  | AT | A |  |  |  | 1 |  |  |  |  | No | No | No | No | No |  | LED | 1 | [26 empty] | 2025-10-21 15:58 | NULL |  |  | ascott3 | 2025-05-13 16:16 | jritchie2 | 2026-08-05 15:15 | No | No | No | No | No | Standing | None | None | None | No | No | No |  | No | 2025-10-21 15:58 |  | csonner1 | 2025-10-21 15:58 | csonner1 | 2025-10-21 15:58 | No Photo Available | No Photo Available | http://data.mapchannels.com/dualmaps6/map.htm?lat=39.227292&lng=-84.643603
08 | HAMILTON | HAM | IR | 00275 |  | 12.96 |  | SHAMIR00275**C | HAM-275-12.960 | 39.2275 | -84.6427 | 2025-12-31 | Active |  |  |  | State | HL0040232 |  |  | State | t2-2 | Conventional | No |  | AT | A |  |  |  | 1 |  |  |  |  | No | No | No | No | No |  | LED | 1 |  | 70 | [24 empty] | 2025-10-21 15:58 | NULL |  |  | ascott3 | 2025-05-13 16:21 | jritchie2 | 2026-08-05 15:15 | No | No | No | No | No | Standing | None | None | None | No | No | No |  | No | 2025-10-21 15:58 |  | csonner1 | 2025-10-21 15:58 | csonner1 | 2025-10-21 15:58 | No Photo Available | No Photo Available | http://data.mapchannels.com/dualmaps6/map.htm?lat=39.227539&lng=-84.642729
08 | HAMILTON | HAM | IR | 00275 |  | 13.006 |  | SHAMIR00275**C | HAM-275-13.006 | 39.2278 | -84.6419 | 2025-12-31 | Active |  |  |  | State | HL0040216 |  |  | State | t2-3 | Conventional | [14 empty] | No | No | No |  | LED | 1 | [26 empty] | 2025-10-21 15:59 | NULL |  |  | ascott3 | 2025-05-13 16:23 | ascott3 | 2025-05-13 16:23 | No | No | No | No | No | Standing | None | None | None | No | No | No |  | No | 2025-10-21 15:59 |  | csonner1 | 2025-10-21 15:59 | csonner1 | 2025-10-21 15:59 | No Photo Available | No Photo Available | http://data.mapchannels.com/dualmaps6/map.htm?lat=39.227798&lng=-84.641928
08 | HAMILTON | HAM | IR | 00275 |  | 13.057 |  | SHAMIR00275**C | HAM-275-13.057 | 39.228 | -84.641 | 2025-12-31 | Active |  |  |  | State | HL0040228 |  |  | State | t2-4 | Conventional | No |  | AT | A |  |  |  | 1 |  |  |  |  | No | No | No | No | No |  | LED | 1 |  | 70 | [24 empty] | 2025-10-21 16:07 | NULL |  |  | ascott3 | 2025-05-13 16:32 | jritchie2 | 2026-08-05 15:16 | No | No | No | No | No | Standing | None | None | None | No | No | No |  | No | 2025-10-21 16:07 |  | csonner1 | 2025-10-21 16:07 | csonner1 | 2025-10-21 16:07 | No Photo Available | No Photo Available | http://data.mapchannels.com/dualmaps6/map.htm?lat=39.228047&lng=-84.641043
08 | HAMILTON | HAM | IR | 00275 |  | 13.08 |  | SHAMIR00275**N | HAM-275-13.080 | 39.2275 | -84.6448 | 2025-12-31 | Active |  |  |  | State | HL0040224 |  |  | State | t1-1 | Conventional | [14 empty] | No | No | No |  | LED | 1 | [26 empty] | 2025-10-21 17:14 | NULL |  |  | ascott3 | 2025-05-13 15:38 | ascott3 | 2025-05-13 15:38 | No | No | No | No | No | Standing | None | None | None | No | No | No |  | No | 2025-10-21 17:14 |  | csonner1 | 2025-10-21 17:14 | csonner1 | 2025-10-21 17:14 | https://collectorweb.dot.state.oh.us/arcgis/rest/services/HIGHWAY_LIGHTING/HighwayLighting_Reference/FeatureServer/6/450347/attachments/ | No Photo Available | http://data.mapchannels.com/dualmaps6/map.htm?lat=39.227481&lng=-84.644790
08 | HAMILTON | HAM | IR | 00275 |  | 13.104 |  | SHAMIR00275**C | HAM-275-13.104 | 39.2283 | -84.6402 | 2025-12-31 | Active |  |  |  | State | HL0040235 |  |  | State | t2-5 | Conventional | No |  | AT | A |  |  |  | 1 |  |  |  |  | No | No | No | No | No |  | LED | 1 | [26 empty] | 2025-10-21 16:11 | NULL |  |  | ascott3 | 2025-05-13 16:36 | jritchie2 | 2026-08-05 15:17 | No | No | No | No | No | Standing | None | None | None | No | No | No |  | No | 2025-10-21 16:11 |  | csonner1 | 2025-10-21 16:11 | csonner1 | 2025-10-21 16:11 | No Photo Available | No Photo Available | http://data.mapchannels.com/dualmaps6/map.htm?lat=39.228275&lng=-84.640223
08 | HAMILTON | HAM | IR | 00275 |  | 13.127 |  | SHAMIR00275**N | HAM-275-13.127 | 39.2277 | -84.644 | 2025-12-31 | Active |  |  |  | State | HL0040227 |  |  | State | t1-2 | Conventional | [14 empty] | No | No | No |  | LED | 1 | [26 empty] | 2025-10-21 17:14 | NULL |  |  | ascott3 | 2025-05-13 15:33 | ascott3 | 2025-05-13 15:33 | No | No | No | No | No | Standing | None | None | None | No | No | No |  | No | 2025-10-21 17:14 |  | csonner1 | 2025-10-21 17:14 | csonner1 | 2025-10-21 17:14 | No Photo Available | No Photo Available | http://data.mapchannels.com/dualmaps6/map.htm?lat=39.227710&lng=-84.643980
08 | HAMILTON | HAM | IR | 00275 |  | 13.149 |  | SHAMIR00275**C | HAM-275-13.149 | 39.2285 | -84.6395 | 2025-12-31 | Active |  |  |  | State | HL0040233 |  |  | State | t2-6 | Conventional | No |  | AT | A |  |  |  | 1 |  |  |  |  | No | No | No | No | No |  | LED | 1 |  | 70 | [24 empty] | 2025-10-21 16:14 | NULL |  |  | ascott3 | 2025-05-13 16:37 | jritchie2 | 2026-08-05 15:17 | No | No | No | No | No | Standing | None | None | None | No | No | No |  | No | 2025-10-21 16:14 |  | csonner1 | 2025-10-21 16:14 | csonner1 | 2025-10-21 16:14 | No Photo Available | No Photo Available | http://data.mapchannels.com/dualmaps6/map.htm?lat=39.228532&lng=-84.639451
08 | HAMILTON | HAM | IR | 00275 |  | 13.161 |  | SHAMIR00275**N | HAM-275-13.161 | 39.2279 | -84.6434 | 2025-12-31 | Active |  |  |  | State | HL0016721 | 2020-04-29 14:01 |  | State | T1-3 | Conventional | [7 empty] | 1 | [6 empty] | No | No | No |  | HPS | 1 | 250 | [25 empty] | 2025-10-21 17:14 | NULL | 0 |  | mhurlow1 | 2018-05-23 14:19 | csonner1 | 2025-10-21 17:13 | No | No | No | No | No | Standing | None | None | None | No | No | No |  | No | 2025-10-21 17:14 |  | csonner1 | 2025-10-21 17:14 | csonner1 | 2025-10-21 17:14 | No Photo Available | No Photo Available | http://data.mapchannels.com/dualmaps6/map.htm?lat=39.227897&lng=-84.643383
08 | HAMILTON | HAM | IR | 00275 |  | 13.199 |  | SHAMIR00275**C | HAM-275-13.199 | 39.2288 | -84.6386 | 2025-12-31 | Active |  |  |  | State | HL0040237 |  |  | State | t2-7 | Conventional | No |  | AT | A |  |  |  | 1 |  |  |  |  | No | No | No | No | No |  | LED | 1 | [26 empty] | 2025-10-21 16:17 | NULL |  |  | ascott3 | 2025-05-13 16:39 | jritchie2 | 2026-08-05 15:19 | No | No | No | No | No | Standing | None | None | None | No | No | No |  | No | 2025-10-21 16:17 |  | csonner1 | 2025-10-21 16:18 | csonner1 | 2025-10-21 16:18 | No Photo Available | No Photo Available | http://data.mapchannels.com/dualmaps6/map.htm?lat=39.228780&lng=-84.638570
08 | HAMILTON | HAM | IR | 00275 |  | 13.201 |  | SHAMIR00275**N | HAM-275-13.201 | 39.2281 | -84.6427 | 2025-12-31 | Active |  |  |  | State | HL0040230 |  |  | State | t1-4 | Conventional | [14 empty] | No | No | No |  | LED | 1 | [26 empty] | 2025-10-21 17:11 | NULL |  |  | ascott3 | 2025-05-13 15:30 | ascott3 | 2025-05-13 15:30 | No | No | No | No | No | Standing | None | None | None | No | No | No |  | No | 2025-10-21 17:11 |  | csonner1 | 2025-10-21 17:12 | csonner1 | 2025-10-21 17:12 | https://collectorweb.dot.state.oh.us/arcgis/rest/services/HIGHWAY_LIGHTING/HighwayLighting_Reference/FeatureServer/6/452156/attachments/ | No Photo Available | http://data.mapchannels.com/dualmaps6/map.htm?lat=39.228074&lng=-84.642679
08 | HAMILTON | HAM | IR | 00275 |  | 13.234 |  | SHAMIR00275**N | HAM-275-13.234 | 39.2283 | -84.6421 | 2025-12-31 | Active |  |  |  | State | HL0002012 | 2020-04-29 13:51 |  | State | T1-5 | Conventional | [7 empty] | 1 | [6 empty] | No | No | No |  | HPS | 1 | 200 | [25 empty] | 2025-10-21 17:11 | NULL | 0 |  | mhurlow1 | 2018-05-23 14:19 | csonner1 | 2025-10-21 17:11 | No | No | No | No | No | Standing | None | None | None | No | No | No |  | No | 2025-10-21 17:11 |  | csonner1 | 2025-10-21 17:11 | csonner1 | 2025-10-21 17:11 | No Photo Available | No Photo Available | http://data.mapchannels.com/dualmaps6/map.htm?lat=39.228285&lng=-84.642130
08 | HAMILTON | HAM | IR | 00275 |  | 13.249 |  | SHAMIR00275**C | HAM-275-13.249 | 39.229 | -84.6377 | 2025-12-31 | Active |  |  |  | State | HL0007192 | 2020-04-29 17:25 |  | State | T1-11E | Conventional | No |  | AT | A |  |  |  | 1 |  |  |  |  | No | No | No | No | No |  | HPS | 1 | 250 | [25 empty] | 2025-10-21 16:22 | NULL | 0 |  | mhurlow1 | 2018-05-23 14:21 | jritchie2 | 2026-08-05 15:27 | No | No | No | No | No | Standing | None | None | None | No | No | No |  | No | 2025-10-21 16:22 |  | csonner1 | 2025-10-21 16:22 | csonner1 | 2025-10-21 16:22 | No Photo Available | No Photo Available | http://data.mapchannels.com/dualmaps6/map.htm?lat=39.229037&lng=-84.637690
08 | HAMILTON | HAM | IR | 00275 |  | 13.268 |  | SHAMIR00275**N | HAM-275-13.268 | 39.2285 | -84.6415 | 2025-12-31 | Active |  |  |  | State | HL0040208 |  |  | State | t1-6 | Conventional | [14 empty] | No | No | No |  | LED | 1 | [26 empty] | 2025-10-21 17:10 | NULL |  |  | ascott3 | 2025-05-13 15:23 | ascott3 | 2025-05-13 15:23 | No | No | No | No | No | Standing | None | None | None | No | No | No |  | No | 2025-10-21 17:10 |  | csonner1 | 2025-10-21 17:10 | csonner1 | 2025-10-21 17:10 | No Photo Available | No Photo Available | http://data.mapchannels.com/dualmaps6/map.htm?lat=39.228472&lng=-84.641544
08 | HAMILTON | HAM | IR | 00275 |  | 13.302 |  | SHAMIR00275**N | HAM-275-13.302 | 39.2287 | -84.6409 | 2025-12-31 | Active |  |  |  | State | HL0003602 | 2020-04-29 13:43 |  | State | T1-7 | Conventional | [7 empty] | 1 | [6 empty] | No | No | No |  | HPS | 1 | 250 | [25 empty] | 2025-05-13 15:20 | NULL | 0 | 2025-05-13 15:20 | mhurlow1 | 2018-05-23 14:20 | csonner1 | 2025-10-21 17:08 | Yes | No | No | No | No | Standing | None | None | None | No | No | No |  | No | 2025-05-13 15:20 | 2025-05-13 15:20 | ascott3 | 2025-05-13 15:20 | ascott3 | 2025-05-13 15:20 | No Photo Available | https://collectorweb.dot.state.oh.us/arcgis/rest/services/HIGHWAY_LIGHTING/HighwayLighting_Reference/FeatureServer/7/550390/attachments/ | http://data.mapchannels.com/dualmaps6/map.htm?lat=39.228657&lng=-84.640942
08 | HAMILTON | HAM | IR | 00275 |  | 13.348 |  | SHAMIR00275**N | HAM-275-13.348 | 39.2289 | -84.6402 | 2025-12-31 | Active |  |  |  | State | HL0040215 |  |  | State | t1-8 | Conventional | [14 empty] | No | No | No |  | LED | 1 | [26 empty] | 2025-10-21 17:07 | NULL |  |  | ascott3 | 2025-05-13 15:16 | ascott3 | 2025-05-13 15:16 | No | No | No | No | No | Standing | None | None | None | No | No | No |  | No | 2025-10-21 17:07 |  | csonner1 | 2025-10-21 17:08 | csonner1 | 2025-10-21 17:08 | No Photo Available | No Photo Available | http://data.mapchannels.com/dualmaps6/map.htm?lat=39.228907&lng=-84.640157
08 | HAMILTON | HAM | IR | 00275 |  | 13.367 |  | SHAMIR00275**C | HAM-275-13.367 | 39.2295 | -84.6356 | 2025-12-31 | Active |  |  |  | State | HL0008601 | 2020-04-29 17:35 |  | State | T1-12E | Conventional | [7 empty] | 1 | [6 empty] | No | No | No |  | HPS | 1 | 250 | [25 empty] | 2025-10-21 16:26 | NULL | 0 |  | mhurlow1 | 2018-05-23 14:22 | csonner1 | 2025-10-21 16:25 | No | No | No | No | No | Standing | None | None | None | No | No | No |  | No | 2025-10-21 16:26 |  | csonner1 | 2025-10-21 16:26 | csonner1 | 2025-10-21 16:26 | No Photo Available | No Photo Available | http://data.mapchannels.com/dualmaps6/map.htm?lat=39.229540&lng=-84.635598
08 | HAMILTON | HAM | IR | 00275 |  | 13.389 |  | SHAMIR00275**N | HAM-275-13.389 | 39.2292 | -84.6395 | 2025-12-31 | Active |  |  |  | State | HL0040229 |  |  | State | t1-9 | Conventional | [14 empty] | No | No | No |  | LED | 1 | [26 empty] | 2025-10-21 17:07 | NULL |  |  | ascott3 | 2025-05-13 15:13 | ascott3 | 2025-05-13 15:13 | No | No | No | No | No | Standing | None | None | None | No | No | No |  | No | 2025-10-21 17:07 |  | csonner1 | 2025-10-21 17:07 | csonner1 | 2025-10-21 17:07 | No Photo Available | No Photo Available | http://data.mapchannels.com/dualmaps6/map.htm?lat=39.229162&lng=-84.639471
08 | HAMILTON | HAM | IR | 00275 |  | 13.403 |  | SHAMIR00275**C | HAM-275-13.403 | 39.2298 | -84.635 | 2025-12-31 | Active |  |  |  | State | HL0020104 | 2020-04-29 17:53 |  | State | T1-14E | Conventional | [7 empty] | 1 | [6 empty] | No | No | No |  | HPS | 1 | 250 | [25 empty] | 2025-10-21 16:32 | NULL | 0 |  | mhurlow1 | 2018-05-23 14:23 | csonner1 | 2025-10-21 16:31 | No | No | No | No | No | Standing | None | None | None | No | No | No |  | No | 2025-10-21 16:32 |  | csonner1 | 2025-10-21 16:32 | csonner1 | 2025-10-21 16:32 | No Photo Available | No Photo Available | http://data.mapchannels.com/dualmaps6/map.htm?lat=39.229842&lng=-84.635019
08 | HAMILTON | HAM | IR | 00275 |  | 13.404 |  | SHAMIR00275**C | HAM-275-13.404 | 39.2297 | -84.6349 | 2025-12-31 | Active |  |  |  | State | HL0000175 | 2020-04-29 17:45 |  | State | T1-13E | Conventional | [7 empty] | 1 | [6 empty] | No | No | No |  | HPS | 1 | 200 | [25 empty] | 2025-10-21 16:33 | NULL | 0 |  | mhurlow1 | 2018-05-23 14:23 | csonner1 | 2025-10-21 16:33 | No | No | No | No | No | Standing | None | None | None | No | No | No |  | No | 2025-10-21 16:33 |  | csonner1 | 2025-10-21 16:33 | csonner1 | 2025-10-21 16:33 | No Photo Available | No Photo Available | http://data.mapchannels.com/dualmaps6/map.htm?lat=39.229657&lng=-84.634908
08 | HAMILTON | HAM | IR | 00275 |  | 13.42 |  | SHAMIR00275**N | HAM-275-13.420 | 39.2294 | -84.639 | 2025-12-31 | Active |  |  |  | State | HL0040210 |  |  | State | t1-10 | Conventional | [14 empty] | No | No | No |  | LED | 1 | [26 empty] | 2025-10-21 17:04 | NULL |  |  | ascott3 | 2025-05-13 15:08 | ascott3 | 2025-05-13 15:08 | No | No | No | No | No | Standing | None | None | None | No | No | No |  | No | 2025-10-21 17:04 |  | csonner1 | 2025-10-21 17:04 | csonner1 | 2025-10-21 17:04 | No Photo Available | No Photo Available | http://data.mapchannels.com/dualmaps6/map.htm?lat=39.229389&lng=-84.638956
08 | HAMILTON | HAM | IR | 00275 |  | 13.71 |  | SHAMIR00275**N | HAM-275-13.710 | 39.2307 | -84.6338 | 2025-12-31 | Active |  |  |  | State | HL0007396 | 2020-04-29 13:33 |  | State | T1-15E | Conventional | [7 empty] | 1 | [6 empty] | No | No | No |  | HPS | 1 | 200 | [25 empty] | 2025-10-21 18:23 | NULL | 0 |  | mhurlow1 | 2018-05-23 14:25 | csonner1 | 2025-10-21 18:23 | No | No | No | No | No | Standing | None | None | None | No | No | No |  | No | 2025-10-21 18:23 |  | csonner1 | 2025-10-21 18:23 | csonner1 | 2025-10-21 18:23 | No Photo Available | No Photo Available | http://data.mapchannels.com/dualmaps6/map.htm?lat=39.230708&lng=-84.633822
08 | HAMILTON | HAM | IR | 00275 |  | 14.358 |  | SHAMIR00275**C | HAM-275-14.358 | 39.2396 | -84.6229 | 2025-12-31 | Active |  |  |  | State | HL0013135 | 2020-01-15 19:29 |  | State | Br-15 | Conventional |  |  | AT |  |  |  |  | 1 | [6 empty] | No | No | No |  | HPS | 1 | 200 | [6 empty] | 480 L-N | [18 empty] | 2025-10-22 13:37 | NULL | 0 |  | mhurlow1 | 2018-05-23 14:38 | cneeley | 2020-01-15 19:30 | No | No | No | No | No | Standing | None | None | None | No | No | No |  | Yes | 2025-10-22 13:37 |  | csonner1 | 2025-10-22 13:37 | csonner1 | 2025-10-22 13:37 | No Photo Available | No Photo Available | http://data.mapchannels.com/dualmaps6/map.htm?lat=39.239638&lng=-84.622933
08 | HAMILTON | HAM | IR | 00275 |  | 16.409 |  | SHAMIR00275**N | HAM-275-16.409 | 39.2582 | -84.5989 | 2025-12-31 | Active |  |  |  | State | HL0025963 | 2020-01-15 18:16 |  | State | C-19 | Conventional |  |  | AT |  |  |  |  | 1 | [6 empty] | No | No | No |  | HPS | 1 | 200 |  |  |  |  | American Electric Lighting (AEL) | [20 empty] | 2025-10-16 14:15 | NULL | 0 |  | mhurlow1 | 2018-05-23 14:49 | csonner | 2020-01-15 18:17 | No | No | No | No | No | Standing | None | None | None | No | No | No |  | No | 2025-10-16 14:15 |  | mneeley | 2025-10-16 14:15 | mneeley | 2025-10-16 14:15 | No Photo Available | No Photo Available | http://data.mapchannels.com/dualmaps6/map.htm?lat=39.258156&lng=-84.598901
08 | HAMILTON | HAM | IR | 00275 |  | 16.432 |  | SHAMIR00275**C | HAM-275-16.432 | 39.26 | -84.595 | 2025-12-31 | Active |  |  |  | State | HL0022166 | 2020-01-15 18:37 |  | State | C-28 | Conventional |  |  | AT |  |  |  |  | 1 | [6 empty] | No | No | No |  | HPS | 1 | 250 |  |  |  |  | American Electric Lighting (AEL) | [20 empty] | 2025-10-16 14:14 | NULL | 0 |  | mhurlow1 | 2018-05-23 14:53 | csonner | 2020-01-15 18:37 | No | No | No | No | No | Standing | None | None | None | No | No | No |  | No | 2025-10-16 14:14 |  | mneeley | 2025-10-16 14:14 | mneeley | 2025-10-16 14:14 | No Photo Available | No Photo Available | http://data.mapchannels.com/dualmaps6/map.htm?lat=39.259980&lng=-84.595017
08 | HAMILTON | HAM | IR | 00275 |  | 18.463 |  | SHAMIR00275**C | HAM-275-18.463 | 39.2811 | -84.5695 | 2025-12-31 | Active |  |  |  | State | HL0006701 |  |  | State | HA-1 | Conventional | [14 empty] | No | No | No |  | HPS | 1 | [26 empty] | 2025-05-21 13:25 | NULL |  | 2025-05-21 13:25 | mhurlow1 | 2018-05-23 14:56 | ascott3 | 2025-05-21 13:14 | No | No | No | No | No | Standing | None | None | None | No | No | No |  | No | 2025-05-21 13:25 | 2025-05-21 13:25 | ascott3 | 2025-05-21 13:25 | ascott3 | 2025-05-21 13:25 | No Photo Available | https://collectorweb.dot.state.oh.us/arcgis/rest/services/HIGHWAY_LIGHTING/HighwayLighting_Reference/FeatureServer/7/550804/attachments/ | http://data.mapchannels.com/dualmaps6/map.htm?lat=39.281133&lng=-84.569502
08 | HAMILTON | HAM | IR | 00275 |  | 18.639 |  | SHAMIR00275**C | HAM-275-18.639 | 39.2828 | -84.567 | 2025-12-31 | Active |  |  |  | State | HL0004439 | 2020-01-14 12:59 |  | State | Ha-4 | Conventional | [7 empty] | 1 | [6 empty] | No | No | No |  | HPS | 1 | 200 | [6 empty] | 480 L-N | [18 empty] | 2025-05-21 13:34 | NULL | 0 | 2025-05-21 13:34 | mhurlow1 | 2018-05-23 14:57 | ascott3 | 2025-09-12 12:02 | No | No | No | No | No | Standing | None | None | None | No | No | No | Needs fuse kit, repair, and hole cap | Yes | 2025-05-21 13:34 | 2025-05-21 13:34 | ascott3 | 2025-05-21 13:34 | ascott3 | 2025-05-21 13:34 | No Photo Available | https://collectorweb.dot.state.oh.us/arcgis/rest/services/HIGHWAY_LIGHTING/HighwayLighting_Reference/FeatureServer/7/552806/attachments/ | http://data.mapchannels.com/dualmaps6/map.htm?lat=39.282793&lng=-84.567022
08 | HAMILTON | HAM | IR | 00275 |  | 19.553 |  | SHAMIR00275**N | HAM-275-19.553 | 39.2897 | -84.5575 | 2025-12-31 | Active |  |  |  | State | HL0011704 | 2020-01-14 12:44 |  | State | Hb-1 | Conventional | [14 empty] | No | No | No |  | HPS | 1 | 200 | [6 empty] | 480 L-N | [18 empty] | 2025-05-21 14:15 | NULL | 0 | 2025-05-21 14:15 | mhurlow1 | 2018-05-23 16:15 | cneeley | 2020-01-15 13:30 | No | No | No | No | No | Standing | None | None | None | No | No | No |  | No | 2025-05-21 14:15 | 2025-05-21 14:15 | ascott3 | 2025-05-21 14:15 | ascott3 | 2025-05-21 14:15 | No Photo Available | https://collectorweb.dot.state.oh.us/arcgis/rest/services/HIGHWAY_LIGHTING/HighwayLighting_Reference/FeatureServer/7/547621/attachments/ | http://data.mapchannels.com/dualmaps6/map.htm?lat=39.289691&lng=-84.557486
08 | HAMILTON | HAM | IR | 00275 |  | 20.896 |  | SHAMIR00275**N | HAM-275-20.896 | 39.297 | -84.5344 | 2025-12-31 | Active |  |  |  | State | HL0014424 | 2020-01-14 12:26 |  | State | B-1 | Conventional |  |  | AT |  |  |  |  | 1 | [6 empty] | No | No | No |  | HPS | 1 | 200 |  |  |  |  | Cooper/Eaton | [20 empty] | 2025-05-19 13:40 | NULL | 0 | 2025-05-19 13:40 | mhurlow1 | 2018-08-01 13:02 | csonner | 2020-01-15 12:27 | No | No | No | No | No | Standing | None | None | None | No | No | No |  | No | 2025-05-19 13:40 | 2025-05-19 13:40 | ascott3 | 2025-05-19 13:42 | ascott3 | 2025-05-19 13:42 | No Photo Available | https://collectorweb.dot.state.oh.us/arcgis/rest/services/HIGHWAY_LIGHTING/HighwayLighting_Reference/FeatureServer/7/554396/attachments/ | http://data.mapchannels.com/dualmaps6/map.htm?lat=39.296973&lng=-84.534434
08 | HAMILTON | HAM | IR | 00275 |  | 22.882 |  | SHAMIR00275**N | HAM-275-22.882 | 39.2968 | -84.4989 | 2025-12-31 | Active |  |  |  | State | HL0008197 | 2020-05-12 01:17 |  | State | AA1 | Low Mast | [7 empty] | 1 | [6 empty] | Yes | No | No |  | HPS | 1 | 400 | [25 empty] | 2025-11-06 01:16 | 7 - Needs Inspected in 7 CY | 0 |  | mhurlow1 | 2018-05-23 16:51 | cburden | 2020-05-12 02:13 | No | No | No | No | No | Standing | None | None | None | No | No | No |  | No | 2025-11-06 01:16 |  | mneeley | 2025-11-06 01:16 | mneeley | 2025-11-06 01:16 | No Photo Available | No Photo Available | http://data.mapchannels.com/dualmaps6/map.htm?lat=39.296781&lng=-84.498917
08 | HAMILTON | HAM | IR | 00275 |  | 22.913 |  | SHAMIR00275**N | HAM-275-22.913 | 39.2966 | -84.4984 | 2025-12-31 | Active |  |  |  | State | HL0015928 | 2020-05-12 01:24 |  | State | AA2 | Low Mast | [7 empty] | 1 | [6 empty] | Yes | No | No |  | HPS | 1 | 400 | [25 empty] | 2025-11-06 01:17 | 7 - Needs Inspected in 7 CY | 0 |  | mhurlow1 | 2018-05-23 16:51 | cburden | 2020-05-12 02:13 | No | No | No | No | No | Standing | None | None | None | No | No | No |  | No | 2025-11-06 01:17 |  | mneeley | 2025-11-06 01:17 | mneeley | 2025-11-06 01:17 | No Photo Available | No Photo Available | http://data.mapchannels.com/dualmaps6/map.htm?lat=39.296648&lng=-84.498367
08 | HAMILTON | HAM | IR | 00275 |  | 22.943 |  | SHAMIR00275**N | HAM-275-22.943 | 39.2965 | -84.4978 | 2025-12-31 | Active |  |  |  | State | HL0006540 | 2020-05-12 01:27 |  | State | AA3 | Low Mast | [7 empty] | 1 | [6 empty] | Yes | No | No |  | HPS | 1 | 400 | [25 empty] | 2025-11-06 01:17 | 7 - Needs Inspected in 7 CY | 0 |  | mhurlow1 | 2018-05-23 16:51 | cburden | 2020-05-12 02:12 | No | No | No | No | No | Standing | None | None | None | No | No | No |  | No | 2025-11-06 01:17 |  | mneeley | 2025-11-06 01:17 | mneeley | 2025-11-06 01:17 | No Photo Available | No Photo Available | http://data.mapchannels.com/dualmaps6/map.htm?lat=39.296529&lng=-84.497820
08 | HAMILTON | HAM | IR | 00275 |  | 22.965 |  | SHAMIR00275**C | HAM-275-22.965 | 39.2957 | -84.4932 | 2025-12-31 | Active |  |  |  | State | HL0031219 | 2020-06-11 17:56 |  | State | AB1 | Tower |  | 4 | [12 empty] | No | No | No | SR 4 6L | HPS | 6 | 400 | [25 empty] | 2023-03-02 01:23 | 5 - Needs Inspected in 5 CY | 0 |  | robert.anderson | 2014-12-21 09:46 | dturner | 2020-06-11 17:56 | No | No | No | No | No | Standing | None | None | None | No | No | No |  |  | 2023-03-02 01:23 |  | csonner1 | 2023-03-02 01:22 | csonner1 | 2023-03-02 01:22 | No Photo Available | No Photo Available | http://data.mapchannels.com/dualmaps6/map.htm?lat=39.295710&lng=-84.493228
08 | HAMILTON | HAM | IR | 00275 |  | 22.973 |  | SHAMIR00275**N | HAM-275-22.973 | 39.2964 | -84.4973 | 2025-12-31 | Active |  |  |  | State | HL0025711 | 2020-05-12 01:30 |  | State | AA4 | Low Mast | [7 empty] | 1 | [6 empty] | Yes | No | No |  | HPS | 1 | 400 | [25 empty] | 2025-11-06 01:17 | 7 - Needs Inspected in 7 CY | 0 |  | mhurlow1 | 2018-05-23 16:51 | cburden | 2020-05-12 02:12 | No | No | No | No | No | Standing | None | None | None | No | No | No |  | No | 2025-11-06 01:17 |  | mneeley | 2025-11-06 01:17 | mneeley | 2025-11-06 01:17 | No Photo Available | No Photo Available | http://data.mapchannels.com/dualmaps6/map.htm?lat=39.296415&lng=-84.497286
08 | HAMILTON | HAM | IR | 00275 |  | 23.004 |  | SHAMIR00275**N | HAM-275-23.004 | 39.2963 | -84.4967 | 2025-12-31 | Active |  |  |  | State | HL0007783 | 2020-05-12 01:56 |  | State | AA5 | Low Mast | [7 empty] | 1 | [6 empty] | Yes | No | No |  | HPS | 1 | 400 | [25 empty] | 2025-11-06 01:17 | 7 - Needs Inspected in 7 CY | 0 |  | mhurlow1 | 2018-05-23 16:51 | cburden | 2020-05-12 01:57 | No | No | No | No | No | Standing | None | None | None | No | No | No |  | No | 2025-11-06 01:17 |  | mneeley | 2025-11-06 01:17 | mneeley | 2025-11-06 01:17 | No Photo Available | No Photo Available | http://data.mapchannels.com/dualmaps6/map.htm?lat=39.296296&lng=-84.496738
08 | HAMILTON | HAM | IR | 00275 |  | 23.033 |  | SHAMIR00275**N | HAM-275-23.033 | 39.2962 | -84.4962 | 2025-12-31 | Active | 2020-05-12 01:57 |  |  | State | HL0005998 | 2020-05-12 01:58 |  | State | AA6 | Low Mast | [7 empty] | 1 | [6 empty] | Yes | No | No |  | HPS | 1 | 400 | [25 empty] | 2025-11-06 01:17 | 7 - Needs Inspected in 7 CY | 0 |  | mhurlow1 | 2018-05-23 16:51 | cburden | 2020-05-12 01:59 | No | No | No | No | No | Standing | None | None | None | No | No | No |  | No | 2025-11-06 01:17 |  | mneeley | 2025-11-06 01:18 | mneeley | 2025-11-06 01:18 | No Photo Available | No Photo Available | http://data.mapchannels.com/dualmaps6/map.htm?lat=39.296197&lng=-84.496192
08 | HAMILTON | HAM | IR | 00275 |  | 23.066 |  | SHAMIR00275**N | HAM-275-23.066 | 39.2961 | -84.4956 | 2025-12-31 | Active |  |  |  | State | HL0003739 | 2020-05-12 02:00 |  | State | AA7 | Low Mast | [7 empty] | 1 | [6 empty] | Yes | No | No |  | HPS | 1 | 400 | [25 empty] | 2025-11-06 01:18 | 7 - Needs Inspected in 7 CY | 0 |  | mhurlow1 | 2018-05-23 16:52 | cburden | 2020-05-12 02:01 | No | No | No | No | No | Standing | None | None | None | No | No | No |  | No | 2025-11-06 01:18 |  | mneeley | 2025-11-06 01:18 | mneeley | 2025-11-06 01:18 | No Photo Available | No Photo Available | http://data.mapchannels.com/dualmaps6/map.htm?lat=39.296081&lng=-84.495594
08 | HAMILTON | HAM | IR | 00275 |  | 23.119 |  | SHAMIR00275**N | HAM-275-23.119 | 39.2959 | -84.4946 | 2025-12-31 | Active |  |  |  | State | HL0031220 | 2020-06-12 14:08 |  | State | AA8 | Tower |  | 4 | [12 empty] | No | No | No | SR 4 6L | HPS | 6 | 400 | [25 empty] | 2023-03-02 01:22 | 5 - Needs Inspected in 5 CY | 0 |  | robert.anderson | 2014-12-21 09:48 | dturner | 2020-06-12 14:08 | No | No | No | No | No | Standing | None | None | None | No | No | No |  |  | 2023-03-02 01:22 |  | csonner1 | 2023-03-02 01:22 | csonner1 | 2023-03-02 01:22 | No Photo Available | No Photo Available | http://data.mapchannels.com/dualmaps6/map.htm?lat=39.295915&lng=-84.494640
08 | HAMILTON | HAM | IR | 00275 |  | 23.192 |  | SHAMIR00275**C | HAM-275-23.192 | 39.2951 | -84.4891 | 2025-12-31 | Active |  |  |  | State | HL0031222 |  |  | State | AB4 | Tower |  | 6 | [12 empty] | No | No | No | SR 4 4L | HPS | 4 | 400 | [25 empty] | 2025-06-26 17:39 | 7 - Needs Inspected in 7 CY |  | 2025-06-26 17:39 | kurt.powers | 2014-12-21 10:29 | dturner | 2020-06-12 15:38 | No | No | No | No | No | Standing | None | None | None | No | No | No | Need sticker | No | 2025-06-26 17:39 | 2025-06-26 17:39 | ascott3 | 2025-06-26 17:39 | ascott3 | 2025-06-26 17:39 | No Photo Available | https://collectorweb.dot.state.oh.us/arcgis/rest/services/HIGHWAY_LIGHTING/HighwayLighting_Reference/FeatureServer/7/552869/attachments/ | http://data.mapchannels.com/dualmaps6/map.htm?lat=39.295096&lng=-84.489051
08 | HAMILTON | HAM | IR | 00275 |  | 23.268 |  | SHAMIR00275**N | HAM-275-23.268 | 39.2956 | -84.4919 | 2025-12-31 | Active |  |  |  | State | HL0031221 | 2020-06-11 17:13 |  | State | AB2 | Tower |  | 4 | [12 empty] | No | No | No | SR 4 6L | HPS | 6 | 400 | [25 empty] | 2023-03-02 01:23 | 5 - Needs Inspected in 5 CY | 0 |  | kurt.powers | 2014-12-21 09:49 | dturner | 2020-06-11 17:13 | No | No | No | No | No | Standing | None | None | None | No | No | No |  |  | 2023-03-02 01:23 |  | csonner1 | 2023-03-02 01:22 | csonner1 | 2023-03-02 01:22 | No Photo Available | No Photo Available | http://data.mapchannels.com/dualmaps6/map.htm?lat=39.295565&lng=-84.491878
08 | HAMILTON | HAM | IR | 00275 |  | 23.278 |  | SHAMIR00275**C | HAM-275-23.278 | 39.295 | -84.4875 | 2025-12-31 | Active |  |  |  | State | HL0031225 | 2020-06-12 17:51 |  | State | AB5 | Tower |  | 6 | [12 empty] | No | No | No | SR 4 6L | HPS | 6 | 400 | [25 empty] | 2025-06-27 13:47 | 7 - Needs Inspected in 7 CY | 0 | 2025-06-27 13:47 | kurt.powers | 2014-12-21 10:36 | dturner | 2020-06-12 17:51 | No | No | No | No | No | Standing | None | None | None | No | No | No |  | No | 2025-06-27 13:47 | 2025-06-27 13:47 | ascott3 | 2025-06-27 13:47 | ascott3 | 2025-06-27 13:47 | No Photo Available | https://collectorweb.dot.state.oh.us/arcgis/rest/services/HIGHWAY_LIGHTING/HighwayLighting_Reference/FeatureServer/7/548457/attachments/ | http://data.mapchannels.com/dualmaps6/map.htm?lat=39.295023&lng=-84.487455
08 | HAMILTON | HAM | IR | 00275 |  | 23.346 |  | SHAMIR00275**N | HAM-275-23.346 | 39.2954 | -84.4904 | 2025-12-31 | Active |  |  |  | State | HL0031218 | 2020-06-11 15:58 |  | State | AB3 | Tower |  | 4 | [12 empty] | No | No | No | SR 4 6L | HPS | 6 | 400 | [25 empty] | 2023-03-02 01:23 | 5 - Needs Inspected in 5 CY | 0 |  | kurt.powers | 2014-12-21 09:44 | dturner | 2020-06-11 16:22 | No | No | No | No | No | Standing | None | None | None | No | No | No |  |  | 2023-03-02 01:23 |  | csonner1 | 2023-03-02 01:23 | csonner1 | 2023-03-02 01:23 | No Photo Available | No Photo Available | http://data.mapchannels.com/dualmaps6/map.htm?lat=39.295446&lng=-84.490430
08 | HAMILTON | HAM | IR | 00275 |  | 23.779 |  | SHAMIR00275**N | HAM-275-23.779 | 39.2955 | -84.4824 | 2025-12-31 | Active |  |  |  | State | HL0031245 | 2020-06-12 12:47 |  | State | DA1 | Tower |  | 6 | [12 empty] | No | No | No | SR 4 6L half buried | HPS | 6 | 400 | [25 empty] | 2025-06-27 17:10 | 7 - Needs Inspected in 7 CY | 0 | 2025-06-27 17:10 | kurt.powers | 2014-12-21 12:01 | csonner | 2020-06-12 12:47 | No | No | No | No | No | Standing | None | None | None | No | No | No |  | No | 2025-06-27 17:10 | 2025-06-27 17:10 | ascott3 | 2025-06-27 17:11 | ascott3 | 2025-06-27 17:11 | No Photo Available | No Photo Available | http://data.mapchannels.com/dualmaps6/map.htm?lat=39.295524&lng=-84.482371
08 | HAMILTON | HAM | IR | 00275 |  | 23.894 |  | SHAMIR00275**N | HAM-275-23.894 | 39.2952 | -84.4802 | 2025-12-31 | Active |  |  |  | State | HL0031217 | 2020-06-11 15:45 |  | State | DA4 | Tower |  | 4 | [12 empty] | No | No | No | 4,6L | HPS | 6 | 400 | [25 empty] | 2023-03-02 01:24 | 5 - Needs Inspected in 5 CY | 0 |  | robert.anderson | 2014-12-21 09:39 | dturner | 2020-06-11 15:45 | No | No | No | No | No | Standing | None | None | None | No | No | No |  |  | 2023-03-02 01:24 |  | csonner1 | 2023-03-02 01:23 | csonner1 | 2023-03-02 01:23 | No Photo Available | No Photo Available | http://data.mapchannels.com/dualmaps6/map.htm?lat=39.295216&lng=-84.480209
08 | HAMILTON | HAM | IR | 00275 |  | 23.969 |  | SHAMIR00275**N | HAM-275-23.969 | 39.2952 | -84.4788 | 2025-12-31 | Active |  |  |  | State | HL0031216 | 2020-06-11 14:01 |  | State | DA5 | Tower |  | 4 | [12 empty] | No | No | No | 4,6L | HPS | 6 | 400 | [25 empty] | 2023-03-02 01:24 | 5 - Needs Inspected in 5 CY | 0 |  | robert.anderson | 2014-12-21 09:36 | dturner | 2020-06-11 14:01 | No | No | No | No | No | Standing | None | None | None | No | No | No |  |  | 2023-03-02 01:24 |  | csonner1 | 2023-03-02 01:23 | csonner1 | 2023-03-02 01:23 | No Photo Available | No Photo Available | http://data.mapchannels.com/dualmaps6/map.htm?lat=39.295195&lng=-84.478830
08 | HAMILTON | HAM | IR | 00275 |  | 23.972 |  | SHAMIR00275**C | HAM-275-23.972 | 39.2952 | -84.4745 | 2025-12-31 | Active |  |  |  | State | HL0001267 | 2020-05-12 02:24 |  | State | DB2 | Low Mast | [7 empty] | 1 | [6 empty] | Yes | No | No |  | HPS | 1 | 400 | [25 empty] | 2025-11-06 01:19 | 7 - Needs Inspected in 7 CY | 0 |  | mhurlow1 | 2018-05-23 16:54 | cburden | 2020-05-12 02:25 | No | No | No | No | No | Standing | None | None | None | No | No | No |  | No | 2025-11-06 01:19 |  | mneeley | 2025-11-06 01:19 | mneeley | 2025-11-06 01:19 | No Photo Available | No Photo Available | http://data.mapchannels.com/dualmaps6/map.htm?lat=39.295165&lng=-84.474506
08 | HAMILTON | HAM | IR | 00275 |  | 24.02 |  | SHAMIR00275**N | HAM-275-24.020 | 39.2952 | -84.4779 | 2025-12-31 | Active |  |  |  | State | HL0025601 | 2020-05-12 02:02 |  | State | DA6 | Low Mast | [14 empty] | Yes | No | No |  | HPS | 1 | 400 | [25 empty] | 2025-11-06 01:18 | 7 - Needs Inspected in 7 CY | 0 |  | mhurlow1 | 2018-05-23 16:54 | cburden | 2020-05-12 02:02 | No | No | No | No | No | Standing | None | None | None | No | No | No |  | No | 2025-11-06 01:18 |  | mneeley | 2025-11-06 01:18 | mneeley | 2025-11-06 01:18 | No Photo Available | No Photo Available | http://data.mapchannels.com/dualmaps6/map.htm?lat=39.295200&lng=-84.477865
08 | HAMILTON | HAM | IR | 00275 |  | 24.052 |  | SHAMIR00275**N | HAM-275-24.052 | 39.2952 | -84.4773 | 2025-12-31 | Active |  |  |  | State | HL0020577 | 2020-05-12 02:03 |  | State | DA7 | Low Mast | [7 empty] | 1 | [6 empty] | Yes | No | No |  | HPS | 1 | 400 | [25 empty] | 2025-11-06 01:18 | 7 - Needs Inspected in 7 CY | 0 |  | mhurlow1 | 2018-05-23 16:54 | cburden | 2020-05-12 02:04 | No | No | No | No | No | Standing | None | None | None | No | No | No |  | No | 2025-11-06 01:18 |  | mneeley | 2025-11-06 01:18 | mneeley | 2025-11-06 01:18 | No Photo Available | No Photo Available | http://data.mapchannels.com/dualmaps6/map.htm?lat=39.295202&lng=-84.477281
08 | HAMILTON | HAM | IR | 00275 |  | 24.08 |  | SHAMIR00275**N | HAM-275-24.080 | 39.2952 | -84.4768 | 2025-12-31 | Active |  |  |  | State | HL0019964 | 2020-05-12 02:04 |  | State | Da8 | Low Mast | [14 empty] | Yes | No | No |  | HPS | 1 | 400 | [25 empty] | 2025-11-06 01:18 | 7 - Needs Inspected in 7 CY | 0 |  | mhurlow1 | 2018-05-23 16:54 | cburden | 2020-05-12 02:05 | No | No | No | No | No | Standing | None | None | None | No | No | No |  | No | 2025-11-06 01:18 |  | mneeley | 2025-11-06 01:19 | mneeley | 2025-11-06 01:19 | No Photo Available | No Photo Available | http://data.mapchannels.com/dualmaps6/map.htm?lat=39.295194&lng=-84.476757
08 | HAMILTON | HAM | IR | 00275 |  | 24.111 |  | SHAMIR00275**N | HAM-275-24.111 | 39.2952 | -84.4762 | 2025-12-31 | Active |  |  |  | State | HL0002348 | 2020-05-12 02:05 |  | State | DA9 | Low Mast | [7 empty] | 1 | [6 empty] | Yes | No | No |  | HPS | 1 | 400 | [25 empty] | 2025-11-06 01:19 | 7 - Needs Inspected in 7 CY | 0 |  | mhurlow1 | 2018-05-23 16:54 | cburden | 2020-05-12 02:06 | No | No | No | No | No | Standing | None | None | None | No | No | No |  | No | 2025-11-06 01:19 |  | mneeley | 2025-11-06 01:19 | mneeley | 2025-11-06 01:19 | No Photo Available | No Photo Available | http://data.mapchannels.com/dualmaps6/map.htm?lat=39.295194&lng=-84.476178
08 | HAMILTON | HAM | IR | 00275 |  | 24.14 |  | SHAMIR00275**N | HAM-275-24.140 | 39.2952 | -84.4756 | 2025-12-31 | Active |  |  |  | State | HL0013893 | 2020-05-12 02:06 |  | State | Da10 | Low Mast | [7 empty] | 1 | [6 empty] | Yes | No | No |  | HPS | 1 | 400 | [25 empty] | 2025-11-06 01:19 | 7 - Needs Inspected in 7 CY | 0 |  | mhurlow1 | 2018-05-23 16:54 | cburden | 2020-05-12 02:07 | No | No | No | No | No | Standing | None | None | None | No | No | No |  | No | 2025-11-06 01:19 |  | mneeley | 2025-11-06 01:19 | mneeley | 2025-11-06 01:19 | No Photo Available | No Photo Available | http://data.mapchannels.com/dualmaps6/map.htm?lat=39.295190&lng=-84.475623
08 | HAMILTON | HAM | IR | 00275 |  | 24.171 |  | SHAMIR00275**N | HAM-275-24.171 | 39.2952 | -84.4751 | 2025-12-31 | Active |  |  |  | State | HL0020755 | 2020-05-12 02:07 |  | State | DB1 | Low Mast | [7 empty] | 1 | [6 empty] | Yes | No | No |  | HPS | 1 | 400 | [25 empty] | 2025-11-06 01:19 | 7 - Needs Inspected in 7 CY | 0 |  | mhurlow1 | 2018-05-23 16:54 | cburden | 2020-05-12 02:10 | No | No | No | No | No | Standing | None | None | None | No | No | No |  | No | 2025-11-06 01:19 |  | mneeley | 2025-11-06 01:19 | mneeley | 2025-11-06 01:19 | No Photo Available | No Photo Available | http://data.mapchannels.com/dualmaps6/map.htm?lat=39.295190&lng=-84.475054
08 | HAMILTON | HAM | IR | 00275 |  | 24.234 |  | SHAMIR00275**N | HAM-275-24.234 | 39.2952 | -84.4739 | 2025-12-31 | Active |  |  |  | State | HL0018200 | 2020-05-12 02:19 |  | State | Db3 | Low Mast | [7 empty] | 1 | [6 empty] | Yes | No | No |  | HPS | 1 | 400 | [25 empty] | 2025-11-06 01:20 | 7 - Needs Inspected in 7 CY | 0 |  | mhurlow1 | 2018-05-23 16:54 | cburden | 2020-05-12 02:25 | No | No | No | No | No | Standing | None | None | None | No | No | No |  | No | 2025-11-06 01:20 |  | mneeley | 2025-11-06 01:20 | mneeley | 2025-11-06 01:20 | No Photo Available | No Photo Available | http://data.mapchannels.com/dualmaps6/map.htm?lat=39.295185&lng=-84.473885
08 | HAMILTON | HAM | IR | 00275 |  | 24.261 |  | SHAMIR00275**N | HAM-275-24.261 | 39.2952 | -84.4734 | 2025-12-31 | Active |  |  |  | State | HL0023133 | 2020-05-12 02:20 |  | State | DB4 | Low Mast | [7 empty] | 1 | [6 empty] | Yes | No | No |  | HPS | 1 | 400 | [25 empty] | 2025-11-06 01:20 | 7 - Needs Inspected in 7 CY | 0 |  | mhurlow1 | 2018-05-23 16:54 | cburden | 2020-05-12 02:26 | No | No | No | No | No | Standing | None | None | None | No | No | No |  | No | 2025-11-06 01:20 |  | mneeley | 2025-11-06 01:20 | mneeley | 2025-11-06 01:20 | No Photo Available | No Photo Available | http://data.mapchannels.com/dualmaps6/map.htm?lat=39.295175&lng=-84.473367
08 | HAMILTON | HAM | IR | 00275 |  | 24.291 |  | SHAMIR00275**N | HAM-275-24.291 | 39.2952 | -84.4728 | 2025-12-31 | Active |  |  |  | State | HL0024869 | 2020-05-12 02:26 |  | State | Db5 | Low Mast | [7 empty] | 1 | [6 empty] | Yes | No | No |  | HPS | 1 | 400 | [25 empty] | 2025-11-06 01:20 | 7 - Needs Inspected in 7 CY | 0 |  | mhurlow1 | 2018-05-23 16:55 | cburden | 2020-05-12 02:27 | No | No | No | No | No | Standing | None | None | None | No | No | No |  | No | 2025-11-06 01:20 |  | mneeley | 2025-11-06 01:20 | mneeley | 2025-11-06 01:20 | No Photo Available | No Photo Available | http://data.mapchannels.com/dualmaps6/map.htm?lat=39.295179&lng=-84.472807
08 | HAMILTON | HAM | IR | 00275 |  | 24.322 |  | SHAMIR00275**N | HAM-275-24.322 | 39.2952 | -84.4722 | 2025-12-31 | Active |  |  |  | State | HL0000451 | 2020-05-12 02:28 |  | State | DB6 | Low Mast | [7 empty] | 1 | [6 empty] | Yes | No | No |  | HPS | 1 | 400 | [25 empty] | 2025-11-06 01:20 | 7 - Needs Inspected in 7 CY | 0 |  | mhurlow1 | 2018-05-23 16:55 | cburden | 2020-05-12 02:28 | No | No | No | No | No | Standing | None | None | None | No | No | No |  | No | 2025-11-06 01:20 |  | mneeley | 2025-11-06 01:20 | mneeley | 2025-11-06 01:20 | No Photo Available | No Photo Available | http://data.mapchannels.com/dualmaps6/map.htm?lat=39.295156&lng=-84.472238
08 | HAMILTON | HAM | IR | 00275 |  | 24.394 |  | SHAMIR00275**N | HAM-275-24.394 | 39.2951 | -84.4709 | 2025-12-31 | Active |  |  |  | State | HL0031215 |  |  | State | DB8 | Tower |  | 4 | [12 empty] | No | No | No | SR 747 4L ring not set | HPS | [27 empty] | 2023-03-02 02:23 | 5 - Needs Inspected in 5 CY |  |  | kurt.powers | 2014-12-21 09:35 | kurt.powers | 2014-12-21 09:35 | No | No | No | No | No | Standing | None | None | None | No | No | No |  |  | 2023-03-02 02:23 |  | csonner1 | 2023-03-02 02:22 | csonner1 | 2023-03-02 02:22 | No Photo Available | No Photo Available | http://data.mapchannels.com/dualmaps6/map.htm?lat=39.295130&lng=-84.470884
08 | HAMILTON | HAM | IR | 00275 |  | 24.457 |  | SHAMIR00275**N | HAM-275-24.457 | 39.2953 | -84.4697 | 2025-12-31 | Active |  |  |  | State | HL0031242 | 2020-06-16 14:54 |  | State | Db9 | Tower |  | 4 | [12 empty] | No | No | No | 747,4L | HPS | 4 | 400 | [25 empty] | 2021-05-27 10:44 | 3 - Needs Inspected in 3 CY | 0 |  | robert.anderson | 2014-12-21 11:49 | cburden | 2020-06-16 14:54 | No | No | No | No | No | Standing | None | None | None | No | No | No |  |  | 2021-05-27 10:44 |  | odotonline\rdixon5 | 2021-05-28 10:44 | odotonline\rdixon5 | 2021-05-28 10:44 | No Photo Available | No Photo Available | http://data.mapchannels.com/dualmaps6/map.htm?lat=39.295328&lng=-84.469712
08 | HAMILTON | HAM | IR | 00275 |  | 24.7 |  | SHAMIR00275**N | HAM-275-24.700 | 39.2948 | -84.4652 | 2025-12-31 | Active |  |  |  | State | HL0031214 | 2020-06-16 14:53 |  | State | FA3 | Tower |  | 4 | [12 empty] | No | No | No | 747,6L | HPS | 6 | 400 | [25 empty] | 2023-03-02 02:23 | 5 - Needs Inspected in 5 CY | 0 |  | robert.anderson | 2014-12-21 09:32 | cburden | 2020-06-16 14:53 | No | No | No | No | No | Standing | None | None | None | No | No | No |  |  | 2023-03-02 02:23 |  | csonner1 | 2023-03-02 02:22 | csonner1 | 2023-03-02 02:22 | No Photo Available | No Photo Available | http://data.mapchannels.com/dualmaps6/map.htm?lat=39.294784&lng=-84.465207
08 | HAMILTON | HAM | IR | 00275 |  | 24.756 |  | SHAMIR00275**N | HAM-275-24.756 | 39.2947 | -84.4642 | 2025-12-31 | Active |  |  |  | State | HL0024783 | 2020-05-12 02:29 |  | State | FA6 | Low Mast | [7 empty] | 1 | [6 empty] | Yes | No | No |  | HPS | 1 | 400 | [25 empty] | 2025-11-06 01:20 | 7 - Needs Inspected in 7 CY | 0 |  | mhurlow1 | 2018-05-23 16:58 | cburden | 2020-05-12 02:29 | No | No | No | No | No | Standing | None | None | None | No | No | No |  | No | 2025-11-06 01:20 |  | mneeley | 2025-11-06 01:20 | mneeley | 2025-11-06 01:20 | No Photo Available | No Photo Available | http://data.mapchannels.com/dualmaps6/map.htm?lat=39.294706&lng=-84.464174
08 | HAMILTON | HAM | IR | 00275 |  | 24.84 |  | SHAMIR00275**N | HAM-275-24.840 | 39.2946 | -84.4626 | 2025-12-31 | Active |  |  |  | State | HL0014483 | 2020-05-12 02:30 |  | State | Ba1 | Low Mast | [7 empty] | 1 | [6 empty] | Yes | No | No |  | HPS | 1 | 400 | [25 empty] | 2025-11-06 01:21 | 7 - Needs Inspected in 7 CY | 0 |  | mhurlow1 | 2018-05-23 16:58 | cburden | 2020-05-12 02:39 | No | No | No | No | No | Standing | None | None | None | No | No | No |  | No | 2025-11-06 01:21 |  | mneeley | 2025-11-06 01:21 | mneeley | 2025-11-06 01:21 | No Photo Available | No Photo Available | http://data.mapchannels.com/dualmaps6/map.htm?lat=39.294550&lng=-84.462611
08 | HAMILTON | HAM | IR | 00275 |  | 24.871 |  | SHAMIR00275**N | HAM-275-24.871 | 39.2945 | -84.462 | 2025-12-31 | Active |  |  |  | State | HL0023361 | 2020-05-12 02:40 |  | State | GA2 | Low Mast | No | [6 empty] | 1 | [6 empty] | Yes | No | No |  | HPS | 1 | 400 | [25 empty] | 2025-11-06 01:21 | 7 - Needs Inspected in 7 CY | 0 |  | mhurlow1 | 2018-05-23 16:58 | cburden | 2020-05-12 02:48 | No | No | No | No | No | Standing | None | None | None | No | No | No |  | No | 2025-11-06 01:21 |  | mneeley | 2025-11-06 01:21 | mneeley | 2025-11-06 01:21 | No Photo Available | No Photo Available | http://data.mapchannels.com/dualmaps6/map.htm?lat=39.294479&lng=-84.462039
08 | HAMILTON | HAM | IR | 00275 |  | 24.899 |  | SHAMIR00275**N | HAM-275-24.899 | 39.2944 | -84.4615 | 2025-12-31 | Active |  |  |  | State | HL0003164 | 2020-05-12 02:41 |  | State | GA3 | Low Mast | [7 empty] | 1 | [6 empty] | Yes | No | No |  | HPS | 1 | 400 | [25 empty] | 2025-11-06 01:21 | 7 - Needs Inspected in 7 CY | 0 |  | mhurlow1 | 2018-05-23 16:58 | cburden | 2020-05-12 02:48 | No | No | No | No | No | Standing | None | None | None | No | No | No |  | No | 2025-11-06 01:21 |  | mneeley | 2025-11-06 01:21 | mneeley | 2025-11-06 01:21 | No Photo Available | No Photo Available | http://data.mapchannels.com/dualmaps6/map.htm?lat=39.294439&lng=-84.461537
08 | HAMILTON | HAM | IR | 00275 |  | 24.933 |  | SHAMIR00275**N | HAM-275-24.933 | 39.2944 | -84.4609 | 2025-12-31 | Active |  |  |  | State | HL0021244 | 2020-05-12 02:49 |  | State | GA4 | Low Mast | [7 empty] | 1 | [6 empty] | Yes | No | No |  | HPS | 1 | 400 | [25 empty] | 2025-11-06 01:22 | 7 - Needs Inspected in 7 CY | 0 |  | mhurlow1 | 2018-05-23 16:58 | cburden | 2020-05-12 02:49 | No | No | No | No | No | Standing | None | None | None | No | No | No |  | No | 2025-11-06 01:22 |  | mneeley | 2025-11-06 01:22 | mneeley | 2025-11-06 01:22 | No Photo Available | No Photo Available | http://data.mapchannels.com/dualmaps6/map.htm?lat=39.294357&lng=-84.460902
08 | HAMILTON | HAM | IR | 00275 |  | 24.964 |  | SHAMIR00275**N | HAM-275-24.964 | 39.2943 | -84.4603 | 2025-12-31 | Active |  |  |  | State | HL0026515 | 2020-05-12 03:06 |  | State | GA5 | Low Mast | [7 empty] | 1 | [6 empty] | Yes | No | No |  | HPS | 1 | 400 | [25 empty] | 2025-11-06 01:22 | 7 - Needs Inspected in 7 CY | 0 |  | mhurlow1 | 2018-05-23 16:58 | cburden | 2020-05-12 03:07 | No | No | No | No | No | Standing | None | None | None | No | No | No |  | No | 2025-11-06 01:22 |  | mneeley | 2025-11-06 01:22 | mneeley | 2025-11-06 01:22 | No Photo Available | No Photo Available | http://data.mapchannels.com/dualmaps6/map.htm?lat=39.294280&lng=-84.460339
08 | HAMILTON | HAM | IR | 00275 |  | 24.995 |  | SHAMIR00275**N | HAM-275-24.995 | 39.2942 | -84.4598 | 2025-12-31 | Active |  |  |  | State | HL0023284 | 2020-05-12 03:07 |  | State | GA6 | Low Mast | [7 empty] | 1 | [6 empty] | Yes | No | No |  | HPS | 1 | 400 | [25 empty] | 2025-11-06 01:22 | 7 - Needs Inspected in 7 CY | 0 |  | mhurlow1 | 2018-05-23 16:58 | cburden | 2020-05-12 03:08 | No | No | No | No | No | Standing | None | None | None | No | No | No |  | No | 2025-11-06 01:22 |  | mneeley | 2025-11-06 01:23 | mneeley | 2025-11-06 01:23 | No Photo Available | No Photo Available | http://data.mapchannels.com/dualmaps6/map.htm?lat=39.294201&lng=-84.459759
08 | HAMILTON | HAM | IR | 00275 |  | 25.026 |  | SHAMIR00275**N | HAM-275-25.026 | 39.2941 | -84.4592 | 2025-12-31 | Active |  |  |  | State | HL0024890 | 2020-05-12 03:10 |  | State | GA7 | Low Mast | [7 empty] | 1 | [6 empty] | Yes | No | No |  | HPS | 1 | 400 | [25 empty] | 2025-11-06 01:23 | 7 - Needs Inspected in 7 CY | 0 |  | mhurlow1 | 2018-05-23 16:58 | cburden | 2020-05-12 03:11 | No | No | No | No | No | Standing | None | None | None | No | No | No |  | No | 2025-11-06 01:23 |  | mneeley | 2025-11-06 01:23 | mneeley | 2025-11-06 01:23 | No Photo Available | No Photo Available | http://data.mapchannels.com/dualmaps6/map.htm?lat=39.294127&lng=-84.459199
08 | HAMILTON | HAM | IR | 00275 |  | 25.057 |  | SHAMIR00275**N | HAM-275-25.057 | 39.294 | -84.4586 | 2025-12-31 | Active |  |  |  | State | HL0016705 | 2020-05-12 03:11 |  | State | GA8 | Low Mast | [7 empty] | 1 | [6 empty] | Yes | No | No |  | HPS | 1 | 400 | [25 empty] | 2025-11-06 01:23 | 7 - Needs Inspected in 7 CY | 0 |  | mhurlow1 | 2018-05-23 16:58 | cburden | 2020-05-12 03:12 | No | No | No | No | No | Standing | None | None | None | No | No | No |  | No | 2025-11-06 01:23 |  | mneeley | 2025-11-06 01:23 | mneeley | 2025-11-06 01:23 | No Photo Available | No Photo Available | http://data.mapchannels.com/dualmaps6/map.htm?lat=39.294044&lng=-84.458622
08 | HAMILTON | HAM | IR | 00275 |  | 25.082 |  | SHAMIR00275**N | HAM-275-25.082 | 39.294 | -84.4582 | 2025-12-31 | Active |  |  |  | State | HL0008577 | 2020-05-12 03:13 |  | State | GA9 | Low Mast | [7 empty] | 1 | [6 empty] | Yes | No | No |  | HPS | 1 | 400 | [25 empty] | 2025-11-06 01:23 | 7 - Needs Inspected in 7 CY | 0 |  | mhurlow1 | 2018-05-23 16:59 | cburden | 2020-05-12 03:13 | No | No | No | No | No | Standing | None | None | None | No | No | No |  | No | 2025-11-06 01:23 |  | mneeley | 2025-11-06 01:23 | mneeley | 2025-11-06 01:23 | No Photo Available | No Photo Available | http://data.mapchannels.com/dualmaps6/map.htm?lat=39.293973&lng=-84.458169
08 | HAMILTON | HAM | IR | 00275 |  | 25.12 |  | SHAMIR00275**N | HAM-275-25.120 | 39.2939 | -84.4575 | 2025-12-31 | Active |  |  |  | State | HL0008252 | 2020-05-12 03:16 |  | State | GA10 | Low Mast | [7 empty] | 1 | [6 empty] | Yes | No | No |  | HPS | 1 | 400 | [25 empty] | 2025-11-06 01:24 | 7 - Needs Inspected in 7 CY | 0 |  | mhurlow1 | 2018-05-23 16:59 | cburden | 2020-05-12 03:17 | No | No | No | No | No | Standing | None | None | None | No | No | No |  | No | 2025-11-06 01:24 |  | mneeley | 2025-11-06 01:24 | mneeley | 2025-11-06 01:24 | No Photo Available | No Photo Available | http://data.mapchannels.com/dualmaps6/map.htm?lat=39.293873&lng=-84.457479
08 | HAMILTON | HAM | IR | 00275 |  | 25.153 |  | SHAMIR00275**N | HAM-275-25.153 | 39.2938 | -84.4569 | 2025-12-31 | Active |  |  |  | State | HL0001410 | 2020-05-12 03:17 |  | State | GA11 | Low Mast | [7 empty] | 1 | [6 empty] | Yes | No | No |  | HPS | 1 | 400 | [25 empty] | 2025-11-06 01:24 | 7 - Needs Inspected in 7 CY | 0 |  | mhurlow1 | 2018-05-23 16:59 | cburden | 2020-05-12 03:18 | No | No | No | No | No | Standing | None | None | None | No | No | No |  | No | 2025-11-06 01:24 |  | mneeley | 2025-11-06 01:24 | mneeley | 2025-11-06 01:24 | No Photo Available | No Photo Available | http://data.mapchannels.com/dualmaps6/map.htm?lat=39.293774&lng=-84.456879
08 | HAMILTON | HAM | IR | 00275 |  | 25.182 |  | SHAMIR00275**N | HAM-275-25.182 | 39.2937 | -84.4563 | 2025-12-31 | Active |  |  |  | State | HL0025819 | 2020-05-12 03:19 |  | State | GA12 | Low Mast | [7 empty] | 1 | [6 empty] | Yes | No | No |  | HPS | 1 | 400 | [25 empty] | 2025-11-06 01:24 | 7 - Needs Inspected in 7 CY | 0 |  | mhurlow1 | 2018-05-23 16:59 | cburden | 2020-05-12 03:20 | No | No | No | No | No | Standing | None | None | None | No | No | No |  | No | 2025-11-06 01:24 |  | mneeley | 2025-11-06 01:24 | mneeley | 2025-11-06 01:24 | No Photo Available | No Photo Available | http://data.mapchannels.com/dualmaps6/map.htm?lat=39.293689&lng=-84.456340
08 | HAMILTON | HAM | IR | 00275 |  | 25.214 |  | SHAMIR00275**N | HAM-275-25.214 | 39.2936 | -84.4558 | 2025-12-31 | Active |  |  |  | State | HL0016104 | 2020-05-12 03:24 |  | State | GA13 | Low Mast | [7 empty] | 1 | [6 empty] | Yes | No | No |  | HPS | 1 | 400 | [25 empty] | 2025-11-06 01:24 | 7 - Needs Inspected in 7 CY | 0 |  | mhurlow1 | 2018-05-23 16:59 | cburden | 2020-05-12 03:24 | No | No | No | No | No | Standing | None | None | None | No | No | No |  | No | 2025-11-06 01:24 |  | mneeley | 2025-11-06 01:24 | mneeley | 2025-11-06 01:24 | No Photo Available | No Photo Available | http://data.mapchannels.com/dualmaps6/map.htm?lat=39.293591&lng=-84.455766
08 | HAMILTON | HAM | IR | 00275 |  | 25.245 |  | SHAMIR00275**N | HAM-275-25.245 | 39.2935 | -84.4552 | 2025-12-31 | Active |  |  |  | State | HL0002940 | 2020-05-12 03:40 |  | State | GB1 | Low Mast | [7 empty] | 1 | [6 empty] | Yes | No | No |  | HPS | 1 | 400 | [25 empty] | 2025-11-06 01:24 | 7 - Needs Inspected in 7 CY | 0 |  | mhurlow1 | 2018-05-23 16:59 | cburden | 2020-05-12 03:41 | No | No | No | No | No | Standing | None | None | None | No | No | No |  | No | 2025-11-06 01:24 |  | mneeley | 2025-11-06 01:25 | mneeley | 2025-11-06 01:25 | No Photo Available | No Photo Available | http://data.mapchannels.com/dualmaps6/map.htm?lat=39.293491&lng=-84.455202
08 | HAMILTON | HAM | IR | 00275 |  | 25.276 |  | SHAMIR00275**N | HAM-275-25.276 | 39.2934 | -84.4546 | 2025-12-31 | Active |  |  |  | State | HL0001710 | 2020-05-12 03:41 |  | State | GB2 | Low Mast | [7 empty] | 1 | [6 empty] | Yes | No | No |  | HPS | 1 | 400 | [25 empty] | 2025-11-06 01:25 | 7 - Needs Inspected in 7 CY | 0 |  | mhurlow1 | 2018-05-23 16:59 | cburden | 2020-05-12 03:42 | No | No | No | No | No | Standing | None | None | None | No | No | No |  | No | 2025-11-06 01:25 |  | mneeley | 2025-11-06 01:25 | mneeley | 2025-11-06 01:25 | No Photo Available | No Photo Available | http://data.mapchannels.com/dualmaps6/map.htm?lat=39.293392&lng=-84.454634
08 | HAMILTON | HAM | IR | 00275 |  | 25.308 |  | SHAMIR00275**N | HAM-275-25.308 | 39.2933 | -84.4541 | 2025-12-31 | Active |  |  |  | State | HL0013785 | 2020-05-12 03:47 |  | State | GB3 | Low Mast | [7 empty] | 1 | [6 empty] | Yes | No | No |  | HPS | 1 | 400 | [25 empty] | 2025-11-06 01:25 | 7 - Needs Inspected in 7 CY | 0 |  | mhurlow1 | 2018-05-23 17:40 | cburden | 2020-05-12 03:47 | No | No | No | No | No | Standing | None | None | None | No | No | No |  | No | 2025-11-06 01:25 |  | mneeley | 2025-11-06 01:25 | mneeley | 2025-11-06 01:25 | No Photo Available | No Photo Available | http://data.mapchannels.com/dualmaps6/map.htm?lat=39.293282&lng=-84.454054
08 | HAMILTON | HAM | IR | 00275 |  | 25.339 |  | SHAMIR00275**N | HAM-275-25.339 | 39.2932 | -84.4535 | 2025-12-31 | Active |  |  |  | State | HL0023919 | 2020-05-12 03:50 |  | State | GB4 | Low Mast | [7 empty] | 1 | [6 empty] | Yes | No | No |  | HPS | 1 | 400 | [25 empty] | 2025-11-06 01:25 | 7 - Needs Inspected in 7 CY | 0 |  | mhurlow1 | 2018-05-23 17:40 | cburden | 2020-05-12 03:51 | No | No | No | No | No | Standing | None | None | None | No | No | No |  | No | 2025-11-06 01:25 |  | mneeley | 2025-11-06 01:25 | mneeley | 2025-11-06 01:25 | No Photo Available | No Photo Available | http://data.mapchannels.com/dualmaps6/map.htm?lat=39.293172&lng=-84.453491
08 | HAMILTON | HAM | IR | 00275 |  | 25.371 |  | SHAMIR00275**N | HAM-275-25.371 | 39.2931 | -84.4529 | 2025-12-31 | Active |  |  |  | State | HL0006193 | 2020-05-12 03:51 |  | State | GB5 | Low Mast | [7 empty] | 1 | [6 empty] | Yes | No | No |  | HPS | 1 | 400 | [25 empty] | 2025-11-06 01:25 | 7 - Needs Inspected in 7 CY | 0 |  | mhurlow1 | 2018-05-23 17:40 | cburden | 2020-05-12 03:52 | No | No | No | No | No | Standing | None | None | None | No | No | No |  | No | 2025-11-06 01:25 |  | mneeley | 2025-11-06 01:26 | mneeley | 2025-11-06 01:26 | No Photo Available | No Photo Available | http://data.mapchannels.com/dualmaps6/map.htm?lat=39.293064&lng=-84.452909
08 | HAMILTON | HAM | IR | 00275 |  | 25.403 |  | SHAMIR00275**N | HAM-275-25.403 | 39.2929 | -84.4523 | 2025-12-31 | Active |  |  |  | State | HL0012767 | 2020-05-12 03:54 |  | State | GB6 | Low Mast | [7 empty] | 1 | [6 empty] | Yes | No | No |  | HPS | 1 | 400 | [25 empty] | 2025-11-06 01:26 | 7 - Needs Inspected in 7 CY | 0 |  | mhurlow1 | 2018-05-23 17:40 | cburden | 2020-05-12 03:54 | No | No | No | No | No | Standing | None | None | None | No | No | No |  | No | 2025-11-06 01:26 |  | mneeley | 2025-11-06 01:26 | mneeley | 2025-11-06 01:26 | No Photo Available | No Photo Available | http://data.mapchannels.com/dualmaps6/map.htm?lat=39.292943&lng=-84.452343
08 | HAMILTON | HAM | IR | 00275 |  | 25.434 |  | SHAMIR00275**N | HAM-275-25.434 | 39.2928 | -84.4518 | 2025-12-31 | Active |  |  |  | State | HL0000780 | 2020-05-12 03:56 |  | State | GB7 | Low Mast | [7 empty] | 1 | [6 empty] | Yes | No | No |  | HPS | 1 | 400 | [25 empty] | 2025-11-06 01:26 | 7 - Needs Inspected in 7 CY | 0 |  | mhurlow1 | 2018-05-23 17:40 | cburden | 2020-05-12 03:56 | No | No | No | No | No | Standing | None | None | None | No | No | No |  | No | 2025-11-06 01:26 |  | mneeley | 2025-11-06 01:26 | mneeley | 2025-11-06 01:26 | No Photo Available | No Photo Available | http://data.mapchannels.com/dualmaps6/map.htm?lat=39.292829&lng=-84.451777
08 | HAMILTON | HAM | IR | 00275 |  | 25.466 |  | SHAMIR00275**N | HAM-275-25.466 | 39.2927 | -84.4512 | 2025-12-31 | Active |  |  |  | State | HL0000777 | 2020-05-12 03:59 |  | State | GB8 | Low Mast | [7 empty] | 1 | [6 empty] | Yes | No | No |  | HPS | 1 | 400 | [25 empty] | 2025-11-06 01:26 | 7 - Needs Inspected in 7 CY | 0 |  | mhurlow1 | 2018-05-23 17:40 | cburden | 2020-05-12 03:59 | No | No | No | No | No | Standing | None | None | None | No | No | No |  | No | 2025-11-06 01:26 |  | mneeley | 2025-11-06 01:26 | mneeley | 2025-11-06 01:26 | No Photo Available | No Photo Available | http://data.mapchannels.com/dualmaps6/map.htm?lat=39.292705&lng=-84.451211
08 | HAMILTON | HAM | IR | 00275 |  | 25.498 |  | SHAMIR00275**N | HAM-275-25.498 | 39.2926 | -84.4506 | 2025-12-31 | Active |  |  |  | State | HL0011741 | 2020-05-12 04:00 |  | State | GB9 | Low Mast | [7 empty] | 1 | [6 empty] | Yes | No | No |  | HPS | 1 | 400 | [25 empty] | 2025-11-06 01:26 | 7 - Needs Inspected in 7 CY | 0 |  | mhurlow1 | 2018-05-23 17:40 | cburden | 2020-05-12 04:00 | No | No | No | No | No | Standing | None | None | None | No | No | No |  | No | 2025-11-06 01:26 |  | mneeley | 2025-11-06 01:26 | mneeley | 2025-11-06 01:26 | No Photo Available | No Photo Available | http://data.mapchannels.com/dualmaps6/map.htm?lat=39.292580&lng=-84.450640
08 | HAMILTON | HAM | IR | 00275 |  | 25.53 |  | SHAMIR00275**N | HAM-275-25.530 | 39.2925 | -84.4501 | 2025-12-31 | Active |  |  |  | State | HL0021049 | 2020-05-12 04:06 |  | State | GB10 | Low Mast | [7 empty] | 1 | [6 empty] | Yes | No | No |  | HPS | 1 | 400 | [25 empty] | 2025-11-06 01:27 | 7 - Needs Inspected in 7 CY | 0 |  | mhurlow1 | 2018-05-23 17:41 | cburden | 2020-05-12 04:06 | No | No | No | No | No | Standing | None | None | None | No | No | No |  | No | 2025-11-06 01:27 |  | mneeley | 2025-11-06 01:27 | mneeley | 2025-11-06 01:27 | No Photo Available | No Photo Available | http://data.mapchannels.com/dualmaps6/map.htm?lat=39.292456&lng=-84.450053
08 | HAMILTON | HAM | IR | 00275 |  | 25.561 |  | SHAMIR00275**N | HAM-275-25.561 | 39.2923 | -84.4495 | 2025-12-31 | Active |  |  |  | State | HL0008651 | 2020-05-12 04:06 |  | State | GB11 | Low Mast | [7 empty] | 1 | [6 empty] | Yes | No | No |  | HPS | 1 | 400 | [25 empty] | 2025-11-06 01:27 | 7 - Needs Inspected in 7 CY | 0 |  | mhurlow1 | 2018-05-23 17:41 | cburden | 2020-05-12 04:07 | No | No | No | No | No | Standing | None | None | None | No | No | No |  | No | 2025-11-06 01:27 |  | mneeley | 2025-11-06 01:27 | mneeley | 2025-11-06 01:27 | No Photo Available | No Photo Available | http://data.mapchannels.com/dualmaps6/map.htm?lat=39.292329&lng=-84.449505
08 | HAMILTON | HAM | IR | 00275 |  | 25.604 |  | SHAMIR00275**N | HAM-275-25.604 | 39.2922 | -84.4487 | 2025-12-31 | Active |  |  |  | State | HL0031040 | 2020-06-11 14:02 |  | State | GB12 | Tower |  | 4 | [12 empty] | No | No | No | 75 L6 | HPS | 6 | 400 | [25 empty] | 2023-03-02 02:38 | 5 - Needs Inspected in 5 CY | 0 |  | chad.hostetler | 2014-12-20 09:17 | cburden | 2020-06-11 14:02 | No | No | No | No | No | Standing | None | None | None | No | No | No |  |  | 2023-03-02 02:38 |  | csonner1 | 2023-03-02 02:37 | csonner1 | 2023-03-02 02:37 | No Photo Available | No Photo Available | http://data.mapchannels.com/dualmaps6/map.htm?lat=39.292153&lng=-84.448742
08 | HAMILTON | HAM | IR | 00275 |  | 25.694 |  | SHAMIR00275**N | HAM-275-25.694 | 39.2917 | -84.4471 | 2025-12-31 | Active |  |  |  | State | HL0031034 | 2020-06-11 14:39 |  | State | HA1 | Tower |  | 4 | [12 empty] | No | No | No | 75 L4 | HPS | 4 | 400 | [25 empty] | 2023-03-02 02:38 | 5 - Needs Inspected in 5 CY | 0 |  | chad.hostetler | 2014-12-20 09:13 | cburden | 2020-06-11 14:40 | No | No | No | No | No | Standing | None | None | None | No | No | No |  |  | 2023-03-02 02:38 |  | csonner1 | 2023-03-02 02:37 | csonner1 | 2023-03-02 02:37 | No Photo Available | No Photo Available | http://data.mapchannels.com/dualmaps6/map.htm?lat=39.291737&lng=-84.447150
08 | HAMILTON | HAM | IR | 00275 |  | 25.789 |  | SHAMIR00275**N | HAM-275-25.789 | 39.2913 | -84.4455 | 2025-12-31 | Active |  |  |  | State | HL0031030 | 2020-06-11 14:40 |  | State | HB1 | Tower |  | 4 | [12 empty] | No | No | No | 75 L4 | HPS | 4 | 400 | [25 empty] | 2023-03-02 02:52 | 5 - Needs Inspected in 5 CY | 0 |  | chad.hostetler | 2014-12-20 09:10 | cburden | 2020-06-11 14:40 | No | No | No | No | No | Standing | None | None | None | No | No | No |  |  | 2023-03-02 02:52 |  | csonner1 | 2023-03-02 02:51 | csonner1 | 2023-03-02 02:51 | No Photo Available | No Photo Available | http://data.mapchannels.com/dualmaps6/map.htm?lat=39.291308&lng=-84.445458
08 | HAMILTON | HAM | IR | 00275 |  | 25.864 |  | SHAMIR00275**N | HAM-275-25.864 | 39.291 | -84.4441 | 2025-12-31 | Active |  |  |  | State | HL0031025 | 2020-06-11 15:07 |  | State | HB2 | Tower |  | 4 | [12 empty] | No | No | No | 75 L6 | HPS | 6 | 400 | [25 empty] | 2023-03-02 03:07 | 5 - Needs Inspected in 5 CY | 0 |  | chad.hostetler | 2014-12-20 09:05 | cburden | 2020-06-11 15:07 | No | No | No | No | No | Standing | None | None | None | No | No | No |  |  | 2023-03-02 03:07 |  | csonner1 | 2023-03-02 03:06 | csonner1 | 2023-03-02 03:06 | No Photo Available | No Photo Available | http://data.mapchannels.com/dualmaps6/map.htm?lat=39.290959&lng=-84.444132
08 | HAMILTON | HAM | IR | 00275 |  | 26.138 |  | SHAMIR00275**N | HAM-275-26.138 | 39.2897 | -84.4393 | 2025-12-31 | Active |  |  |  | State | HL0031019 | 2020-06-11 16:54 |  | State | JB1 | Tower |  | 4 | [12 empty] | No | No | No | 75 L4 | HPS | 4 | 400 | [25 empty] | 2023-03-02 03:24 | 5 - Needs Inspected in 5 CY | 0 |  | chad.hostetler | 2014-12-20 09:00 | cburden | 2020-06-11 16:54 | No | No | No | No | No | Standing | None | None | None | No | No | No |  |  | 2023-03-02 03:24 |  | csonner1 | 2023-03-02 03:23 | csonner1 | 2023-03-02 03:23 | No Photo Available | No Photo Available | http://data.mapchannels.com/dualmaps6/map.htm?lat=39.289688&lng=-84.439304
08 | HAMILTON | HAM | IR | 00275 |  | 26.252 |  | SHAMIR00275**N | HAM-275-26.252 | 39.2892 | -84.4373 | 2025-12-31 | Active |  |  |  | State | HL0031015 | 2020-06-11 17:24 |  | State | JA3 | Tower |  | 4 | [12 empty] | No | No | No | 75 L4 | HPS | 4 | 400 | [25 empty] | 2023-03-02 03:48 | 5 - Needs Inspected in 5 CY | 0 |  | chad.hostetler | 2014-12-20 08:56 | cburden | 2020-06-11 17:24 | No | No | No | No | No | Standing | None | None | None | No | No | No |  |  | 2023-03-02 03:48 |  | csonner1 | 2023-03-02 03:47 | csonner1 | 2023-03-02 03:47 | No Photo Available | No Photo Available | http://data.mapchannels.com/dualmaps6/map.htm?lat=39.289180&lng=-84.437269
08 | HAMILTON | HAM | IR | 00275 |  | 26.329 |  | SHAMIR00275**N | HAM-275-26.329 | 39.2888 | -84.4359 | 2025-12-31 | Active |  |  |  | State | HL0031012 | 2020-06-11 17:51 |  | State | JA4 | Tower |  | 4 | [12 empty] | No | No | No | 75 L6 | HPS | 6 | 400 | [25 empty] | 2023-03-02 03:58 | 5 - Needs Inspected in 5 CY | 0 |  | chad.hostetler | 2014-12-20 08:52 | cburden | 2020-06-11 17:52 | No | No | No | No | No | Standing | None | None | None | No | No | No |  |  | 2023-03-02 03:58 |  | csonner1 | 2023-03-02 03:57 | csonner1 | 2023-03-02 03:57 | No Photo Available | No Photo Available | http://data.mapchannels.com/dualmaps6/map.htm?lat=39.288805&lng=-84.435925
08 | HAMILTON | HAM | IR | 00275 |  | 26.409 |  | SHAMIR00275**N | HAM-275-26.409 | 39.2884 | -84.4345 | 2025-12-31 | Active |  |  |  | State | HL0031009 | 2020-06-11 19:03 |  | State | JA5 | Tower |  | 4 | [12 empty] | No | No | No | 75 L6 | HPS | 6 | 400 | [25 empty] | 2023-03-02 04:00 | 5 - Needs Inspected in 5 CY | 0 |  | chad.hostetler | 2014-12-20 08:48 | cburden | 2020-06-11 19:03 | No | No | No | No | No | Standing | None | None | None | No | No | No |  |  | 2023-03-02 04:00 |  | csonner1 | 2023-03-02 03:59 | csonner1 | 2023-03-02 03:59 | No Photo Available | No Photo Available | http://data.mapchannels.com/dualmaps6/map.htm?lat=39.288449&lng=-84.434495
08 | HAMILTON | HAM | IR | 00275 |  | 26.499 |  | SHAMIR00275**N | HAM-275-26.499 | 39.288 | -84.4329 | 2025-12-31 | Active |  |  |  | State | HL0024758 | 2020-05-12 04:08 |  | State | NA3 | Low Mast | [7 empty] | 1 | [6 empty] | Yes | No | No |  | HPS | 1 | 400 | [25 empty] | 2025-11-06 01:27 | 7 - Needs Inspected in 7 CY | 0 |  | mhurlow1 | 2018-05-23 17:48 | cburden | 2020-05-12 04:09 | No | No | No | No | No | Standing | None | None | None | No | No | No |  | No | 2025-11-06 01:27 |  | mneeley | 2025-11-06 01:27 | mneeley | 2025-11-06 01:27 | No Photo Available | No Photo Available | http://data.mapchannels.com/dualmaps6/map.htm?lat=39.288024&lng=-84.432910
08 | HAMILTON | HAM | IR | 00275 |  | 26.53 |  | SHAMIR00275**N | HAM-275-26.530 | 39.2879 | -84.4324 | 2025-12-31 | Active |  |  |  | State | HL0000854 | 2020-05-12 04:09 |  | State | NA4 | Low Mast | [7 empty] | 1 | [6 empty] | Yes | No | No |  | HPS | 1 | 400 | [25 empty] | 2025-11-06 01:27 | 7 - Needs Inspected in 7 CY | 0 |  | mhurlow1 | 2018-05-23 17:49 | cburden | 2020-05-12 04:10 | No | No | No | No | No | Standing | None | None | None | No | No | No |  | No | 2025-11-06 01:27 |  | mneeley | 2025-11-06 01:27 | mneeley | 2025-11-06 01:27 | No Photo Available | No Photo Available | http://data.mapchannels.com/dualmaps6/map.htm?lat=39.287882&lng=-84.432370
08 | HAMILTON | HAM | IR | 00275 |  | 26.56 |  | SHAMIR00275**N | HAM-275-26.560 | 39.2877 | -84.4318 | 2025-12-31 | Active |  |  |  | State | HL0005264 | 2020-05-12 04:10 |  | State | NA5 | Low Mast | [7 empty] | 1 | [5 empty] | Yes | No | No | No |  | HPS | 1 | 400 | [25 empty] | 2025-11-06 01:28 | NULL | 0 |  | mhurlow1 | 2018-05-23 17:49 | cburden | 2020-05-12 04:11 | No | No | No | No | No | Standing | None | None | None | No | No | No |  | No | 2025-11-06 01:28 |  | mneeley | 2025-11-06 01:28 | mneeley | 2025-11-06 01:28 | No Photo Available | No Photo Available | http://data.mapchannels.com/dualmaps6/map.htm?lat=39.287743&lng=-84.431832
08 | HAMILTON | HAM | IR | 00275 |  | 26.59 |  | SHAMIR00275**N | HAM-275-26.590 | 39.2876 | -84.4313 | 2025-12-31 | Active |  |  |  | State | HL0026494 | 2020-05-12 04:13 |  | State | NA6 | Low Mast | [7 empty] | 1 | [6 empty] | Yes | No | No |  | HPS | 1 | 400 | [25 empty] | 2025-11-06 01:28 | 7 - Needs Inspected in 7 CY | 0 |  | mhurlow1 | 2018-05-23 17:49 | cburden | 2020-05-12 04:14 | No | No | No | No | No | Standing | None | None | None | No | No | No |  | No | 2025-11-06 01:28 |  | mneeley | 2025-11-06 01:28 | mneeley | 2025-11-06 01:28 | No Photo Available | No Photo Available | http://data.mapchannels.com/dualmaps6/map.htm?lat=39.287599&lng=-84.431298
08 | HAMILTON | HAM | IR | 00275 |  | 26.604 |  | SHAMIR00275**C | HAM-275-26.604 | 39.2861 | -84.4271 | 2025-12-31 | Active |  |  |  | State | HL0030976 | 2020-06-04 16:07 |  | State | N/A | Tower |  | 6 | [12 empty] | No | No | No | Mosteller Rd L6 | HPS | 6 | 400 | [25 empty] | 2022-06-30 17:28 | 4 - Needs Inspected in 4 CY | 0 |  | chad.hostetler | 2014-12-19 16:12 | cburden | 2020-06-16 16:08 | No | No | No | No | No | Standing | None | None | None | No | No | No |  |  | 2022-06-30 17:28 |  | csonner1 | 2022-06-30 17:27 | csonner1 | 2022-06-30 17:27 | No Photo Available | No Photo Available | http://data.mapchannels.com/dualmaps6/map.htm?lat=39.286136&lng=-84.427081
08 | HAMILTON | HAM | IR | 00275 |  | 26.621 |  | SHAMIR00275**N | HAM-275-26.621 | 39.2875 | -84.4308 | 2025-12-31 | Active |  |  |  | State | HL0026152 |  |  | State | NA7 | Low Mast | [7 empty] | 1 | [5 empty] | Yes | No | No | No |  | HPS | 1 | 400 | [25 empty] | 2025-11-06 01:28 | NULL |  |  | mhurlow1 | 2018-05-23 17:49 | cburden | 2020-05-12 04:15 | No | No | No | No | No | Standing | None | None | None | No | No | No |  | No | 2025-11-06 01:28 |  | mneeley | 2025-11-06 01:28 | mneeley | 2025-11-06 01:28 | No Photo Available | No Photo Available | http://data.mapchannels.com/dualmaps6/map.htm?lat=39.287462&lng=-84.430759
08 | HAMILTON | HAM | IR | 00275 |  | 26.651 |  | SHAMIR00275**N | HAM-275-26.651 | 39.2873 | -84.4302 | 2025-12-31 | Active |  |  |  | State | HL0023455 | 2020-05-12 04:17 |  | State | NA8 | Low Mast | [7 empty] | 1 | [6 empty] | Yes | No | No |  | HPS | 1 | 400 | [25 empty] | 2025-11-06 01:28 | 7 - Needs Inspected in 7 CY | 0 |  | mhurlow1 | 2018-05-23 17:49 | cburden | 2020-05-12 04:18 | No | No | No | No | No | Standing | None | None | None | No | No | No |  | No | 2025-11-06 01:28 |  | mneeley | 2025-11-06 01:28 | mneeley | 2025-11-06 01:28 | No Photo Available | No Photo Available | http://data.mapchannels.com/dualmaps6/map.htm?lat=39.287322&lng=-84.430227
08 | HAMILTON | HAM | IR | 00275 |  | 26.661 |  | SHAMIR00275**C | HAM-275-26.661 | 39.2859 | -84.4261 | 2025-12-31 | Active |  |  |  | State | HL0030978 | 2020-06-16 16:08 |  | State | NA10 | Tower |  | 6 | [12 empty] | No | No | No | Mosteller Rd L6 | HPS | 6 | 400 | [25 empty] | 2022-06-30 17:28 | 4 - Needs Inspected in 4 CY | 0 |  | chad.hostetler | 2014-12-19 16:21 | cburden | 2020-06-16 16:41 | No | No | No | No | No | Standing | None | None | None | No | No | No |  |  | 2022-06-30 17:28 |  | csonner1 | 2022-06-30 17:27 | csonner1 | 2022-06-30 17:27 | No Photo Available | No Photo Available | http://data.mapchannels.com/dualmaps6/map.htm?lat=39.285934&lng=-84.426051
08 | HAMILTON | HAM | IR | 00275 |  | 26.681 |  | SHAMIR00275**N | HAM-275-26.681 | 39.2872 | -84.4297 | 2025-12-31 | Active |  |  |  | State | HL0022187 | 2020-05-12 04:18 |  | State | NA9 | Low Mast | [7 empty] | 1 | [6 empty] | Yes | No | No |  | HPS | 1 | 400 | [25 empty] | 2025-11-06 01:29 | 7 - Needs Inspected in 7 CY | 0 |  | mhurlow1 | 2018-05-23 17:49 | cburden | 2020-05-12 04:18 | No | No | No | No | No | Standing | None | None | None | No | No | No |  | No | 2025-11-06 01:29 |  | mneeley | 2025-11-06 01:29 | mneeley | 2025-11-06 01:29 | No Photo Available | No Photo Available | http://data.mapchannels.com/dualmaps6/map.htm?lat=39.287181&lng=-84.429690
08 | HAMILTON | HAM | IR | 00275 |  | 26.953 |  | SHAMIR00275**N | HAM-275-26.953 | 39.2859 | -84.4249 | 2025-12-31 | Active |  |  |  | State | HL0031003 |  |  | State | OA13 | Tower |  | 4 | [12 empty] | No | No | No | Mosteller Rd L4 | HPS | [27 empty] | 2023-03-02 05:18 | 5 - Needs Inspected in 5 CY |  |  | chad.hostetler | 2014-12-20 08:43 | chad.hostetler | 2014-12-20 08:43 | No | No | No | No | No | Standing | None | None | None | No | No | No |  |  | 2023-03-02 05:18 |  | csonner1 | 2023-03-02 05:17 | csonner1 | 2023-03-02 05:17 | No Photo Available | No Photo Available | http://data.mapchannels.com/dualmaps6/map.htm?lat=39.285939&lng=-84.424882
08 | HAMILTON | HAM | IR | 00275 |  | 27.011 |  | SHAMIR00275**N | HAM-275-27.011 | 39.2857 | -84.4239 | 2025-12-31 | Active |  |  |  | State | HL0007513 | 2020-05-12 04:24 |  | State | OA12 | Low Mast | [7 empty] | 1 | [6 empty] | Yes | No | No |  | HPS | 1 | 400 | [25 empty] | 2025-11-06 01:29 | 7 - Needs Inspected in 7 CY | 0 |  | mhurlow1 | 2018-05-23 17:52 | cburden | 2020-05-12 04:27 | No | No | No | No | No | Standing | None | None | None | No | No | No |  | No | 2025-11-06 01:29 |  | mneeley | 2025-11-06 01:29 | mneeley | 2025-11-06 01:29 | No Photo Available | No Photo Available | http://data.mapchannels.com/dualmaps6/map.htm?lat=39.285654&lng=-84.423865
08 | HAMILTON | HAM | IR | 00275 |  | 27.041 |  | SHAMIR00275**N | HAM-275-27.041 | 39.2855 | -84.4233 | 2025-12-31 | Active |  |  |  | State | HL0011079 | 2020-05-12 04:28 |  | State | OA11 | Low Mast | [7 empty] | 1 | [6 empty] | Yes | No | No |  | HPS | 1 | 400 | [25 empty] | 2025-11-06 01:29 | 7 - Needs Inspected in 7 CY | 0 |  | mhurlow1 | 2018-05-23 17:52 | cburden | 2020-05-12 04:35 | No | No | No | No | No | Standing | None | None | None | No | No | No |  | No | 2025-11-06 01:29 |  | mneeley | 2025-11-06 01:29 | mneeley | 2025-11-06 01:29 | No Photo Available | No Photo Available | http://data.mapchannels.com/dualmaps6/map.htm?lat=39.285520&lng=-84.423333
08 | HAMILTON | HAM | IR | 00275 |  | 27.07 |  | SHAMIR00275**N | HAM-275-27.070 | 39.2854 | -84.4228 | 2025-12-31 | Active |  |  |  | State | HL0014544 | 2020-05-12 04:35 |  | State | OA10 | Low Mast | [7 empty] | 1 | [6 empty] | Yes | No | No |  | HPS | 1 | 400 | [25 empty] | 2025-11-06 01:29 | 7 - Needs Inspected in 7 CY | 0 |  | mhurlow1 | 2018-05-23 17:52 | cburden | 2020-05-12 04:38 | No | No | No | No | No | Standing | None | None | None | No | No | No |  | No | 2025-11-06 01:29 |  | mneeley | 2025-11-06 01:29 | mneeley | 2025-11-06 01:29 | No Photo Available | No Photo Available | http://data.mapchannels.com/dualmaps6/map.htm?lat=39.285387&lng=-84.422815
08 | HAMILTON | HAM | IR | 00275 |  | 27.1 |  | SHAMIR00275**N | HAM-275-27.100 | 39.2853 | -84.4223 | 2025-12-31 | Active |  |  |  | State | HL0016031 | 2020-05-12 04:36 |  | State | OA9 | Low Mast | [7 empty] | 1 | [6 empty] | Yes | No | No |  | HPS | 1 | 400 | [25 empty] | 2025-11-06 01:29 | 7 - Needs Inspected in 7 CY | 0 |  | mhurlow1 | 2018-05-23 17:52 | cburden | 2020-05-12 04:39 | No | No | No | No | No | Standing | None | None | None | No | No | No |  | No | 2025-11-06 01:29 |  | mneeley | 2025-11-06 01:30 | mneeley | 2025-11-06 01:30 | No Photo Available | No Photo Available | http://data.mapchannels.com/dualmaps6/map.htm?lat=39.285270&lng=-84.422280
08 | HAMILTON | HAM | IR | 00275 |  | 27.13 |  | SHAMIR00275**N | HAM-275-27.130 | 39.2852 | -84.4217 | 2025-12-31 | Active |  |  |  | State | HL0009031 | 2020-05-12 04:39 |  | State | OA8 | Low Mast | [7 empty] | 1 | [6 empty] | Yes | No | No |  | HPS | 1 | 400 | [25 empty] | 2025-11-06 01:30 | 7 - Needs Inspected in 7 CY | 0 |  | mhurlow1 | 2018-05-23 17:52 | cburden | 2020-05-12 04:40 | No | No | No | No | No | Standing | None | None | None | No | No | No |  | No | 2025-11-06 01:30 |  | mneeley | 2025-11-06 01:30 | mneeley | 2025-11-06 01:30 | No Photo Available | No Photo Available | http://data.mapchannels.com/dualmaps6/map.htm?lat=39.285151&lng=-84.421722
08 | HAMILTON | HAM | IR | 00275 |  | 27.159 |  | SHAMIR00275**N | HAM-275-27.159 | 39.2851 | -84.4212 | 2025-12-31 | Active |  |  |  | State | HL0009438 | 2020-05-12 04:42 |  | State | OA7 | Low Mast | [7 empty] | 1 | [6 empty] | Yes | No | No |  | HPS | 1 | 400 | [25 empty] | 2025-11-06 01:30 | 7 - Needs Inspected in 7 CY | 0 |  | mhurlow1 | 2018-05-23 17:53 | cburden | 2020-05-12 04:43 | No | No | No | No | No | Standing | None | None | None | No | No | No |  | No | 2025-11-06 01:30 |  | mneeley | 2025-11-06 01:30 | mneeley | 2025-11-06 01:30 | No Photo Available | No Photo Available | http://data.mapchannels.com/dualmaps6/map.htm?lat=39.285054&lng=-84.421198
08 | HAMILTON | HAM | IR | 00275 |  | 27.19 |  | SHAMIR00275**N | HAM-275-27.190 | 39.285 | -84.4206 | 2025-12-31 | Active |  |  |  | State | HL0007939 | 2020-05-12 04:47 |  | State | OA6 | Low Mast | [7 empty] | 1 | [6 empty] | Yes | No | No |  | HPS | 1 | 400 | [25 empty] | 2025-11-06 01:30 | 7 - Needs Inspected in 7 CY | 0 |  | mhurlow1 | 2018-05-23 17:53 | cburden | 2020-05-12 04:48 | No | No | No | No | No | Standing | None | None | None | No | No | No |  | No | 2025-11-06 01:30 |  | mneeley | 2025-11-06 01:30 | mneeley | 2025-11-06 01:30 | No Photo Available | No Photo Available | http://data.mapchannels.com/dualmaps6/map.htm?lat=39.284968&lng=-84.420631
08 | HAMILTON | HAM | IR | 00275 |  | 27.221 |  | SHAMIR00275**N | HAM-275-27.221 | 39.2849 | -84.4201 | 2025-12-31 | Active |  |  |  | State | HL0008619 | 2020-05-12 04:49 |  | State | OA5 | Low Mast | [7 empty] | 1 | [6 empty] | Yes | No | No |  | HPS | 1 | 400 | [25 empty] | 2025-11-06 01:30 | 7 - Needs Inspected in 7 CY | 0 |  | mhurlow1 | 2018-05-23 17:53 | cburden | 2020-05-12 04:50 | No | No | No | No | No | Standing | None | None | None | No | No | No |  | No | 2025-11-06 01:30 |  | mneeley | 2025-11-06 01:30 | mneeley | 2025-11-06 01:30 | No Photo Available | No Photo Available | http://data.mapchannels.com/dualmaps6/map.htm?lat=39.284887&lng=-84.420062
08 | HAMILTON | HAM | IR | 00275 |  | 27.237 |  | SHAMIR00275**C | HAM-275-27.237 | 39.2845 | -84.4155 | 2025-12-31 | Active |  |  |  | State | HL0005851 | 2020-05-15 03:44 |  | State | OB4 | Conventional | [7 empty] | 1 | [6 empty] | No | No | No |  | HPS | 1 | [26 empty] | 2025-11-18 03:38 | NULL | 0 |  | mhurlow1 | 2018-05-23 17:54 | cburden | 2020-05-15 03:47 | No | No | No | No | No | Standing | None | None | None | No | No | No |  | No | 2025-11-18 03:38 |  | mneeley | 2025-11-18 03:38 | mneeley | 2025-11-18 03:38 | No Photo Available | No Photo Available | http://data.mapchannels.com/dualmaps6/map.htm?lat=39.284522&lng=-84.415484
08 | HAMILTON | HAM | IR | 00275 |  | 27.251 |  | SHAMIR00275**N | HAM-275-27.251 | 39.2848 | -84.4195 | 2025-12-31 | Active |  |  |  | State | HL0004283 | 2020-05-12 04:50 |  | State | OA4 | Low Mast | [7 empty] | 1 | [6 empty] | Yes | No | No |  | HPS | 1 | 400 | [25 empty] | 2025-11-06 01:31 | 7 - Needs Inspected in 7 CY | 0 |  | mhurlow1 | 2018-05-23 17:53 | cburden | 2020-05-12 04:51 | No | No | No | No | No | Standing | None | None | None | No | No | No |  | No | 2025-11-06 01:31 |  | mneeley | 2025-11-06 01:31 | mneeley | 2025-11-06 01:31 | No Photo Available | No Photo Available | http://data.mapchannels.com/dualmaps6/map.htm?lat=39.284827&lng=-84.419507
08 | HAMILTON | HAM | IR | 00275 |  | 27.267 |  | SHAMIR00275**C | HAM-275-27.267 | 39.2846 | -84.4149 | 2025-12-31 | Active |  |  |  | State | HL0008476 | 2020-05-15 03:48 |  | State | OB6 | Conventional | [7 empty] | 1 | [6 empty] | No | No | No |  | HPS | 1 | [26 empty] | 2025-11-18 03:38 | NULL | 0 |  | mhurlow1 | 2018-05-23 17:54 | cburden | 2020-05-15 03:51 | No | No | No | No | No | Standing | None | None | None | No | No | No |  | No | 2025-11-18 03:38 |  | mneeley | 2025-11-18 03:38 | mneeley | 2025-11-18 03:38 | No Photo Available | No Photo Available | http://data.mapchannels.com/dualmaps6/map.htm?lat=39.284553&lng=-84.414928
08 | HAMILTON | HAM | IR | 00275 |  | 27.281 |  | SHAMIR00275**N | HAM-275-27.281 | 39.2848 | -84.4189 | 2025-12-31 | Active |  |  |  | State | HL0002992 | 2020-05-12 04:51 |  | State | OA3 | Low Mast | [7 empty] | 1 | [6 empty] | Yes | No | No |  | HPS | 1 | 400 | [25 empty] | 2025-11-06 01:31 | 7 - Needs Inspected in 7 CY | 0 |  | mhurlow1 | 2018-05-23 17:53 | cburden | 2020-05-12 04:52 | No | No | No | No | No | Standing | None | None | None | No | No | No |  | No | 2025-11-06 01:31 |  | mneeley | 2025-11-06 01:31 | mneeley | 2025-11-06 01:31 | No Photo Available | No Photo Available | http://data.mapchannels.com/dualmaps6/map.htm?lat=39.284783&lng=-84.418949
08 | HAMILTON | HAM | IR | 00275 |  | 27.312 |  | SHAMIR00275**N | HAM-275-27.312 | 39.2847 | -84.4184 | 2025-12-31 | Active |  |  |  | State | HL0011032 | 2020-05-12 04:53 |  | State | OA2 | Low Mast | [7 empty] | 1 | [6 empty] | Yes | No | No |  | HPS | 1 | 400 | [25 empty] | 2025-11-06 01:31 | 7 - Needs Inspected in 7 CY | 0 |  | mhurlow1 | 2018-05-23 17:53 | cburden | 2020-05-12 04:56 | No | No | No | No | No | Standing | None | None | None | No | No | No |  | No | 2025-11-06 01:31 |  | mneeley | 2025-11-06 01:31 | mneeley | 2025-11-06 01:31 | No Photo Available | No Photo Available | http://data.mapchannels.com/dualmaps6/map.htm?lat=39.284742&lng=-84.418378
08 | HAMILTON | HAM | IR | 00275 |  | 27.341 |  | SHAMIR00275**N | HAM-275-27.341 | 39.2847 | -84.4178 | 2025-12-31 | Active |  |  |  | State | HL0010311 |  |  | State | OA1 | Low Mast | [14 empty] | No | No | No |  | HPS | [27 empty] | 2025-11-06 01:31 | NULL |  |  | mhurlow1 | 2018-05-23 17:53 | mneeley | 2024-07-25 08:10 | No | No | No | No | No | Standing | None | None | None | No | No | No |  | No | 2025-11-06 01:31 |  | mneeley | 2025-11-06 01:31 | mneeley | 2025-11-06 01:31 | No Photo Available | No Photo Available | http://data.mapchannels.com/dualmaps6/map.htm?lat=39.284712&lng=-84.417817
08 | HAMILTON | HAM | IR | 00275 |  | 27.357 |  | SHAMIR00275**C | HAM-275-27.357 | 39.2847 | -84.4132 | 2025-12-31 | Active |  |  |  | State | HL0021735 |  |  | State |  | Conventional | [14 empty] | No | No | No |  | HPS | [27 empty] | 2025-11-18 03:38 | NULL |  |  | mhurlow1 | 2018-05-23 17:55 | Dsnyder5 | 2018-07-25 13:43 | No | No | No | No | No | Standing | None | None | None | No | No | No |  | No | 2025-11-18 03:38 |  | mneeley | 2025-11-18 03:38 | mneeley | 2025-11-18 03:38 | No Photo Available | No Photo Available | http://data.mapchannels.com/dualmaps6/map.htm?lat=39.284725&lng=-84.413249
08 | HAMILTON | HAM | IR | 00275 |  | 27.372 |  | SHAMIR00275**N | HAM-275-27.372 | 39.2847 | -84.4173 | 2025-12-31 | Active |  |  |  | State | HL0006878 | 2020-05-12 04:59 |  | State | OB1 | Low Mast | [7 empty] | 1 | [6 empty] | Yes | No | No |  | HPS | 1 | 400 | [25 empty] | 2025-11-06 01:31 | 7 - Needs Inspected in 7 CY | 0 |  | mhurlow1 | 2018-05-23 17:53 | cburden | 2020-05-12 05:02 | No | No | No | No | No | Standing | None | None | None | No | No | No |  | No | 2025-11-06 01:31 |  | mneeley | 2025-11-06 01:32 | mneeley | 2025-11-06 01:32 | No Photo Available | No Photo Available | http://data.mapchannels.com/dualmaps6/map.htm?lat=39.284696&lng=-84.417254
08 | HAMILTON | HAM | IR | 00275 |  | 27.387 |  | SHAMIR00275**C | HAM-275-27.387 | 39.2848 | -84.4127 | 2025-12-31 | Active |  |  |  | State | HL0004281 | 2020-05-15 03:51 |  | State | OB12 | Conventional | [7 empty] | 1 | [6 empty] | No | No | No |  | HPS | 1 | [26 empty] | 2025-11-18 03:39 | NULL | 0 |  | mhurlow1 | 2018-05-23 17:55 | cburden | 2020-05-15 03:56 | No | No | No | No | No | Standing | None | None | None | No | No | No |  | No | 2025-11-18 03:39 |  | mneeley | 2025-11-18 03:39 | mneeley | 2025-11-18 03:39 | No Photo Available | No Photo Available | http://data.mapchannels.com/dualmaps6/map.htm?lat=39.284798&lng=-84.412686
08 | HAMILTON | HAM | IR | 00275 |  | 27.402 |  | SHAMIR00275**N | HAM-275-27.402 | 39.2847 | -84.4167 | 2025-12-31 | Active |  |  |  | State | HL0001090 | 2020-05-12 05:02 |  | State | OB2 | Low Mast | [7 empty] | 1 | [6 empty] | Yes | No | No |  | HPS | 1 | 400 | 0 | [24 empty] | 2025-11-06 01:32 | 7 - Needs Inspected in 7 CY | 0 |  | mhurlow1 | 2018-05-23 17:53 | cburden | 2020-05-12 05:03 | No | No | No | No | No | Standing | None | None | None | No | No | No |  | No | 2025-11-06 01:32 |  | mneeley | 2025-11-06 01:32 | mneeley | 2025-11-06 01:32 | No Photo Available | No Photo Available | http://data.mapchannels.com/dualmaps6/map.htm?lat=39.284696&lng=-84.416682
08 | HAMILTON | HAM | IR | 00275 |  | 27.432 |  | SHAMIR00275**N | HAM-275-27.432 | 39.2847 | -84.4161 | 2025-12-31 | Active |  |  |  | State | HL0017190 | 2020-05-12 05:03 |  | State | OB3 | Low Mast | [7 empty] | 1 | [6 empty] | Yes | No | No |  | HPS | 1 | 400 | [25 empty] | 2025-11-06 01:32 | 7 - Needs Inspected in 7 CY | 0 |  | mhurlow1 | 2018-05-23 17:53 | cburden | 2020-05-12 05:04 | No | No | No | No | No | Standing | None | None | None | No | No | No |  | No | 2025-11-06 01:32 |  | mneeley | 2025-11-06 01:32 | mneeley | 2025-11-06 01:32 | No Photo Available | No Photo Available | http://data.mapchannels.com/dualmaps6/map.htm?lat=39.284702&lng=-84.416114
08 | HAMILTON | HAM | IR | 00275 |  | 27.47 |  | SHAMIR00275**N | HAM-275-27.470 | 39.2849 | -84.4154 | 2025-12-31 | Active |  |  |  | State | HL0012243 | 2020-05-15 01:32 |  | State | OB-5 | Conventional | [7 empty] | 1 | [6 empty] | No | No | No |  | LED | 1 |  | 129 | [24 empty] | 2025-11-18 03:44 | NULL |  |  | mhurlow1 | 2018-05-23 17:54 | ascott3 | 2025-03-11 04:08 | No | No | No | No | No | Standing | None | None | None | No | No | No |  | No | 2025-11-18 03:44 |  | mneeley | 2025-11-18 03:44 | mneeley | 2025-11-18 03:44 | No Photo Available | No Photo Available | http://data.mapchannels.com/dualmaps6/map.htm?lat=39.284933&lng=-84.415427
08 | HAMILTON | HAM | IR | 00275 |  | 27.501 |  | SHAMIR00275**N | HAM-275-27.501 | 39.285 | -84.4149 | 2025-12-31 | Active |  |  |  | State | HL0011222 | 2020-05-15 01:32 |  | State | OB-7 | Conventional | [7 empty] | 1 | [6 empty] | No | No | No |  | HPS | 1 | 200 | [25 empty] | 2025-11-18 03:43 | NULL | 0 |  | mhurlow1 | 2018-05-23 17:54 | cburden | 2020-05-15 01:32 | No | No | No | No | No | Standing | None | None | None | No | No | No |  | No | 2025-11-18 03:43 |  | mneeley | 2025-11-18 03:43 | mneeley | 2025-11-18 03:43 | No Photo Available | No Photo Available | http://data.mapchannels.com/dualmaps6/map.htm?lat=39.284968&lng=-84.414860
08 | HAMILTON | HAM | IR | 00275 |  | 27.522 |  | SHAMIR00275**N | HAM-275-27.522 | 39.2848 | -84.4144 | 2025-12-31 | Active |  |  |  | State | HL0021884 | 2020-05-12 05:05 |  | State | OB8 | Low Mast | [7 empty] | 1 | [6 empty] | Yes | No | No |  | HPS | 1 | 400 | [25 empty] | 2025-11-06 01:32 | 7 - Needs Inspected in 7 CY | 0 |  | mhurlow1 | 2018-05-23 17:54 | cburden | 2020-05-12 05:08 | No | No | No | No | No | Standing | None | None | None | No | No | No |  | No | 2025-11-06 01:32 |  | mneeley | 2025-11-06 01:32 | mneeley | 2025-11-06 01:32 | No Photo Available | No Photo Available | http://data.mapchannels.com/dualmaps6/map.htm?lat=39.284802&lng=-84.414435
08 | HAMILTON | HAM | IR | 00275 |  | 27.54 |  | SHAMIR00275**C | HAM-275-27.540 | 39.2854 | -84.4099 | 2025-12-31 | Active |  |  |  | State | HL0006263 | 2020-05-15 04:00 |  | State | OB20 | Conventional | [7 empty] | 1 | [6 empty] | No | No | No |  | HPS | 1 | [26 empty] | 2025-11-18 03:39 | NULL | 0 |  | mhurlow1 | 2018-05-23 17:56 | cburden | 2020-05-15 04:03 | No | No | No | No | No | Standing | None | None | None | No | No | No |  | No | 2025-11-18 03:39 |  | mneeley | 2025-11-18 03:39 | mneeley | 2025-11-18 03:39 | No Photo Available | No Photo Available | http://data.mapchannels.com/dualmaps6/map.htm?lat=39.285394&lng=-84.409926
08 | HAMILTON | HAM | IR | 00275 |  | 27.553 |  | SHAMIR00275**N | HAM-275-27.553 | 39.2849 | -84.4139 | 2025-12-31 | Active |  |  |  | State | HL0012960 | 2020-05-12 05:09 |  | State | OB9 | Low Mast | [7 empty] | 1 | [6 empty] | Yes | No | No |  | HPS | 1 | 400 | [25 empty] | 2025-11-06 01:32 | 7 - Needs Inspected in 7 CY | 0 |  | mhurlow1 | 2018-05-23 17:54 | cburden | 2020-05-12 05:09 | No | No | No | No | No | Standing | None | None | None | No | No | No |  | No | 2025-11-06 01:32 |  | mneeley | 2025-11-06 01:32 | mneeley | 2025-11-06 01:32 | No Photo Available | No Photo Available | http://data.mapchannels.com/dualmaps6/map.htm?lat=39.284862&lng=-84.413866
08 | HAMILTON | HAM | IR | 00275 |  | 27.571 |  | SHAMIR00275**C | HAM-275-27.571 | 39.2855 | -84.4094 | 2025-12-31 | Active |  |  |  | State | HL0024598 | 2020-05-15 04:04 |  | State | OB22 | Conventional | [7 empty] | 1 | [6 empty] | No | No | No |  | HPS | 1 | [26 empty] | 2025-11-18 03:39 | NULL | 0 |  | mhurlow1 | 2018-05-23 17:56 | cburden | 2020-05-15 04:09 | No | No | No | No | No | Standing | None | None | None | No | No | No |  | No | 2025-11-18 03:39 |  | mneeley | 2025-11-18 03:39 | mneeley | 2025-11-18 03:39 | No Photo Available | No Photo Available | http://data.mapchannels.com/dualmaps6/map.htm?lat=39.285531&lng=-84.409381
08 | HAMILTON | HAM | IR | 00275 |  | 27.584 |  | SHAMIR00275**N | HAM-275-27.584 | 39.2851 | -84.4133 | 2025-12-31 | Active |  |  |  | State | HL0017703 | 2020-05-15 01:29 |  | State | OB-11 | Conventional | [7 empty] | 1 | [6 empty] | No | No | No |  | HPS | 1 | 200 | [25 empty] | 2025-11-18 03:43 | NULL | 0 |  | mhurlow1 | 2018-05-23 17:55 | cburden | 2020-05-15 01:31 | No | No | No | No | No | Standing | None | None | None | No | No | No |  | No | 2025-11-18 03:43 |  | mneeley | 2025-11-18 03:43 | mneeley | 2025-11-18 03:43 | No Photo Available | No Photo Available | http://data.mapchannels.com/dualmaps6/map.htm?lat=39.285130&lng=-84.413338
08 | HAMILTON | HAM | IR | 00275 |  | 27.614 |  | SHAMIR00275**N | HAM-275-27.614 | 39.2852 | -84.4128 | 2025-12-31 | Active |  |  |  | State | HL0012188 | 2020-05-15 01:28 |  | State | OB-13 | Conventional | [7 empty] | 1 | [6 empty] | No | No | No |  | HPS | 1 | 200 | [25 empty] | 2025-11-18 03:40 | NULL | 0 |  | mhurlow1 | 2018-05-23 17:55 | cburden | 2020-05-15 01:29 | No | No | No | No | No | Standing | None | None | None | No | No | No |  | No | 2025-11-18 03:40 |  | mneeley | 2025-11-18 03:41 | mneeley | 2025-11-18 03:41 | No Photo Available | No Photo Available | http://data.mapchannels.com/dualmaps6/map.htm?lat=39.285215&lng=-84.412785
08 | HAMILTON | HAM | IR | 00275 |  | 27.642 |  | SHAMIR00275**N | HAM-275-27.642 | 39.2851 | -84.4122 | 2025-12-31 | Active |  |  |  | State | HL0008751 | 2020-05-12 05:09 |  | State | OB14 | Low Mast | [7 empty] | 1 | [6 empty] | Yes | No | No |  | HPS | 1 | 400 | [25 empty] | 2025-11-06 01:33 | 7 - Needs Inspected in 7 CY | 0 |  | mhurlow1 | 2018-05-23 17:55 | cburden | 2020-05-12 05:14 | No | No | No | No | No | Standing | None | None | None | No | No | No |  | No | 2025-11-06 01:33 |  | mneeley | 2025-11-06 01:33 | mneeley | 2025-11-06 01:33 | No Photo Available | No Photo Available | http://data.mapchannels.com/dualmaps6/map.htm?lat=39.285111&lng=-84.412214
08 | HAMILTON | HAM | IR | 00275 |  | 27.671 |  | SHAMIR00275**N | HAM-275-27.671 | 39.2852 | -84.4117 | 2025-12-31 | Active |  |  |  | State | HL0007143 | 2020-05-12 05:10 |  | State | OB15 | Low Mast | [7 empty] | 1 | [6 empty] | Yes | No | No |  | HPS | 1 | 400 | [25 empty] | 2025-11-06 01:33 | 7 - Needs Inspected in 7 CY | 0 |  | mhurlow1 | 2018-05-23 17:55 | cburden | 2020-05-12 05:13 | No | No | No | No | No | Standing | None | None | None | No | No | No |  | No | 2025-11-06 01:33 |  | mneeley | 2025-11-06 01:33 | mneeley | 2025-11-06 01:33 | No Photo Available | No Photo Available | http://data.mapchannels.com/dualmaps6/map.htm?lat=39.285233&lng=-84.411702
08 | HAMILTON | HAM | IR | 00275 |  | 27.704 |  | SHAMIR00275**N | HAM-275-27.704 | 39.2853 | -84.4111 | 2025-12-31 | Active |  |  |  | State | HL0026929 | 2020-05-12 05:14 |  | State | OB16 | Low Mast | [7 empty] | 1 | [6 empty] | Yes | No | No |  | HPS | 1 | 400 | [25 empty] | 2025-11-06 01:33 | 7 - Needs Inspected in 7 CY | 0 |  | mhurlow1 | 2018-05-23 17:55 | cburden | 2020-05-12 05:17 | No | No | No | No | No | Standing | None | None | None | No | No | No |  | No | 2025-11-06 01:33 |  | mneeley | 2025-11-06 01:33 | mneeley | 2025-11-06 01:33 | No Photo Available | No Photo Available | http://data.mapchannels.com/dualmaps6/map.htm?lat=39.285333&lng=-84.411101
08 | HAMILTON | HAM | IR | 00275 |  | 27.741 |  | SHAMIR00275**N | HAM-275-27.741 | 39.2857 | -84.4105 | 2025-12-31 | Active |  |  |  | State | HL0021973 | 2020-05-15 01:22 |  | State | OB-17 | Conventional | [7 empty] | 1 | [6 empty] | No | No | No |  | HPS | 1 | [26 empty] | 2025-11-18 03:40 | NULL | 0 |  | mhurlow1 | 2018-05-23 17:55 | cburden | 2020-05-15 01:28 | No | No | No | No | No | Standing | None | None | None | No | No | No |  | No | 2025-11-18 03:40 |  | mneeley | 2025-11-18 03:40 | mneeley | 2025-11-18 03:40 | No Photo Available | No Photo Available | http://data.mapchannels.com/dualmaps6/map.htm?lat=39.285680&lng=-84.410503
08 | HAMILTON | HAM | IR | 00275 |  | 27.772 |  | SHAMIR00275**N | HAM-275-27.772 | 39.2858 | -84.4099 | 2025-12-31 | Active |  |  |  | State | HL0021405 | 2020-05-15 01:22 |  | State | OB-19 | Conventional | [7 empty] | 1 | [6 empty] | No | No | No |  | HPS | 1 | [26 empty] | 2025-11-18 03:40 | NULL | 0 |  | mhurlow1 | 2018-05-23 17:56 | cburden | 2020-05-15 01:25 | No | No | No | No | No | Standing | None | None | None | No | No | No |  | No | 2025-11-18 03:40 |  | mneeley | 2025-11-18 03:40 | mneeley | 2025-11-18 03:40 | No Photo Available | No Photo Available | http://data.mapchannels.com/dualmaps6/map.htm?lat=39.285809&lng=-84.409947
08 | HAMILTON | HAM | IR | 00275 |  | 27.802 |  | SHAMIR00275**N | HAM-275-27.802 | 39.2859 | -84.4094 | 2025-12-31 | Active |  |  |  | State | HL0006818 | 2020-05-15 01:21 |  | State | OB-21 | Conventional | [7 empty] | 1 | [6 empty] | No | No | No |  | HPS | 2 | [26 empty] | 2025-11-18 03:40 | NULL | 0 |  | mhurlow1 | 2018-05-23 17:56 | cburden | 2020-05-15 01:24 | No | No | No | No | No | Standing | None | None | None | No | No | No |  | No | 2025-11-18 03:40 |  | mneeley | 2025-11-18 03:40 | mneeley | 2025-11-18 03:40 | No Photo Available | No Photo Available | http://data.mapchannels.com/dualmaps6/map.htm?lat=39.285946&lng=-84.409422
08 | HAMILTON | HAM | IR | 00275 |  | 27.827 |  | SHAMIR00275**N | HAM-275-27.827 | 39.2859 | -84.4089 | 2025-12-31 | Active |  |  |  | State | HL0014403 | 2020-05-12 05:18 |  | State | OB23 | Low Mast | [7 empty] | 1 | [6 empty] | Yes | No | No |  | HPS | 1 | 400 | [25 empty] | 2025-11-06 01:33 | 7 - Needs Inspected in 7 CY | 0 |  | mhurlow1 | 2018-05-23 17:56 | cburden | 2020-05-12 05:18 | No | No | No | No | No | Standing | None | None | None | No | No | No |  | No | 2025-11-06 01:33 |  | mneeley | 2025-11-06 01:33 | mneeley | 2025-11-06 01:33 | No Photo Available | No Photo Available | http://data.mapchannels.com/dualmaps6/map.htm?lat=39.285854&lng=-84.408907
08 | HAMILTON | HAM | IR | 00275 |  | 27.857 |  | SHAMIR00275**N | HAM-275-27.857 | 39.286 | -84.4084 | 2025-12-31 | Active |  |  |  | State | HL0004144 | 2020-05-12 05:19 |  | State | OB24 | Low Mast | [7 empty] | 1 | [6 empty] | Yes | No | No |  | HPS | 1 | 400 | [25 empty] | 2025-11-06 01:33 | 7 - Needs Inspected in 7 CY | 0 |  | mhurlow1 | 2018-05-23 17:56 | cburden | 2020-05-12 05:23 | No | No | No | No | No | Standing | None | None | None | No | No | No |  | No | 2025-11-06 01:33 |  | mneeley | 2025-11-06 01:34 | mneeley | 2025-11-06 01:34 | No Photo Available | No Photo Available | http://data.mapchannels.com/dualmaps6/map.htm?lat=39.285991&lng=-84.408370
08 | HAMILTON | HAM | IR | 00275 |  | 27.885 |  | SHAMIR00275**N | HAM-275-27.885 | 39.2861 | -84.4079 | 2025-12-31 | Active |  |  |  | State | HL0027081 | 2020-05-12 05:23 |  | State | OB25 | Low Mast | [7 empty] | 1 | [6 empty] | Yes | No | No |  | HPS | 1 | 400 | [25 empty] | 2025-11-06 01:34 | 7 - Needs Inspected in 7 CY | 0 |  | mhurlow1 | 2018-05-23 17:56 | cburden | 2020-05-12 05:24 | No | No | No | No | No | Standing | None | None | None | No | No | No |  | No | 2025-11-06 01:34 |  | mneeley | 2025-11-06 01:34 | mneeley | 2025-11-06 01:34 | No Photo Available | No Photo Available | http://data.mapchannels.com/dualmaps6/map.htm?lat=39.286114&lng=-84.407858
08 | HAMILTON | HAM | IR | 00275 |  | 27.916 |  | SHAMIR00275**N | HAM-275-27.916 | 39.2863 | -84.4073 | 2025-12-31 | Active |  |  |  | State | HL0006499 | 2020-05-12 05:24 |  | State | OB26 | Low Mast | [7 empty] | 1 | [6 empty] | Yes | No | No |  | HPS | 1 | 400 | [25 empty] | 2025-11-06 01:34 | 7 - Needs Inspected in 7 CY | 0 |  | mhurlow1 | 2018-05-23 17:57 | cburden | 2020-05-12 05:25 | No | No | No | No | No | Standing | None | None | None | No | No | No |  | No | 2025-11-06 01:34 |  | mneeley | 2025-11-06 01:34 | mneeley | 2025-11-06 01:34 | No Photo Available | No Photo Available | http://data.mapchannels.com/dualmaps6/map.htm?lat=39.286253&lng=-84.407313
08 | HAMILTON | HAM | IR | 00275 |  | 27.948 |  | SHAMIR00275**N | HAM-275-27.948 | 39.2864 | -84.4068 | 2025-12-31 | Active |  |  |  | State | HL0008477 | 2020-05-12 05:26 |  | State | OB27 | Low Mast | [7 empty] | 1 | [6 empty] | Yes | No | No |  | HPS | 1 | 400 | [25 empty] | 2025-11-06 01:34 | 7 - Needs Inspected in 7 CY | 0 |  | mhurlow1 | 2018-05-23 17:57 | cburden | 2020-05-12 05:29 | No | No | No | No | No | Standing | None | None | None | No | No | No |  | No | 2025-11-06 01:34 |  | mneeley | 2025-11-06 01:34 | mneeley | 2025-11-06 01:34 | No Photo Available | No Photo Available | http://data.mapchannels.com/dualmaps6/map.htm?lat=39.286382&lng=-84.406750
08 | HAMILTON | HAM | IR | 00275 |  | 27.977 |  | SHAMIR00275**N | HAM-275-27.977 | 39.2865 | -84.4062 | 2025-12-31 | Active |  |  |  | State | HL0023408 | 2020-05-12 05:29 |  | State | OB28 | Low Mast | [7 empty] | 1 | [6 empty] | Yes | No | No |  | HPS | 1 | 400 | [25 empty] | 2025-11-06 01:34 | 7 - Needs Inspected in 7 CY | 0 |  | mhurlow1 | 2018-05-23 17:57 | cburden | 2020-05-12 05:30 | No | No | No | No | No | Standing | None | None | None | No | No | No |  | No | 2025-11-06 01:34 |  | mneeley | 2025-11-06 01:34 | mneeley | 2025-11-06 01:34 | No Photo Available | No Photo Available | http://data.mapchannels.com/dualmaps6/map.htm?lat=39.286511&lng=-84.406235
08 | HAMILTON | HAM | IR | 00275 |  | 28.006 |  | SHAMIR00275**N | HAM-275-28.006 | 39.2867 | -84.4057 | 2025-12-31 | Active |  |  |  | State | HL0021739 | 2020-05-12 05:31 |  | State | OB29 | Low Mast | [7 empty] | 1 | [6 empty] | Yes | No | No |  | HPS | 1 | 400 | [25 empty] | 2025-11-06 01:35 | 7 - Needs Inspected in 7 CY | 0 |  | mhurlow1 | 2018-05-23 17:57 | cburden | 2020-05-12 05:36 | No | No | No | No | No | Standing | None | None | None | No | No | No |  | No | 2025-11-06 01:35 |  | mneeley | 2025-11-06 01:35 | mneeley | 2025-11-06 01:35 | No Photo Available | No Photo Available | http://data.mapchannels.com/dualmaps6/map.htm?lat=39.286650&lng=-84.405721
08 | HAMILTON | HAM | IR | 00275 |  | 28.038 |  | SHAMIR00275**N | HAM-275-28.038 | 39.2868 | -84.4051 | 2025-12-31 | Active |  |  |  | State | HL0010464 | 2020-05-12 05:36 |  | State | OA1 | Low Mast | [7 empty] | 1 | [6 empty] | Yes | No | No |  | HPS | 1 | 400 | [25 empty] | 2025-11-06 01:35 | 7 - Needs Inspected in 7 CY | 0 |  | mhurlow1 | 2018-05-23 17:57 | cburden | 2020-05-12 05:37 | No | No | No | No | No | Standing | None | None | None | No | No | No |  | No | 2025-11-06 01:35 |  | mneeley | 2025-11-06 01:35 | mneeley | 2025-11-06 01:35 | No Photo Available | No Photo Available | http://data.mapchannels.com/dualmaps6/map.htm?lat=39.286774&lng=-84.405149
08 | HAMILTON | HAM | IR | 00275 |  | 28.066 |  | SHAMIR00275**N | HAM-275-28.066 | 39.2869 | -84.4046 | 2025-12-31 | Active |  |  |  | State | HL0016344 | 2020-05-12 05:38 |  | State | OA2 | Low Mast | [7 empty] | 1 | [6 empty] | Yes | No | No |  | HPS | 1 | 400 | [25 empty] | 2025-11-06 01:35 | 7 - Needs Inspected in 7 CY | 0 |  | mhurlow1 | 2018-05-23 17:57 | cburden | 2020-05-12 05:42 | No | No | No | No | No | Standing | None | None | None | No | No | No |  | No | 2025-11-06 01:35 |  | mneeley | 2025-11-06 01:35 | mneeley | 2025-11-06 01:35 | No Photo Available | No Photo Available | http://data.mapchannels.com/dualmaps6/map.htm?lat=39.286903&lng=-84.404645
08 | HAMILTON | HAM | IR | 00275 |  | 28.096 |  | SHAMIR00275**N | HAM-275-28.096 | 39.287 | -84.4041 | 2025-12-31 | Active |  |  |  | State | HL0005682 | 2020-05-12 05:43 |  | State | OA3 | Low Mast | [7 empty] | 1 | [6 empty] | Yes | No | No |  | HPS | 1 | 400 | [25 empty] | 2025-11-06 01:35 | 7 - Needs Inspected in 7 CY | 0 |  | mhurlow1 | 2018-05-23 17:57 | cburden | 2020-05-12 05:43 | No | No | No | No | No | Standing | None | None | None | No | No | No |  | No | 2025-11-06 01:35 |  | mneeley | 2025-11-06 01:35 | mneeley | 2025-11-06 01:35 | No Photo Available | No Photo Available | http://data.mapchannels.com/dualmaps6/map.htm?lat=39.287029&lng=-84.404111
08 | HAMILTON | HAM | IR | 00275 |  | 28.127 |  | SHAMIR00275**N | HAM-275-28.127 | 39.2872 | -84.4036 | 2025-12-31 | Active |  |  |  | State | HL0017727 | 2020-05-12 05:44 |  | State | OA4 | Low Mast | [7 empty] | 1 | [6 empty] | Yes | No | No |  | HPS | 1 | 400 | [25 empty] | 2025-11-06 01:35 | 7 - Needs Inspected in 7 CY | 0 |  | mhurlow1 | 2018-05-23 17:57 | cburden | 2020-05-12 05:44 | No | No | No | No | No | Standing | None | None | None | No | No | No |  | No | 2025-11-06 01:35 |  | mneeley | 2025-11-06 01:35 | mneeley | 2025-11-06 01:35 | No Photo Available | No Photo Available | http://data.mapchannels.com/dualmaps6/map.htm?lat=39.287160&lng=-84.403569
08 | HAMILTON | HAM | IR | 00275 |  | 28.158 |  | SHAMIR00275**N | HAM-275-28.158 | 39.2873 | -84.403 | 2025-12-31 | Active |  |  |  | State | HL0012878 | 2020-05-12 05:49 |  | State | OA5 | Low Mast | [7 empty] | 1 | [6 empty] | Yes | No | No |  | HPS | 1 | 400 | [25 empty] | 2025-11-06 01:36 | 7 - Needs Inspected in 7 CY | 0 |  | mhurlow1 | 2018-05-23 17:57 | cburden | 2020-05-12 05:49 | No | No | No | No | No | Standing | None | None | None | No | No | No |  | No | 2025-11-06 01:36 |  | mneeley | 2025-11-06 01:36 | mneeley | 2025-11-06 01:36 | No Photo Available | No Photo Available | http://data.mapchannels.com/dualmaps6/map.htm?lat=39.287293&lng=-84.403017
08 | HAMILTON | HAM | IR | 00275 |  | 28.187 |  | SHAMIR00275**N | HAM-275-28.187 | 39.2874 | -84.4025 | 2025-12-31 | Active |  |  |  | State | HL0014697 | 2020-05-12 05:47 |  | State | OA6 | Low Mast | [7 empty] | 1 | [6 empty] | Yes | No | No |  | HPS | 1 | 400 | 0 | [24 empty] | 2025-11-06 01:36 | 7 - Needs Inspected in 7 CY | 0 |  | mhurlow1 | 2018-05-23 17:57 | cburden | 2020-05-12 05:52 | No | No | No | No | No | Standing | None | None | None | No | No | No |  | No | 2025-11-06 01:36 |  | mneeley | 2025-11-06 01:36 | mneeley | 2025-11-06 01:36 | No Photo Available | No Photo Available | http://data.mapchannels.com/dualmaps6/map.htm?lat=39.287424&lng=-84.402486
08 | HAMILTON | HAM | IR | 00275 |  | 28.218 |  | SHAMIR00275**N | HAM-275-28.218 | 39.2876 | -84.4019 | 2025-12-31 | Active |  |  |  | State | HL0017182 | 2020-05-12 05:53 |  | State | OA7 | Low Mast | [7 empty] | 1 | [6 empty] | Yes | No | No |  | HPS | 1 | 400 | [25 empty] | 2025-11-06 01:36 | 7 - Needs Inspected in 7 CY | 0 |  | mhurlow1 | 2018-05-23 17:58 | cburden | 2020-05-12 05:53 | No | No | No | No | No | Standing | None | None | None | No | No | No |  | No | 2025-11-06 01:36 |  | mneeley | 2025-11-06 01:36 | mneeley | 2025-11-06 01:36 | No Photo Available | No Photo Available | http://data.mapchannels.com/dualmaps6/map.htm?lat=39.287555&lng=-84.401936
08 | HAMILTON | HAM | IR | 00275 |  | 28.248 |  | SHAMIR00275**N | HAM-275-28.248 | 39.2877 | -84.4014 | 2025-12-31 | Active |  |  |  | State | HL0024615 | 2020-05-12 05:55 |  | State | OA8 | Low Mast | [7 empty] | 1 | [6 empty] | Yes | No | No |  | HPS | 1 | 400 | [25 empty] | 2025-11-06 01:36 | 7 - Needs Inspected in 7 CY | 0 |  | mhurlow1 | 2018-05-23 17:58 | cburden | 2020-05-12 05:56 | No | No | No | No | No | Standing | None | None | None | No | No | No |  | No | 2025-11-06 01:36 |  | mneeley | 2025-11-06 01:36 | mneeley | 2025-11-06 01:36 | No Photo Available | No Photo Available | http://data.mapchannels.com/dualmaps6/map.htm?lat=39.287688&lng=-84.401410
08 | HAMILTON | HAM | IR | 00275 |  | 28.278 |  | SHAMIR00275**N | HAM-275-28.278 | 39.2878 | -84.4009 | 2025-12-31 | Active |  |  |  | State | HL0020679 | 2020-05-12 05:57 |  | State | OA9 | Low Mast | [7 empty] | 1 | [6 empty] | Yes | No | No |  | HPS | 1 | 400 | [25 empty] | 2025-11-06 01:37 | 7 - Needs Inspected in 7 CY | 0 |  | mhurlow1 | 2018-05-23 17:58 | cburden | 2020-05-12 05:58 | No | No | No | No | No | Standing | None | None | None | No | No | No |  | No | 2025-11-06 01:37 |  | mneeley | 2025-11-06 01:37 | mneeley | 2025-11-06 01:37 | No Photo Available | No Photo Available | http://data.mapchannels.com/dualmaps6/map.htm?lat=39.287812&lng=-84.400868
08 | HAMILTON | HAM | IR | 00275 |  | 28.308 |  | SHAMIR00275**N | HAM-275-28.308 | 39.2879 | -84.4003 | 2025-12-31 | Active |  |  |  | State | HL0019508 | 2020-05-12 05:59 |  | State | QC1 | Low Mast | [7 empty] | 1 | [6 empty] | Yes | No | No |  | HPS | 1 | 400 | [25 empty] | 2025-11-06 01:37 | 7 - Needs Inspected in 7 CY | 0 |  | mhurlow1 | 2018-05-23 17:58 | cburden | 2020-05-12 05:59 | No | No | No | No | No | Standing | None | None | None | No | No | No |  | No | 2025-11-06 01:37 |  | mneeley | 2025-11-06 01:37 | mneeley | 2025-11-06 01:37 | No Photo Available | No Photo Available | http://data.mapchannels.com/dualmaps6/map.htm?lat=39.287945&lng=-84.400334
08 | HAMILTON | HAM | IR | 00275 |  | 28.348 |  | SHAMIR00275**N | HAM-275-28.348 | 39.2881 | -84.3996 | 2025-12-31 | Active |  |  |  | State | HL0031210 | 2020-06-17 12:31 |  | State | QC2 | Tower |  | 4 | [12 empty] | No | No | No | US 42 L6 | HPS | 4 | 400 | [25 empty] | 2023-03-02 06:17 | 5 - Needs Inspected in 5 CY | 0 |  | chad.hostetler | 2014-12-20 13:30 | cburden | 2020-06-17 12:31 | No | No | No | No | No | Standing | None | None | None | No | No | No |  |  | 2023-03-02 06:17 |  | csonner1 | 2023-03-02 06:16 | csonner1 | 2023-03-02 06:16 | No Photo Available | No Photo Available | http://data.mapchannels.com/dualmaps6/map.htm?lat=39.288102&lng=-84.399627
08 | HAMILTON | HAM | IR | 00275 |  | 28.371 |  | SHAMIR00275**C | HAM-275-28.371 | 39.2889 | -84.3951 | 2025-12-31 | Active |  |  |  | State | HL0031200 | 2020-06-17 16:51 |  | State | QC5 | Tower |  | 6 | [12 empty] | No | No | No | US 42,6L | HPS | 6 | 400 | [25 empty] | 2022-06-29 18:16 | 4 - Needs Inspected in 4 CY | 0 |  | robert.anderson | 2014-12-20 13:12 | cburden | 2020-06-17 16:51 | No | No | No | No | No | Standing | None | None | None | No | No | No |  |  | 2022-06-29 18:16 |  | csonner1 | 2022-06-29 18:16 | csonner1 | 2022-06-29 18:16 | No Photo Available | No Photo Available | http://data.mapchannels.com/dualmaps6/map.htm?lat=39.288914&lng=-84.395112
08 | HAMILTON | HAM | IR | 00275 |  | 28.737 |  | SHAMIR00275**C | HAM-275-28.737 | 39.2903 | -84.3886 | 2025-12-31 | Active |  |  |  | State | HL0039581 |  |  | State | LCC | Other | [14 empty] | No | No | No |  | HPS | 1 | [26 empty] | 2024-11-15 14:56 | NULL |  | 2024-11-15 14:56 | rdixon5 | 2024-11-15 14:56 | rdixon5 | 2024-11-15 14:58 | No | No | No | No | No | Standing | None | None | None | No | No | No | Lcc | No | 2024-11-15 14:56 | 2024-11-15 14:56 | rdixon5 | 2024-11-15 14:57 | rdixon5 | 2024-11-15 14:57 | No Photo Available | https://collectorweb.dot.state.oh.us/arcgis/rest/services/HIGHWAY_LIGHTING/HighwayLighting_Reference/FeatureServer/7/520731/attachments/ | http://data.mapchannels.com/dualmaps6/map.htm?lat=39.290340&lng=-84.388576
08 | HAMILTON | HAM | IR | 00275 |  | 28.746 |  | SHAMIR00275**N | HAM-275-28.746 | 39.2898 | -84.3925 | 2025-12-31 | Active |  |  |  | State | HL0031202 | 2020-06-17 13:07 |  | State | QB5 | Tower |  | 4 | [12 empty] | No | No | No | US 42 L6 | HPS | 6 | 400 | 0 | [24 empty] | 2023-03-03 01:53 | 5 - Needs Inspected in 5 CY | 0 |  | chad.hostetler | 2014-12-20 13:15 | cburden | 2020-06-17 13:07 | No | No | No | No | No | Standing | None | None | None | No | No | No |  |  | 2023-03-03 01:53 |  | csonner1 | 2023-03-03 01:53 | csonner1 | 2023-03-03 01:53 | No Photo Available | No Photo Available | http://data.mapchannels.com/dualmaps6/map.htm?lat=39.289841&lng=-84.392543
08 | HAMILTON | HAM | IR | 00275 |  | 28.808 |  | SHAMIR00275**N | HAM-275-28.808 | 39.2901 | -84.3915 | 2025-12-31 | Active |  |  |  | State | HL0031205 | 2020-06-17 13:42 |  | State | QB6 | Tower |  | 4 | [12 empty] | No | No | No | US 42 L6 | HPS | 6 | 400 | [25 empty] | 2023-03-03 01:54 | 5 - Needs Inspected in 5 CY | 0 |  | chad.hostetler | 2014-12-20 13:17 | cburden | 2020-06-17 13:42 | No | No | No | No | No | Standing | None | None | None | No | No | No |  |  | 2023-03-03 01:54 |  | csonner1 | 2023-03-03 01:53 | csonner1 | 2023-03-03 01:53 | No Photo Available | No Photo Available | http://data.mapchannels.com/dualmaps6/map.htm?lat=39.290116&lng=-84.391455
08 | HAMILTON | HAM | IR | 00275 |  | 28.849 |  | SHAMIR00275**C | HAM-275-28.849 | 39.2905 | -84.3865 | 2025-12-31 | Active |  |  |  | State | HL0019996 | 2020-05-15 04:12 |  | State | AB2 | Conventional | [7 empty] | 1 | [6 empty] | No | No | No |  | HPS | 1 | [26 empty] | 2025-11-19 03:55 | NULL | 0 |  | mhurlow1 | 2018-05-23 18:08 | cburden | 2020-05-15 04:18 | No | No | No | No | No | Standing | None | None | None | No | No | No |  | No | 2025-11-19 03:55 |  | mneeley | 2025-11-19 03:55 | mneeley | 2025-11-19 03:55 | No Photo Available | No Photo Available | http://data.mapchannels.com/dualmaps6/map.htm?lat=39.290525&lng=-84.386512
08 | HAMILTON | HAM | IR | 00275 |  | 28.872 |  | SHAMIR00275**N | HAM-275-28.872 | 39.2904 | -84.3903 | 2025-12-31 | Active |  |  |  | State | HL0013034 | 2020-05-01 13:28 |  | State | AA-1 | Low Mast | [14 empty] | No | No | No |  | HPS | 1 | 400 | [25 empty] | 2025-11-06 01:37 | NULL | 0 |  | mhurlow1 | 2018-05-23 18:03 | dturner | 2020-05-01 13:28 | No | No | No | No | No | Standing | None | None | None | No | No | No |  | No | 2025-11-06 01:37 |  | mneeley | 2025-11-06 01:37 | mneeley | 2025-11-06 01:37 | No Photo Available | No Photo Available | http://data.mapchannels.com/dualmaps6/map.htm?lat=39.290364&lng=-84.390296
08 | HAMILTON | HAM | IR | 00275 |  | 28.879 |  | SHAMIR00275**C | HAM-275-28.879 | 39.2905 | -84.386 | 2025-12-31 | Active |  |  |  | State | HL0012044 | 2020-05-15 04:18 |  | State | AB4 | Conventional | [7 empty] | 1 | [6 empty] | No | No | No |  | HPS | 1 | [26 empty] | 2025-11-19 03:54 | NULL | 0 |  | mhurlow1 | 2018-05-23 18:08 | cburden | 2020-05-15 04:22 | No | No | No | No | No | Standing | None | None | None | No | No | No |  | No | 2025-11-19 03:54 |  | mneeley | 2025-11-19 03:54 | mneeley | 2025-11-19 03:54 | No Photo Available | No Photo Available | http://data.mapchannels.com/dualmaps6/map.htm?lat=39.290545&lng=-84.385956
08 | HAMILTON | HAM | IR | 00275 |  | 28.903 |  | SHAMIR00275**N | HAM-275-28.903 | 39.2905 | -84.3897 | 2025-12-31 | Active |  |  |  | State | HL0005936 | 2020-05-01 13:44 |  | State | AA-2 | Low Mast | [14 empty] | No | No | No |  | HPS | 1 | 400 | [25 empty] | 2025-11-06 01:37 | NULL | 0 |  | mhurlow1 | 2018-05-23 18:03 | dturner | 2020-05-01 13:44 | No | No | No | No | No | Standing | None | None | None | No | No | No |  | No | 2025-11-06 01:37 |  | mneeley | 2025-11-06 01:37 | mneeley | 2025-11-06 01:37 | No Photo Available | No Photo Available | http://data.mapchannels.com/dualmaps6/map.htm?lat=39.290464&lng=-84.389744
08 | HAMILTON | HAM | IR | 00275 |  | 28.935 |  | SHAMIR00275**N | HAM-275-28.935 | 39.2905 | -84.3892 | 2025-12-31 | Active |  |  |  | State | HL0023295 | 2020-05-01 13:56 |  | State | AA-3 | Low Mast | [14 empty] | No | No | No |  | HPS | 1 | 400 | [25 empty] | 2025-11-06 01:37 | NULL | 0 |  | mhurlow1 | 2018-05-23 18:03 | dturner | 2020-05-01 13:56 | No | No | No | No | No | Standing | None | None | None | No | No | No |  | No | 2025-11-06 01:37 |  | mneeley | 2025-11-06 01:38 | mneeley | 2025-11-06 01:38 | No Photo Available | No Photo Available | http://data.mapchannels.com/dualmaps6/map.htm?lat=39.290539&lng=-84.389159
08 | HAMILTON | HAM | IR | 00275 |  | 28.966 |  | SHAMIR00275**N | HAM-275-28.966 | 39.2906 | -84.3886 | 2025-12-31 | Active |  |  |  | State | HL0013312 | 2020-05-01 14:06 |  | State | AA-4 | Low Mast | [14 empty] | No | No | No |  | HPS | 1 | 400 | [25 empty] | 2025-11-06 01:38 | NULL | 0 |  | mhurlow1 | 2018-05-23 18:03 | dturner | 2020-05-01 14:17 | No | No | No | No | No | Standing | None | None | None | No | No | No |  | No | 2025-11-06 01:38 |  | mneeley | 2025-11-06 01:38 | mneeley | 2025-11-06 01:38 | No Photo Available | No Photo Available | http://data.mapchannels.com/dualmaps6/map.htm?lat=39.290622&lng=-84.388596
08 | HAMILTON | HAM | IR | 00275 |  | 28.996 |  | SHAMIR00275**N | HAM-275-28.996 | 39.2907 | -84.388 | 2025-12-31 | Active |  |  |  | State | HL0024123 | 2020-05-01 14:18 |  | State | AA-5 | Low Mast | [14 empty] | No | No | No |  | HPS | 1 | 400 | [25 empty] | 2025-11-06 01:38 | NULL | 0 |  | mhurlow1 | 2018-05-23 18:03 | dturner | 2020-05-01 14:19 | No | No | No | No | No | Standing | None | None | None | No | No | No |  | No | 2025-11-06 01:38 |  | mneeley | 2025-11-06 01:38 | mneeley | 2025-11-06 01:38 | No Photo Available | No Photo Available | http://data.mapchannels.com/dualmaps6/map.htm?lat=39.290672&lng=-84.388027
08 | HAMILTON | HAM | IR | 00275 |  | 29.027 |  | SHAMIR00275**N | HAM-275-29.027 | 39.2907 | -84.3875 | 2025-12-31 | Active |  |  |  | State | HL0019531 | 2020-05-01 14:29 |  | State | AA-6 | Low Mast | [7 empty] | 1 | [6 empty] | No | No | No |  | HPS | 1 | 400 | [25 empty] | 2025-11-06 01:38 | NULL | 0 |  | mhurlow1 | 2018-05-23 18:03 | dturner | 2020-05-01 14:29 | No | No | No | No | No | Standing | None | None | None | No | No | No |  | No | 2025-11-06 01:38 |  | mneeley | 2025-11-06 01:38 | mneeley | 2025-11-06 01:38 | No Photo Available | No Photo Available | http://data.mapchannels.com/dualmaps6/map.htm?lat=39.290722&lng=-84.387469
08 | HAMILTON | HAM | IR | 00275 |  | 29.055 |  | SHAMIR00275**N | HAM-275-29.055 | 39.2908 | -84.387 | 2025-12-31 | Active |  |  |  | State | HL0015564 | 2020-05-01 14:39 |  | State | AB-1 | Low Mast | [14 empty] | No | No | No |  | HPS | 1 | 400 | [25 empty] | 2025-11-06 01:38 | NULL | 0 |  | mhurlow1 | 2018-05-23 18:03 | dturner | 2020-05-01 14:40 | No | No | No | No | No | Standing | None | None | None | No | No | No |  | No | 2025-11-06 01:38 |  | mneeley | 2025-11-06 01:38 | mneeley | 2025-11-06 01:38 | No Photo Available | No Photo Available | http://data.mapchannels.com/dualmaps6/map.htm?lat=39.290755&lng=-84.386954
08 | HAMILTON | HAM | IR | 00275 |  | 29.093 |  | SHAMIR00275**N | HAM-275-29.093 | 39.291 | -84.3862 | 2025-12-31 | Active |  |  |  | State | HL0003628 | 2020-05-15 01:17 |  | State | AB-3 | Conventional | [7 empty] | 1 | [6 empty] | No | No | No |  | HPS | 1 | 200 | [25 empty] | 2025-11-19 03:54 | NULL | 0 |  | mhurlow1 | 2018-05-23 18:08 | cburden | 2020-05-15 01:18 | No | No | No | No | No | Standing | None | None | None | No | No | No |  | No | 2025-11-19 03:54 |  | mneeley | 2025-11-19 03:54 | mneeley | 2025-11-19 03:54 | No Photo Available | No Photo Available | http://data.mapchannels.com/dualmaps6/map.htm?lat=39.290996&lng=-84.386249
08 | HAMILTON | HAM | IR | 00275 |  | 29.122 |  | SHAMIR00275**N | HAM-275-29.122 | 39.291 | -84.3857 | 2025-12-31 | Active |  |  |  | State | HL0009554 | 2020-05-15 01:13 |  | State | AB-5 | Conventional | [7 empty] | 1 | [6 empty] | No | No | No |  | HPS | 1 | 200 | [25 empty] | 2025-11-19 03:54 | NULL | 0 |  | mhurlow1 | 2018-05-23 18:08 | cburden | 2020-05-15 01:17 | No | No | No | No | No | Standing | None | None | None | No | No | No |  | No | 2025-11-19 03:54 |  | mneeley | 2025-11-19 03:54 | mneeley | 2025-11-19 03:54 | No Photo Available | No Photo Available | http://data.mapchannels.com/dualmaps6/map.htm?lat=39.291002&lng=-84.385707
08 | HAMILTON | HAM | IR | 00275 |  | 29.146 |  | SHAMIR00275**N | HAM-275-29.146 | 39.2908 | -84.3853 | 2025-12-31 | Active |  |  |  | State | HL0020749 | 2020-05-01 14:51 |  | State | AB-6 | Low Mast | [14 empty] | No | No | No |  | HPS | 1 | 400 | [25 empty] | 2025-11-06 01:39 | NULL | 0 |  | mhurlow1 | 2018-05-23 18:03 | dturner | 2020-05-01 14:52 | No | No | No | No | No | Standing | None | None | None | No | No | No |  | No | 2025-11-06 01:39 |  | mneeley | 2025-11-06 01:39 | mneeley | 2025-11-06 01:39 | No Photo Available | No Photo Available | http://data.mapchannels.com/dualmaps6/map.htm?lat=39.290784&lng=-84.385259
08 | HAMILTON | HAM | IR | 00275 |  | 29.179 |  | SHAMIR00275**N | HAM-275-29.179 | 39.2908 | -84.3846 | 2025-12-31 | Active |  |  |  | State | HL0024503 | 2020-05-01 15:03 |  | State | AB-7 | Low Mast | [14 empty] | No | No | No |  | HPS | 1 | 400 | [25 empty] | 2025-11-06 01:39 | NULL | 0 |  | mhurlow1 | 2018-05-23 18:03 | dturner | 2020-05-01 15:03 | No | No | No | No | No | Standing | None | None | None | No | No | No |  | No | 2025-11-06 01:39 |  | mneeley | 2025-11-06 01:39 | mneeley | 2025-11-06 01:39 | No Photo Available | No Photo Available | http://data.mapchannels.com/dualmaps6/map.htm?lat=39.290767&lng=-84.384637
08 | HAMILTON | HAM | IR | 00275 |  | 29.213 |  | SHAMIR00275**N | HAM-275-29.213 | 39.2907 | -84.384 | 2025-12-31 | Active |  |  |  | State | HL0017836 | 2020-05-01 15:15 |  | State | AB-8 | Low Mast | [14 empty] | No | No | No |  | HPS | 1 | 400 | [25 empty] | 2025-11-06 01:39 | NULL | 0 |  | mhurlow1 | 2018-05-23 18:04 | dturner | 2020-05-01 15:15 | No | No | No | No | No | Standing | None | None | None | No | No | No |  | No | 2025-11-06 01:39 |  | mneeley | 2025-11-06 01:39 | mneeley | 2025-11-06 01:39 | No Photo Available | No Photo Available | http://data.mapchannels.com/dualmaps6/map.htm?lat=39.290734&lng=-84.384020
08 | HAMILTON | HAM | IR | 00275 |  | 29.243 |  | SHAMIR00275**N | HAM-275-29.243 | 39.2907 | -84.3835 | 2025-12-31 | Active |  |  |  | State | HL0015600 | 2020-05-01 15:27 |  | State | AB-9 | Low Mast | [14 empty] | No | No | No |  | HPS | 1 | 400 | [25 empty] | 2026-03-12 16:12 | NULL | 0 | 2026-03-12 16:11 | mhurlow1 | 2018-05-23 18:04 | dturner | 2020-05-01 15:27 | No | No | No | No | No | Standing | None | None | None | No | No | No | TS=LED LUMINAIRE AND 2KTK bad dent in pole | No | 2026-03-12 16:12 | 2026-03-12 16:11 | csonner1 | 2026-03-12 16:13 | csonner1 | 2026-03-12 16:14 | No Photo Available | https://collectorweb.dot.state.oh.us/arcgis/rest/services/HIGHWAY_LIGHTING/HighwayLighting_Reference/FeatureServer/7/580970/attachments/ | http://data.mapchannels.com/dualmaps6/map.htm?lat=39.290705&lng=-84.383467
08 | HAMILTON | HAM | IR | 00275 |  | 29.273 |  | SHAMIR00275**N | HAM-275-29.273 | 39.2906 | -84.3829 | 2025-12-31 | Active |  |  |  | State | HL0001558 | 2020-05-01 15:39 |  | State | AB-10 | Low Mast | [14 empty] | No | No | No |  | HPS | 1 | 400 | [25 empty] | 2025-11-06 01:39 | NULL | 0 |  | mhurlow1 | 2018-05-23 18:04 | dturner | 2020-05-01 15:39 | No | No | No | No | No | Standing | None | None | None | No | No | No |  | No | 2025-11-06 01:39 |  | mneeley | 2025-11-06 01:39 | mneeley | 2025-11-06 01:39 | No Photo Available | No Photo Available | http://data.mapchannels.com/dualmaps6/map.htm?lat=39.290647&lng=-84.382893
08 | HAMILTON | HAM | IR | 00275 |  | 29.306 |  | SHAMIR00275**N | HAM-275-29.306 | 39.2906 | -84.3823 | 2025-12-31 | Active |  |  |  | State | HL0005368 | 2020-05-01 16:28 |  | State | AB-11 | Low Mast | [14 empty] | No | No | No |  | HPS | 1 | 400 | [25 empty] | 2025-11-06 01:40 | NULL | 0 |  | mhurlow1 | 2018-05-23 18:04 | dturner | 2020-05-01 16:28 | No | No | No | No | No | Standing | None | None | None | No | No | No |  | No | 2025-11-06 01:40 |  | mneeley | 2025-11-06 01:40 | mneeley | 2025-11-06 01:40 | No Photo Available | No Photo Available | http://data.mapchannels.com/dualmaps6/map.htm?lat=39.290572&lng=-84.382309
08 | HAMILTON | HAM | IR | 00275 |  | 29.337 |  | SHAMIR00275**N | HAM-275-29.337 | 39.2905 | -84.3818 | 2025-12-31 | Active |  |  |  | State | HL0017056 | 2020-05-01 16:40 |  | State | AB-12 | Low Mast | [14 empty] | No | No | No |  | HPS | 1 | 400 | [25 empty] | 2025-11-06 01:40 | NULL | 0 |  | mhurlow1 | 2018-05-23 18:04 | dturner | 2020-05-01 16:41 | No | No | No | No | No | Standing | None | None | None | No | No | No |  | No | 2025-11-06 01:40 |  | mneeley | 2025-11-06 01:40 | mneeley | 2025-11-06 01:40 | No Photo Available | No Photo Available | http://data.mapchannels.com/dualmaps6/map.htm?lat=39.290493&lng=-84.381751
08 | HAMILTON | HAM | IR | 00275 |  | 29.368 |  | SHAMIR00275**N | HAM-275-29.368 | 39.2904 | -84.3812 | 2025-12-31 | Active |  |  |  | State | HL0019256 | 2020-05-01 16:51 |  | State | AB-13 | Low Mast | [14 empty] | No | No | No |  | HPS | 1 | 400 | [25 empty] | 2025-11-06 01:40 | NULL | 0 |  | mhurlow1 | 2018-05-23 18:04 | dturner | 2020-05-01 16:52 | No | No | No | No | No | Standing | None | None | None | No | No | No |  | No | 2025-11-06 01:40 |  | mneeley | 2025-11-06 01:40 | mneeley | 2025-11-06 01:40 | No Photo Available | No Photo Available | http://data.mapchannels.com/dualmaps6/map.htm?lat=39.290402&lng=-84.381177
08 | HAMILTON | HAM | IR | 00275 |  | 29.401 |  | SHAMIR00275**N | HAM-275-29.401 | 39.2903 | -84.3806 | 2025-12-31 | Active |  |  |  | State | HL0014253 | 2020-05-01 17:02 |  | State | AB-14 | Low Mast | [14 empty] | No | No | No |  | HPS | 1 | 400 | [25 empty] | 2025-11-06 01:40 | NULL | 0 |  | mhurlow1 | 2018-05-23 18:04 | dturner | 2020-05-01 17:03 | No | No | No | No | No | Standing | None | None | None | No | No | No |  | No | 2025-11-06 01:40 |  | mneeley | 2025-11-06 01:40 | mneeley | 2025-11-06 01:40 | No Photo Available | No Photo Available | http://data.mapchannels.com/dualmaps6/map.htm?lat=39.290290&lng=-84.380592
08 | HAMILTON | HAM | IR | 00275 |  | 29.433 |  | SHAMIR00275**N | HAM-275-29.433 | 39.2902 | -84.38 | 2025-12-31 | Active |  |  |  | State | HL0026926 | 2020-05-01 17:14 |  | State | AB-15 | Low Mast | [14 empty] | No | No | No |  | HPS | 1 | 400 | [25 empty] | 2025-11-06 01:41 | NULL | 0 |  | mhurlow1 | 2018-05-23 18:04 | dturner | 2020-05-01 17:14 | No | No | No | No | No | Standing | None | None | None | No | No | No |  | No | 2025-11-06 01:41 |  | mneeley | 2025-11-06 01:41 | mneeley | 2025-11-06 01:41 | No Photo Available | No Photo Available | http://data.mapchannels.com/dualmaps6/map.htm?lat=39.290182&lng=-84.380011
08 | HAMILTON | HAM | IR | 00275 |  | 29.464 |  | SHAMIR00275**N | HAM-275-29.464 | 39.2901 | -84.3795 | 2025-12-31 | Active |  |  |  | State | HL0014564 | 2020-05-01 17:26 |  | State | AB-16 | Low Mast | [14 empty] | No | No | No |  | HPS | 1 | 400 | [25 empty] | 2025-11-06 01:41 | NULL | 0 |  | mhurlow1 | 2018-05-23 18:04 | dturner | 2020-05-01 17:26 | No | No | No | No | No | Standing | None | None | None | No | No | No |  | No | 2025-11-06 01:41 |  | mneeley | 2025-11-06 01:41 | mneeley | 2025-11-06 01:41 | No Photo Available | No Photo Available | http://data.mapchannels.com/dualmaps6/map.htm?lat=39.290057&lng=-84.379465
08 | HAMILTON | HAM | IR | 00275 |  | 29.496 |  | SHAMIR00275**N | HAM-275-29.496 | 39.2899 | -84.3789 | 2025-12-31 | Active |  |  |  | State | HL0022240 | 2020-05-01 17:37 |  | State | AB-17 | Low Mast | [14 empty] | No | No | No |  | HPS | 1 | 400 | [25 empty] | 2025-11-06 01:41 | NULL | 0 |  | mhurlow1 | 2018-05-23 18:04 | dturner | 2020-05-01 17:38 | No | No | No | No | No | Standing | None | None | None | No | No | No |  | No | 2025-11-06 01:41 |  | mneeley | 2025-11-06 01:41 | mneeley | 2025-11-06 01:41 | No Photo Available | No Photo Available | http://data.mapchannels.com/dualmaps6/map.htm?lat=39.289904&lng=-84.378908
08 | HAMILTON | HAM | IR | 00275 |  | 29.528 |  | SHAMIR00275**N | HAM-275-29.528 | 39.2897 | -84.3784 | 2025-12-31 | Active |  |  |  | State | HL0022965 | 2020-05-01 17:50 |  | State | DA-1 | Low Mast | [14 empty] | No | No | No |  | HPS | 1 | 400 | [25 empty] | 2025-11-06 01:41 | NULL | 0 |  | mhurlow1 | 2018-05-23 18:04 | dturner | 2020-05-01 17:50 | No | No | No | No | No | Standing | None | None | None | No | No | No |  | No | 2025-11-06 01:41 |  | mneeley | 2025-11-06 01:41 | mneeley | 2025-11-06 01:41 | No Photo Available | No Photo Available | http://data.mapchannels.com/dualmaps6/map.htm?lat=39.289733&lng=-84.378360
08 | HAMILTON | HAM | IR | 00275 |  | 29.55 |  | SHAMIR00275**N | HAM-275-29.550 | 39.2898 | -84.3779 | 2025-12-31 | Active |  |  |  | State | HL0015732 | 2020-02-13 19:14 |  | State | BA-1 | Conventional | No | [6 empty] | 1 |  |  |  | No |  | Yes | No | No | No |  | HPS | 1 | 200 |  |  | No |  | GE |  | 480 L-N |  | No | No | No | No | No | [12 empty] | 2025-10-10 14:16 | NULL | 0 |  | mhurlow1 | 2018-05-23 18:10 | dturner | 2020-02-13 19:16 | No | No | No | No | No | Standing | None | None | None | No | No | No |  | No | 2025-10-10 14:16 |  | csonner1 | 2025-10-10 14:17 | csonner1 | 2025-10-10 14:17 | No Photo Available | No Photo Available | http://data.mapchannels.com/dualmaps6/map.htm?lat=39.289836&lng=-84.377861
08 | HAMILTON | HAM | IR | 00275 |  | 29.565 |  | SHAMIR00275**N | HAM-275-29.565 | 39.2895 | -84.3777 | 2025-12-31 | Active |  |  |  | State | HL0013429 | 2020-05-01 18:03 |  | State | DA-2 | Low Mast | [14 empty] | No | No | No |  | HPS | 1 | 400 | [25 empty] | 2025-11-06 01:41 | NULL | 0 |  | mhurlow1 | 2018-05-23 18:04 | dturner | 2020-05-01 18:04 | No | No | No | No | No | Standing | None | None | None | No | No | No |  | No | 2025-11-06 01:41 |  | mneeley | 2025-11-06 01:42 | mneeley | 2025-11-06 01:42 | No Photo Available | No Photo Available | http://data.mapchannels.com/dualmaps6/map.htm?lat=39.289530&lng=-84.377727
08 | HAMILTON | HAM | IR | 00275 |  | 29.582 |  | SHAMIR00275**N | HAM-275-29.582 | 39.2896 | -84.3773 | 2025-12-31 | Active |  |  |  | State | HL0014784 | 2020-02-13 19:12 |  | State | ba-2 | Conventional | No | [6 empty] | 1 |  |  |  | No |  | Yes | No | No | No |  | HPS | 1 | 200 |  |  | No |  | GE |  | 480 L-N |  | No | No | No | No | No | [12 empty] | 2025-10-10 14:13 | NULL | 0 |  | mhurlow1 | 2018-05-23 18:10 | dturner | 2020-02-13 19:14 | No | No | No | No | No | Standing | None | None | None | No | No | No |  | No | 2025-10-10 14:13 |  | csonner1 | 2025-10-10 14:13 | csonner1 | 2025-10-10 14:13 | No Photo Available | No Photo Available | http://data.mapchannels.com/dualmaps6/map.htm?lat=39.289649&lng=-84.377313
08 | HAMILTON | HAM | IR | 00275 |  | 29.596 |  | SHAMIR00275**N | HAM-275-29.596 | 39.2893 | -84.3772 | 2025-12-31 | Active |  |  |  | State | HL0009489 | 2020-05-01 18:16 |  | State | DA-3 | Low Mast | [14 empty] | No | No | No |  | HPS | 1 | 400 | [25 empty] | 2025-11-06 01:42 | NULL | 0 |  | mhurlow1 | 2018-05-23 18:05 | dturner | 2020-05-01 18:16 | No | No | No | No | No | Standing | None | None | None | No | No | No |  | No | 2025-11-06 01:42 |  | mneeley | 2025-11-06 01:42 | mneeley | 2025-11-06 01:42 | No Photo Available | No Photo Available | http://data.mapchannels.com/dualmaps6/map.htm?lat=39.289343&lng=-84.377207
08 | HAMILTON | HAM | IR | 00275 |  | 29.628 |  | SHAMIR00275**N | HAM-275-29.628 | 39.2891 | -84.3767 | 2025-12-31 | Active |  |  |  | State | HL0007045 | 2020-05-01 18:27 |  | State | DA-4 | Low Mast | [14 empty] | No | No | No |  | HPS | 1 | 400 | [25 empty] | 2025-11-06 01:42 | NULL | 0 |  | mhurlow1 | 2018-05-23 18:05 | dturner | 2020-05-01 18:27 | No | No | No | No | No | Standing | None | None | None | No | No | No |  | No | 2025-11-06 01:42 |  | mneeley | 2025-11-06 01:42 | mneeley | 2025-11-06 01:42 | No Photo Available | No Photo Available | http://data.mapchannels.com/dualmaps6/map.htm?lat=39.289144&lng=-84.376671
08 | HAMILTON | HAM | IR | 00275 |  | 29.658 |  | SHAMIR00275**N | HAM-275-29.658 | 39.2889 | -84.3762 | 2025-12-31 | Active |  |  |  | State | HL0008161 | 2020-05-01 18:37 |  | State | DA-5 | Low Mast | [14 empty] | No | No | No |  | HPS | 1 | 400 | [25 empty] | 2025-11-06 01:42 | NULL | 0 |  | mhurlow1 | 2018-05-23 18:05 | dturner | 2020-05-01 18:37 | No | No | No | No | No | Standing | None | None | None | No | No | No |  | No | 2025-11-06 01:42 |  | mneeley | 2025-11-06 01:42 | mneeley | 2025-11-06 01:42 | No Photo Available | No Photo Available | http://data.mapchannels.com/dualmaps6/map.htm?lat=39.288949&lng=-84.376172
08 | HAMILTON | HAM | IR | 00275 |  | 29.69 |  | SHAMIR00275**N | HAM-275-29.690 | 39.2887 | -84.3757 | 2025-12-31 | Active |  |  |  | State | HL0010305 | 2020-05-04 13:40 |  | State | DA-6 | Low Mast | [14 empty] | No | No | No |  | HPS | 1 | 400 | [25 empty] | 2025-11-06 01:42 | NULL | 0 |  | mhurlow1 | 2018-05-23 18:05 | dturner | 2020-05-04 13:41 | No | No | No | No | No | Standing | None | None | None | No | No | No |  | No | 2025-11-06 01:42 |  | mneeley | 2025-11-06 01:42 | mneeley | 2025-11-06 01:42 | No Photo Available | No Photo Available | http://data.mapchannels.com/dualmaps6/map.htm?lat=39.288712&lng=-84.375667
08 | HAMILTON | HAM | IR | 00275 |  | 29.721 |  | SHAMIR00275**N | HAM-275-29.721 | 39.2885 | -84.3752 | 2025-12-31 | Active |  |  |  | State | HL0017115 | 2020-05-04 13:54 |  | State | DA-7 | Low Mast | [14 empty] | No | No | No |  | HPS | 1 | 400 | [25 empty] | 2025-11-06 01:42 | NULL | 0 |  | mhurlow1 | 2018-05-23 18:05 | dturner | 2020-05-04 14:09 | No | No | No | No | No | Standing | None | None | None | No | No | No |  | No | 2025-11-06 01:42 |  | mneeley | 2025-11-06 01:43 | mneeley | 2025-11-06 01:43 | No Photo Available | No Photo Available | http://data.mapchannels.com/dualmaps6/map.htm?lat=39.288480&lng=-84.375163
08 | HAMILTON | HAM | IR | 00275 |  | 29.751 |  | SHAMIR00275**N | HAM-275-29.751 | 39.2882 | -84.3747 | 2025-12-31 | Active |  |  |  | State | HL0023171 | 2020-05-04 14:10 |  | State | DA-8 | Low Mast | [14 empty] | No | No | No |  | HPS | 1 | 400 | [25 empty] | 2025-11-06 01:43 | NULL | 0 |  | mhurlow1 | 2018-05-23 18:05 | dturner | 2020-05-04 14:10 | No | No | No | No | No | Standing | None | None | None | No | No | No |  | No | 2025-11-06 01:43 |  | mneeley | 2025-11-06 01:43 | mneeley | 2025-11-06 01:43 | No Photo Available | No Photo Available | http://data.mapchannels.com/dualmaps6/map.htm?lat=39.288247&lng=-84.374686
08 | HAMILTON | HAM | IR | 00275 |  | 29.784 |  | SHAMIR00275**N | HAM-275-29.784 | 39.288 | -84.3742 | 2025-12-31 | Active |  |  |  | State | HL0023930 | 2020-05-04 14:22 |  | State | BA-15 | Low Mast | [14 empty] | No | No | No |  | HPS | 1 | 400 | [25 empty] | 2025-11-06 01:43 | NULL | 0 |  | mhurlow1 | 2018-05-23 18:06 | dturner | 2020-05-04 14:23 | No | No | No | No | No | Standing | None | None | None | No | No | No |  | No | 2025-11-06 01:43 |  | mneeley | 2025-11-06 01:43 | mneeley | 2025-11-06 01:43 | No Photo Available | No Photo Available | http://data.mapchannels.com/dualmaps6/map.htm?lat=39.287969&lng=-84.374208
08 | HAMILTON | HAM | IR | 00275 |  | 29.8 |  | SHAMIR00275**C | HAM-275-29.800 | 39.2853 | -84.3709 | 2025-12-31 | Active |  |  |  | State | HL0009209 |  |  | State |  | Conventional | [14 empty] | No | No | No |  | HPS | [28 empty] | NULL |  |  | mhurlow1 | 2018-05-23 18:34 | Dsnyder5 | 2018-07-24 16:22 | [20 empty] | No Photo Available | No Photo Available | http://data.mapchannels.com/dualmaps6/map.htm?lat=39.285293&lng=-84.370867
08 | HAMILTON | HAM | IR | 00275 |  | 29.817 |  | SHAMIR00275**N | HAM-275-29.817 | 39.2877 | -84.3737 | 2025-12-31 | Active |  |  |  | State | HL0016509 | 2020-05-04 14:33 |  | State | BA-16 | Low Mast | [14 empty] | No | No | No |  | HPS | 1 | 400 | [25 empty] | 2025-11-06 01:43 | NULL | 0 |  | mhurlow1 | 2018-05-23 18:06 | dturner | 2020-05-04 14:33 | No | No | No | No | No | Standing | None | None | None | No | No | No |  | No | 2025-11-06 01:43 |  | mneeley | 2025-11-06 01:43 | mneeley | 2025-11-06 01:43 | No Photo Available | No Photo Available | http://data.mapchannels.com/dualmaps6/map.htm?lat=39.287668&lng=-84.373723
08 | HAMILTON | HAM | IR | 00275 |  | 29.828 |  | SHAMIR00275**C | HAM-275-29.828 | 39.2849 | -84.3706 | 2025-12-31 | Active |  |  |  | State | HL0013132 |  |  | State |  | Conventional | [14 empty] | No | No | No |  | HPS | [28 empty] | NULL |  |  | mhurlow1 | 2018-05-23 18:33 | Dsnyder5 | 2018-07-24 16:22 | [20 empty] | No Photo Available | No Photo Available | http://data.mapchannels.com/dualmaps6/map.htm?lat=39.284887&lng=-84.370644
08 | HAMILTON | HAM | IR | 00275 |  | 29.847 |  | SHAMIR00275**N | HAM-275-29.847 | 39.2874 | -84.3733 | 2025-12-31 | Active |  |  |  | State | HL0014388 | 2020-05-04 14:43 |  | State | BA-17 | Low Mast | [14 empty] | No | No | No |  | HPS | 1 | 400 | [25 empty] | 2025-11-06 01:43 | NULL | 0 |  | mhurlow1 | 2018-05-23 18:06 | dturner | 2020-05-04 14:43 | No | No | No | No | No | Standing | None | None | None | No | No | No |  | No | 2025-11-06 01:43 |  | mneeley | 2025-11-06 01:43 | mneeley | 2025-11-06 01:43 | No Photo Available | No Photo Available | http://data.mapchannels.com/dualmaps6/map.htm?lat=39.287400&lng=-84.373288
08 | HAMILTON | HAM | IR | 00275 |  | 29.878 |  | SHAMIR00275**N | HAM-275-29.878 | 39.2871 | -84.3729 | 2025-12-31 | Active |  |  |  | State | HL0012790 | 2020-05-04 14:55 |  | State | BA-18 | Low Mast | [14 empty] | No | No | No |  | HPS | 1 | 400 | [25 empty] | 2025-11-06 01:43 | NULL | 0 |  | mhurlow1 | 2018-05-23 18:06 | dturner | 2020-05-04 14:56 | No | No | No | No | No | Standing | None | None | None | No | No | No |  | No | 2025-11-06 01:43 |  | mneeley | 2025-11-06 01:44 | mneeley | 2025-11-06 01:44 | No Photo Available | No Photo Available | http://data.mapchannels.com/dualmaps6/map.htm?lat=39.287111&lng=-84.372859
08 | HAMILTON | HAM | IR | 00275 |  | 29.908 |  | SHAMIR00275**N | HAM-275-29.908 | 39.2868 | -84.3724 | 2025-12-31 | Active |  |  |  | State | HL0023913 | 2020-05-04 15:07 |  | State | BA-19 | Low Mast | [14 empty] | No | No | No |  | HPS | 1 | 400 | [25 empty] | 2025-11-06 01:44 | NULL | 0 |  | mhurlow1 | 2018-05-23 18:06 | dturner | 2020-05-04 15:07 | No | No | No | No | No | Standing | None | None | None | No | No | No |  | No | 2025-11-06 01:44 |  | mneeley | 2025-11-06 01:44 | mneeley | 2025-11-06 01:44 | No Photo Available | No Photo Available | http://data.mapchannels.com/dualmaps6/map.htm?lat=39.286817&lng=-84.372441
08 | HAMILTON | HAM | IR | 00275 |  | 29.94 |  | SHAMIR00275**N | HAM-275-29.940 | 39.2865 | -84.372 | 2025-12-31 | Active |  |  |  | State | HL0022432 | 2020-05-04 15:18 |  | State | BA-20 | Low Mast | [14 empty] | No | No | No |  | HPS | 1 | 400 | [25 empty] | 2025-11-06 01:44 | NULL | 0 |  | mhurlow1 | 2018-05-23 18:07 | dturner | 2020-05-04 15:19 | No | No | No | No | No | Standing | None | None | None | No | No | No |  | No | 2025-11-06 01:44 |  | mneeley | 2025-11-06 01:44 | mneeley | 2025-11-06 01:44 | No Photo Available | No Photo Available | http://data.mapchannels.com/dualmaps6/map.htm?lat=39.286503&lng=-84.372020
08 | HAMILTON | HAM | IR | 00275 |  | 29.972 |  | SHAMIR00275**N | HAM-275-29.972 | 39.2862 | -84.3716 | 2025-12-31 | Active |  |  |  | State | HL0012438 | 2020-05-04 15:32 |  | State | BA-21 | Low Mast | [14 empty] | No | No | No |  | HPS | 1 | 400 | [25 empty] | 2025-11-06 01:44 | NULL | 0 |  | mhurlow1 | 2018-05-23 18:20 | dturner | 2020-05-04 15:33 | No | No | No | No | No | Standing | None | None | None | No | No | No |  | No | 2025-11-06 01:44 |  | mneeley | 2025-11-06 01:44 | mneeley | 2025-11-06 01:44 | No Photo Available | No Photo Available | http://data.mapchannels.com/dualmaps6/map.htm?lat=39.286177&lng=-84.371586
08 | HAMILTON | HAM | IR | 00275 |  | 30.001 |  | SHAMIR00275**N | HAM-275-30.001 | 39.2859 | -84.3712 | 2025-12-31 | Active |  |  |  | State | HL0004302 | 2020-05-04 15:44 |  | State | BA-22 | Low Mast | [14 empty] | No | No | No |  | HPS | 1 | 400 | [25 empty] | 2025-11-06 01:44 | NULL | 0 |  | mhurlow1 | 2018-05-23 18:21 | dturner | 2020-05-04 15:44 | No | No | No | No | No | Standing | None | None | None | No | No | No |  | No | 2025-11-06 01:44 |  | mneeley | 2025-11-06 01:44 | mneeley | 2025-11-06 01:44 | No Photo Available | No Photo Available | http://data.mapchannels.com/dualmaps6/map.htm?lat=39.285884&lng=-84.371184
08 | HAMILTON | HAM | IR | 00275 |  | 30.017 |  | SHAMIR00275**N | HAM-275-30.017 | 39.2861 | -84.3706 | 2025-12-31 | Active |  |  |  | State | HL0026291 |  |  | State |  | Conventional | [14 empty] | No | No | No |  | HPS | [28 empty] | NULL |  |  | mhurlow1 | 2018-05-23 18:58 | Dsnyder5 | 2018-07-24 16:22 | [20 empty] | No Photo Available | No Photo Available | http://data.mapchannels.com/dualmaps6/map.htm?lat=39.286060&lng=-84.370576
08 | HAMILTON | HAM | IR | 00275 |  | 30.048 |  | SHAMIR00275**N | HAM-275-30.048 | 39.2855 | -84.3704 | 2025-12-31 | Active |  |  |  | State | HL0010734 |  |  | State |  | Conventional | [14 empty] | No | No | No |  | HPS | [28 empty] | NULL |  |  | mhurlow1 | 2018-05-23 18:34 | Dsnyder5 | 2018-07-24 16:22 | [20 empty] | No Photo Available | No Photo Available | http://data.mapchannels.com/dualmaps6/map.htm?lat=39.285539&lng=-84.370420
08 | HAMILTON | HAM | IR | 00275 |  | 30.068 |  | SHAMIR00275**N | HAM-275-30.068 | 39.2852 | -84.3703 | 2025-12-31 | Active |  |  |  | State | HL0016528 | 2020-05-04 15:56 |  | State | BB-13 | Low Mast | [14 empty] | No | No | No |  | HPS | 1 | 400 | [25 empty] | 2025-11-05 10:34 | NULL | 0 |  | mhurlow1 | 2018-05-23 18:59 | dturner | 2020-05-04 15:56 | No | No | No | No | No | Standing | None | None | None | No | No | No |  | No | 2025-11-05 10:34 |  | mneeley | 2025-11-05 10:35 | mneeley | 2025-11-05 10:35 | No Photo Available | No Photo Available | http://data.mapchannels.com/dualmaps6/map.htm?lat=39.285213&lng=-84.370284
08 | HAMILTON | HAM | IR | 00275 |  | 30.101 |  | SHAMIR00275**N | HAM-275-30.101 | 39.2849 | -84.3698 | 2025-12-31 | Active |  |  |  | State | HL0009119 |  |  | State |  | Low Mast | [14 empty] | No | No | No |  | HPS | [27 empty] | 2025-11-05 10:34 | NULL |  |  | mhurlow1 | 2018-05-23 18:59 | mhurlow1 | 2018-05-23 18:59 | No | No | No | No | No | Standing | None | None | None | No | No | No |  | No | 2025-11-05 10:34 |  | mneeley | 2025-11-05 10:35 | mneeley | 2025-11-05 10:35 | No Photo Available | No Photo Available | http://data.mapchannels.com/dualmaps6/map.htm?lat=39.284885&lng=-84.369839
08 | HAMILTON | HAM | IR | 00275 |  | 30.133 |  | SHAMIR00275**N | HAM-275-30.133 | 39.2846 | -84.3694 | 2025-12-31 | Active |  |  |  | State | HL0022326 | 2020-05-04 16:08 |  | State | BB-15 | Low Mast | [14 empty] | No | No | No |  | HPS | 1 | 400 | [25 empty] | 2025-11-05 10:34 | NULL | 0 |  | mhurlow1 | 2018-05-23 18:59 | dturner | 2020-05-04 16:09 | No | No | No | No | No | Standing | None | None | None | No | No | No |  | No | 2025-11-05 10:34 |  | mneeley | 2025-11-05 10:34 | mneeley | 2025-11-05 10:34 | No Photo Available | No Photo Available | http://data.mapchannels.com/dualmaps6/map.htm?lat=39.284567&lng=-84.369402
08 | HAMILTON | HAM | IR | 00275 |  | 30.162 |  | SHAMIR00275**N | HAM-275-30.162 | 39.2843 | -84.369 | 2025-12-31 | Active |  |  |  | State | HL0017999 | 2020-05-04 16:20 |  | State | BB-16 | Low Mast | [14 empty] | No | No | No |  | HPS | 1 | 400 | [25 empty] | 2025-11-05 10:34 | NULL | 0 |  | mhurlow1 | 2018-05-23 18:59 | dturner | 2020-05-04 16:21 | No | No | No | No | No | Standing | None | None | None | No | No | No |  | No | 2025-11-05 10:34 |  | mneeley | 2025-11-05 10:34 | mneeley | 2025-11-05 10:34 | No Photo Available | No Photo Available | http://data.mapchannels.com/dualmaps6/map.htm?lat=39.284283&lng=-84.369026
08 | HAMILTON | HAM | IR | 00275 |  | 30.196 |  | SHAMIR00275**N | HAM-275-30.196 | 39.2839 | -84.3686 | 2025-12-31 | Active |  |  |  | State | HL0021773 | 2020-05-04 17:11 |  | State | BB-17 | Low Mast | [14 empty] | No | No | No |  | HPS | 1 | 400 | [25 empty] | 2025-11-05 10:34 | NULL | 0 |  | mhurlow1 | 2018-05-23 18:59 | dturner | 2020-05-04 17:11 | No | No | No | No | No | Standing | None | None | None | No | No | No |  | No | 2025-11-05 10:34 |  | mneeley | 2025-11-05 10:34 | mneeley | 2025-11-05 10:34 | No Photo Available | No Photo Available | http://data.mapchannels.com/dualmaps6/map.htm?lat=39.283938&lng=-84.368557
08 | HAMILTON | HAM | IR | 00275 |  | 30.227 |  | SHAMIR00275**N | HAM-275-30.227 | 39.2836 | -84.3681 | 2025-12-31 | Active |  |  |  | State | HL0026742 | 2020-05-04 17:22 |  | State | DB-12 | Low Mast | [14 empty] | No | No | No |  | HPS | 1 | 400 | [25 empty] | 2025-11-05 10:33 | NULL | 0 |  | mhurlow1 | 2018-05-23 18:59 | dturner | 2020-05-04 17:22 | No | No | No | No | No | Standing | None | None | None | No | No | No |  | No | 2025-11-05 10:33 |  | mneeley | 2025-11-05 10:34 | mneeley | 2025-11-05 10:34 | No Photo Available | No Photo Available | http://data.mapchannels.com/dualmaps6/map.htm?lat=39.283631&lng=-84.368149
08 | HAMILTON | HAM | IR | 00275 |  | 30.257 |  | SHAMIR00275**N | HAM-275-30.257 | 39.2833 | -84.3677 | 2025-12-31 | Active |  |  |  | State | HL0005288 | 2020-05-04 17:34 |  | State | DB-13 | Low Mast | [14 empty] | No | No | No |  | HPS | 1 | 400 | [25 empty] | 2025-11-05 10:33 | NULL | 0 |  | mhurlow1 | 2018-05-23 19:00 | dturner | 2020-05-04 17:34 | No | No | No | No | No | Standing | None | None | None | No | No | No |  | No | 2025-11-05 10:33 |  | mneeley | 2025-11-05 10:34 | mneeley | 2025-11-05 10:34 | No Photo Available | No Photo Available | http://data.mapchannels.com/dualmaps6/map.htm?lat=39.283330&lng=-84.367747
08 | HAMILTON | HAM | IR | 00275 |  | 30.288 |  | SHAMIR00275**N | HAM-275-30.288 | 39.283 | -84.3673 | 2025-12-31 | Active |  |  |  | State | HL0012809 | 2020-05-04 17:45 |  | State | DB-14 | Low Mast | [14 empty] | No | No | No |  | HPS | 1 | 400 | [25 empty] | 2025-11-05 10:33 | NULL | 0 |  | mhurlow1 | 2018-05-23 19:00 | dturner | 2020-05-04 17:46 | No | No | No | No | No | Standing | None | None | None | No | No | No |  | No | 2025-11-05 10:33 |  | mneeley | 2025-11-05 10:33 | mneeley | 2025-11-05 10:33 | No Photo Available | No Photo Available | http://data.mapchannels.com/dualmaps6/map.htm?lat=39.283021&lng=-84.367326
08 | HAMILTON | HAM | IR | 00275 |  | 30.319 |  | SHAMIR00275**N | HAM-275-30.319 | 39.2827 | -84.3669 | 2025-12-31 | Active |  |  |  | State | HL0014560 | 2020-05-04 17:57 |  | State | DB-15 | Low Mast | [14 empty] | No | No | No |  | HPS | 1 | 400 | [25 empty] | 2025-11-05 10:33 | NULL | 0 |  | mhurlow1 | 2018-05-23 19:14 | dturner | 2020-05-04 17:57 | No | No | No | No | No | Standing | None | None | None | No | No | No |  | No | 2025-11-05 10:33 |  | mneeley | 2025-11-05 10:33 | mneeley | 2025-11-05 10:33 | No Photo Available | No Photo Available | http://data.mapchannels.com/dualmaps6/map.htm?lat=39.282705&lng=-84.366903
08 | HAMILTON | HAM | IR | 00275 |  | 30.351 |  | SHAMIR00275**N | HAM-275-30.351 | 39.2824 | -84.3665 | 2025-12-31 | Active |  |  |  | State | HL0026338 | 2020-05-04 18:07 |  | State | DB-16 | Low Mast | [14 empty] | No | No | No |  | HPS | 1 | 400 | [25 empty] | 2025-11-05 10:32 | NULL | 0 |  | mhurlow1 | 2018-05-23 19:14 | dturner | 2020-05-04 18:07 | No | No | No | No | No | Standing | None | None | None | No | No | No |  | No | 2025-11-05 10:32 |  | mneeley | 2025-11-05 10:33 | mneeley | 2025-11-05 10:33 | No Photo Available | No Photo Available | http://data.mapchannels.com/dualmaps6/map.htm?lat=39.282385&lng=-84.366471
08 | HAMILTON | HAM | IR | 00275 |  | 30.412 |  | SHAMIR00275**N | HAM-275-30.412 | 39.2818 | -84.3656 | 2025-12-31 | Active |  |  |  | State | HL0015166 | 2020-05-04 18:20 |  | State | EA-1 | Low Mast | [14 empty] | No | No | No |  | HPS | 1 | 400 | [25 empty] | 2025-11-05 10:32 | NULL | 0 |  | mhurlow1 | 2018-05-23 19:15 | dturner | 2020-05-04 18:20 | No | No | No | No | No | Standing | None | None | None | No | No | No |  | No | 2025-11-05 10:32 |  | mneeley | 2025-11-05 10:32 | mneeley | 2025-11-05 10:32 | No Photo Available | No Photo Available | http://data.mapchannels.com/dualmaps6/map.htm?lat=39.281775&lng=-84.365644
08 | HAMILTON | HAM | IR | 00275 |  | 30.443 |  | SHAMIR00275**N | HAM-275-30.443 | 39.2815 | -84.3652 | 2025-12-31 | Active |  |  |  | State | HL0014613 | 2020-05-04 18:31 |  | State | EA-2 | Low Mast | [14 empty] | No | No | No |  | HPS | 1 | 400 | [25 empty] | 2025-11-05 10:31 | NULL | 0 |  | mhurlow1 | 2018-05-23 19:15 | dturner | 2020-05-04 18:31 | No | No | No | No | No | Standing | None | None | None | No | No | No |  | No | 2025-11-05 10:31 |  | mneeley | 2025-11-05 10:32 | mneeley | 2025-11-05 10:32 | No Photo Available | No Photo Available | http://data.mapchannels.com/dualmaps6/map.htm?lat=39.281466&lng=-84.365231
08 | HAMILTON | HAM | IR | 00275 |  | 30.474 |  | SHAMIR00275**N | HAM-275-30.474 | 39.2812 | -84.3648 | 2025-12-31 | Active |  |  |  | State | HL0018011 | 2020-05-04 18:40 |  | State | EA-3 | Low Mast | [14 empty] | No | No | No |  | HPS | 1 | 400 | [25 empty] | 2025-11-05 10:31 | NULL | 0 |  | mhurlow1 | 2018-05-23 19:15 | dturner | 2020-05-04 18:40 | No | No | No | No | No | Standing | None | None | None | No | No | No |  | No | 2025-11-05 10:31 |  | mneeley | 2025-11-05 10:32 | mneeley | 2025-11-05 10:32 | No Photo Available | No Photo Available | http://data.mapchannels.com/dualmaps6/map.htm?lat=39.281157&lng=-84.364820
08 | HAMILTON | HAM | IR | 00275 |  | 30.505 |  | SHAMIR00275**N | HAM-275-30.505 | 39.2808 | -84.3644 | 2025-12-31 | Active |  |  |  | State | HL0020978 | 2020-05-05 13:21 |  | State | EA-4 | Low Mast | [14 empty] | No | No | No |  | HPS | 1 | 400 | [25 empty] | 2025-11-05 10:31 | NULL | 0 |  | mhurlow1 | 2018-05-23 19:15 | dturner | 2020-05-05 13:21 | No | No | No | No | No | Standing | None | None | None | No | No | No |  | No | 2025-11-05 10:31 |  | mneeley | 2025-11-05 10:31 | mneeley | 2025-11-05 10:31 | No Photo Available | No Photo Available | http://data.mapchannels.com/dualmaps6/map.htm?lat=39.280837&lng=-84.364391
08 | HAMILTON | HAM | IR | 00275 |  | 30.54 |  | SHAMIR00275**N | HAM-275-30.540 | 39.2805 | -84.3639 | 2025-12-31 | Active |  |  |  | State | HL0013374 | 2020-05-05 13:41 |  | State | EA-5 | Low Mast | [14 empty] | No | No | No |  | HPS | 1 | 400 | [25 empty] | 2025-11-05 10:31 | NULL | 0 |  | mhurlow1 | 2018-05-23 19:15 | dturner | 2020-05-05 13:42 | No | No | No | No | No | Standing | None | None | None | No | No | No |  | No | 2025-11-05 10:31 |  | mneeley | 2025-11-05 10:31 | mneeley | 2025-11-05 10:31 | No Photo Available | No Photo Available | http://data.mapchannels.com/dualmaps6/map.htm?lat=39.280492&lng=-84.363933
08 | HAMILTON | HAM | IR | 00275 |  | 30.57 |  | SHAMIR00275**N | HAM-275-30.570 | 39.2802 | -84.3635 | 2025-12-31 | Active |  |  |  | State | HL0026559 | 2020-05-05 13:51 |  | State | EA-6 | Low Mast | [14 empty] | No | No | No |  | HPS | 1 | 400 | [25 empty] | 2025-11-05 10:30 | NULL | 0 |  | mhurlow1 | 2018-05-23 19:15 | dturner | 2020-05-05 13:52 | No | No | No | No | No | Standing | None | None | None | No | No | No |  | No | 2025-11-05 10:30 |  | mneeley | 2025-11-05 10:31 | mneeley | 2025-11-05 10:31 | No Photo Available | No Photo Available | http://data.mapchannels.com/dualmaps6/map.htm?lat=39.280194&lng=-84.363522
08 | HAMILTON | HAM | IR | 00275 |  | 30.602 |  | SHAMIR00275**N | HAM-275-30.602 | 39.2799 | -84.3631 | 2025-12-31 | Active |  |  |  | State | HL0005126 | 2020-05-05 14:01 |  | State | EA-7 | Low Mast | [14 empty] | No | No | No |  | HPS | 1 | 400 | [25 empty] | 2025-11-05 10:30 | NULL | 0 |  | mhurlow1 | 2018-05-23 19:16 | dturner | 2020-05-05 14:02 | No | No | No | No | No | Standing | None | None | None | No | No | No |  | No | 2025-11-05 10:30 |  | mneeley | 2025-11-05 10:31 | mneeley | 2025-11-05 10:31 | No Photo Available | No Photo Available | http://data.mapchannels.com/dualmaps6/map.htm?lat=39.279872&lng=-84.363090
08 | HAMILTON | HAM | IR | 00275 |  | 30.627 |  | SHAMIR00275**N | HAM-275-30.627 | 39.2796 | -84.3627 | 2025-12-31 | Active |  |  |  | State | HL0014745 | 2020-05-05 14:11 |  | State | EA-8 | Low Mast | [14 empty] | No | No | No |  | HPS | 1 | 400 | [25 empty] | 2025-11-05 10:30 | NULL | 0 |  | mhurlow1 | 2018-05-23 19:16 | dturner | 2020-05-05 14:12 | No | No | No | No | No | Standing | None | None | None | No | No | No |  | No | 2025-11-05 10:30 |  | mneeley | 2025-11-05 10:30 | mneeley | 2025-11-05 10:30 | No Photo Available | No Photo Available | http://data.mapchannels.com/dualmaps6/map.htm?lat=39.279619&lng=-84.362747
08 | HAMILTON | HAM | IR | 00275 |  | 30.636 |  | SHAMIR00275**C | HAM-275-30.636 | 39.2769 | -84.3596 | 2025-12-31 | Active |  |  |  | State | HL0016275 |  |  | State | EA-17 | Conventional | [14 empty] | No | No | No |  | LED | 1 |  | 129 | [24 empty] | 2025-11-19 03:54 | NULL |  |  | mhurlow1 | 2018-05-23 19:16 | ascott3 | 2025-03-11 03:06 | No | No | No | No | No | Standing | None | None | None | No | No | No |  | No | 2025-11-19 03:54 |  | mneeley | 2025-11-19 03:54 | mneeley | 2025-11-19 03:54 | No Photo Available | No Photo Available | http://data.mapchannels.com/dualmaps6/map.htm?lat=39.276940&lng=-84.359561
08 | HAMILTON | HAM | IR | 00275 |  | 30.655 |  | SHAMIR00275**N | HAM-275-30.655 | 39.2793 | -84.3624 | 2025-12-31 | Active |  |  |  | State | HL0013637 | 2020-05-05 14:22 |  | State | EA-9 | Low Mast | [14 empty] | No | No | No |  | HPS | 1 | 400 | [25 empty] | 2025-11-05 10:30 | NULL | 0 |  | mhurlow1 | 2018-05-23 19:16 | dturner | 2020-05-05 14:22 | No | No | No | No | No | Standing | None | None | None | No | No | No |  | No | 2025-11-05 10:30 |  | mneeley | 2025-11-05 10:30 | mneeley | 2025-11-05 10:30 | No Photo Available | No Photo Available | http://data.mapchannels.com/dualmaps6/map.htm?lat=39.279342&lng=-84.362380
08 | HAMILTON | HAM | IR | 00275 |  | 30.686 |  | SHAMIR00275**N | HAM-275-30.686 | 39.279 | -84.362 | 2025-12-31 | Active |  |  |  | State | HL0018600 | 2020-05-05 14:32 |  | State | EA-10 | Low Mast | [14 empty] | No | No | No |  | HPS | 1 | 400 | [25 empty] | 2025-11-05 10:29 | NULL | 0 |  | mhurlow1 | 2018-05-23 19:16 | dturner | 2020-05-05 14:32 | No | No | No | No | No | Standing | None | None | None | No | No | No |  | No | 2025-11-05 10:29 |  | mneeley | 2025-11-05 10:30 | mneeley | 2025-11-05 10:30 | No Photo Available | No Photo Available | http://data.mapchannels.com/dualmaps6/map.htm?lat=39.279031&lng=-84.361964
08 | HAMILTON | HAM | IR | 00275 |  | 30.719 |  | SHAMIR00275**N | HAM-275-30.719 | 39.2787 | -84.3615 | 2025-12-31 | Active |  |  |  | State | HL0000937 | 2020-05-05 14:44 |  | State | EA-11 | Low Mast | [14 empty] | No | No | No |  | HPS | 1 | 400 | [25 empty] | 2025-11-05 10:29 | NULL | 0 |  | mhurlow1 | 2018-05-23 19:16 | dturner | 2020-05-05 14:44 | No | No | No | No | No | Standing | None | None | None | No | No | No |  | No | 2025-11-05 10:29 |  | mneeley | 2025-11-05 10:30 | mneeley | 2025-11-05 10:30 | No Photo Available | No Photo Available | http://data.mapchannels.com/dualmaps6/map.htm?lat=39.278691&lng=-84.361508
08 | HAMILTON | HAM | IR | 00275 |  | 30.754 |  | SHAMIR00275**N | HAM-275-30.754 | 39.2783 | -84.361 | 2025-12-31 | Active |  |  |  | State | HL0007137 | 2020-05-05 14:55 |  | State | EA-12 | Low Mast | [14 empty] | No | No | No |  | HPS | 1 | 400 | [25 empty] | 2025-11-05 10:29 | NULL | 0 |  | mhurlow1 | 2018-05-23 19:16 | dturner | 2020-05-05 14:55 | No | No | No | No | No | Standing | None | None | None | No | No | No |  | No | 2025-11-05 10:29 |  | mneeley | 2025-11-05 10:29 | mneeley | 2025-11-05 10:29 | No Photo Available | No Photo Available | http://data.mapchannels.com/dualmaps6/map.htm?lat=39.278344&lng=-84.361033
08 | HAMILTON | HAM | IR | 00275 |  | 30.757 |  | SHAMIR00275**C | HAM-275-30.757 | 39.2757 | -84.3579 | 2025-12-31 | Active |  |  |  | State | HL0017442 |  |  | State |  | Conventional | [14 empty] | No | No | No |  | HPS | [28 empty] | NULL |  |  | mhurlow1 | 2018-05-23 19:17 | Dsnyder5 | 2018-07-24 16:23 | [20 empty] | No Photo Available | No Photo Available | http://data.mapchannels.com/dualmaps6/map.htm?lat=39.275707&lng=-84.357938
08 | HAMILTON | HAM | IR | 00275 |  | 30.783 |  | SHAMIR00275**N | HAM-275-30.783 | 39.278 | -84.3606 | 2025-12-31 | Active |  |  |  | State | HL0006775 | 2020-05-05 15:05 |  | State | EA-13 | Low Mast | [14 empty] | No | No | No |  | HPS | 1 | 400 | [25 empty] | 2025-11-05 10:29 | NULL | 0 |  | mhurlow1 | 2018-05-23 19:16 | dturner | 2020-05-05 15:06 | No | No | No | No | No | Standing | None | None | None | No | No | No |  | No | 2025-11-05 10:29 |  | mneeley | 2025-11-05 10:29 | mneeley | 2025-11-05 10:29 | No Photo Available | No Photo Available | http://data.mapchannels.com/dualmaps6/map.htm?lat=39.278049&lng=-84.360644
08 | HAMILTON | HAM | IR | 00275 |  | 30.792 |  | SHAMIR00275**C | HAM-275-30.792 | 39.2755 | -84.3573 | 2025-12-31 | Active |  |  |  | State | HL0009790 | 2020-05-05 16:51 |  | State | EB-4 | Low Mast | [14 empty] | No | No | No |  | HPS | 1 | 400 | [25 empty] | 2025-11-05 10:27 | NULL | 0 |  | mhurlow1 | 2018-05-23 19:17 | dturner | 2020-05-05 16:52 | No | No | No | No | No | Standing | None | None | None | No | No | No |  | No | 2025-11-05 10:27 |  | mneeley | 2025-11-05 10:28 | mneeley | 2025-11-05 10:28 | No Photo Available | No Photo Available | http://data.mapchannels.com/dualmaps6/map.htm?lat=39.275533&lng=-84.357251
08 | HAMILTON | HAM | IR | 00275 |  | 30.815 |  | SHAMIR00275**N | HAM-275-30.815 | 39.2777 | -84.3602 | 2025-12-31 | Active |  |  |  | State | HL0000543 | 2020-05-05 15:16 |  | State | EA-14 | Low Mast | [14 empty] | No | No | No |  | HPS | 1 | 400 | [25 empty] | 2025-11-05 10:29 | NULL | 0 |  | mhurlow1 | 2018-05-23 19:16 | dturner | 2020-05-05 15:17 | No | No | No | No | No | Standing | None | None | None | No | No | No |  | No | 2025-11-05 10:29 |  | mneeley | 2025-11-05 10:29 | mneeley | 2025-11-05 10:29 | No Photo Available | No Photo Available | http://data.mapchannels.com/dualmaps6/map.htm?lat=39.277729&lng=-84.360212
08 | HAMILTON | HAM | IR | 00275 |  | 30.823 |  | SHAMIR00275**C | HAM-275-30.823 | 39.2752 | -84.3568 | 2025-12-31 | Active |  |  |  | State | HL0005473 | 2020-05-05 17:02 |  | State | EB-5 | Low Mast | [14 empty] | No | No | No |  | HPS | 1 | 400 | [25 empty] | 2025-11-05 10:27 | NULL | 0 |  | mhurlow1 | 2018-05-23 19:17 | dturner | 2020-05-05 17:03 | No | No | No | No | No | Standing | None | None | None | No | No | No |  | No | 2025-11-05 10:27 |  | mneeley | 2025-11-05 10:28 | mneeley | 2025-11-05 10:28 | No Photo Available | No Photo Available | http://data.mapchannels.com/dualmaps6/map.htm?lat=39.275223&lng=-84.356827
08 | HAMILTON | HAM | IR | 00275 |  | 30.844 |  | SHAMIR00275**N | HAM-275-30.844 | 39.2774 | -84.3598 | 2025-12-31 | Active |  |  |  | State | HL0021098 | 2020-05-05 15:27 |  | State | EA-15 | Low Mast | [14 empty] | No | No | No |  | HPS | 1 | 400 | [25 empty] | 2025-11-05 10:28 | NULL | 0 |  | mhurlow1 | 2018-05-23 19:16 | dturner | 2020-05-05 15:27 | No | No | No | No | No | Standing | None | None | None | No | No | No |  | Yes | 2025-11-05 10:28 |  | mneeley | 2025-11-05 10:29 | mneeley | 2025-11-05 10:29 | No Photo Available | No Photo Available | http://data.mapchannels.com/dualmaps6/map.htm?lat=39.277443&lng=-84.359821
08 | HAMILTON | HAM | IR | 00275 |  | 30.873 |  | SHAMIR00275**N | HAM-275-30.873 | 39.2773 | -84.3592 | 2025-12-31 | Active |  |  |  | State | HL0017768 | 2020-05-15 01:08 |  | State | EA-16 | Conventional | [7 empty] | 1 | [6 empty] | No | No | No |  | HPS | 1 | 200 | [25 empty] | 2025-11-19 03:53 | NULL | 0 |  | mhurlow1 | 2018-05-23 19:30 | cburden | 2020-05-15 01:10 | No | No | No | No | No | Standing | None | None | None | No | No | No |  | No | 2025-11-19 03:53 |  | mneeley | 2025-11-19 03:53 | mneeley | 2025-11-19 03:53 | No Photo Available | No Photo Available | http://data.mapchannels.com/dualmaps6/map.htm?lat=39.277308&lng=-84.359230
08 | HAMILTON | HAM | IR | 00275 |  | 30.887 |  | SHAMIR00275**C | HAM-275-30.887 | 39.2746 | -84.356 | 2025-12-31 | Active |  |  |  | State | HL0009263 | 2020-05-05 17:26 |  | State | EB-7 | Low Mast | [14 empty] | No | No | No |  | HPS | 1 | 400 | [25 empty] | 2025-11-05 10:27 | NULL | 0 |  | mhurlow1 | 2018-05-23 19:17 | dturner | 2020-05-05 17:26 | No | No | No | No | No | Standing | None | None | None | No | No | No |  | No | 2025-11-05 10:27 |  | mneeley | 2025-11-05 10:27 | mneeley | 2025-11-05 10:27 | No Photo Available | No Photo Available | http://data.mapchannels.com/dualmaps6/map.htm?lat=39.274592&lng=-84.355972
08 | HAMILTON | HAM | IR | 00275 |  | 30.91 |  | SHAMIR00275**N | HAM-275-30.910 | 39.2768 | -84.3589 | 2025-12-31 | Active |  |  |  | State | HL0013701 | 2020-05-05 15:38 |  | State | EA-18 | Low Mast | [14 empty] | No | No | No |  | HPS | 1 | 400 | [25 empty] | 2025-11-05 10:28 | NULL | 0 |  | mhurlow1 | 2018-05-23 19:17 | dturner | 2020-05-05 15:38 | No | No | No | No | No | Standing | None | None | None | No | No | No |  | No | 2025-11-05 10:28 |  | mneeley | 2025-11-05 10:29 | mneeley | 2025-11-05 10:29 | No Photo Available | No Photo Available | http://data.mapchannels.com/dualmaps6/map.htm?lat=39.276787&lng=-84.358946
08 | HAMILTON | HAM | IR | 00275 |  | 30.917 |  | SHAMIR00275**C | HAM-275-30.917 | 39.2743 | -84.3556 | 2025-12-31 | Active |  |  |  | State | HL0012928 | 2020-05-05 17:37 |  | State | EB-8 | Low Mast | [14 empty] | No | No | No |  | HPS | 1 | 400 | [25 empty] | 2025-11-05 10:27 | NULL | 0 |  | mhurlow1 | 2018-05-23 19:18 | dturner | 2020-05-05 17:37 | No | No | No | No | No | Standing | None | None | None | No | No | No |  | No | 2025-11-05 10:27 |  | mneeley | 2025-11-05 10:27 | mneeley | 2025-11-05 10:27 | No Photo Available | No Photo Available | http://data.mapchannels.com/dualmaps6/map.htm?lat=39.274285&lng=-84.355559
08 | HAMILTON | HAM | IR | 00275 |  | 30.942 |  | SHAMIR00275**N | HAM-275-30.942 | 39.2765 | -84.3585 | 2025-12-31 | Active |  |  |  | State | HL0022488 | 2020-05-05 15:50 |  | State | EA-19 | Low Mast | [14 empty] | No | No | No |  | HPS | 1 | 400 | [25 empty] | 2025-11-05 10:28 | NULL | 0 |  | mhurlow1 | 2018-05-23 19:17 | dturner | 2020-05-05 15:51 | No | No | No | No | No | Standing | None | None | None | No | No | No |  | No | 2025-11-05 10:28 |  | mneeley | 2025-11-05 10:28 | mneeley | 2025-11-05 10:28 | No Photo Available | No Photo Available | http://data.mapchannels.com/dualmaps6/map.htm?lat=39.276473&lng=-84.358504
08 | HAMILTON | HAM | IR | 00275 |  | 30.948 |  | SHAMIR00275**C | HAM-275-30.948 | 39.274 | -84.3551 | 2025-12-31 | Active |  |  |  | State | HL0012593 | 2020-05-05 17:48 |  | State | EB-9 | Low Mast | [14 empty] | No | No | No |  | HPS | 1 | 400 | [25 empty] | 2025-11-05 10:26 | NULL | 0 |  | mhurlow1 | 2018-05-23 19:18 | dturner | 2020-05-05 17:48 | No | No | No | No | No | Standing | None | None | None | No | No | No |  | No | 2025-11-05 10:26 |  | mneeley | 2025-11-05 10:27 | mneeley | 2025-11-05 10:27 | No Photo Available | No Photo Available | http://data.mapchannels.com/dualmaps6/map.htm?lat=39.273971&lng=-84.355143
08 | HAMILTON | HAM | IR | 00275 |  | 30.971 |  | SHAMIR00275**N | HAM-275-30.971 | 39.2762 | -84.3581 | 2025-12-31 | Active |  |  |  | State | HL0009515 | 2020-05-05 16:41 |  | State | EB-1 | Low Mast | [14 empty] | No | No | No |  | HPS | 1 | 400 | [25 empty] | 2025-11-05 10:28 | NULL | 0 |  | mhurlow1 | 2018-05-23 19:17 | dturner | 2020-05-05 16:42 | No | No | No | No | No | Standing | None | None | None | No | No | No |  | No | 2025-11-05 10:28 |  | mneeley | 2025-11-05 10:28 | mneeley | 2025-11-05 10:28 | No Photo Available | No Photo Available | http://data.mapchannels.com/dualmaps6/map.htm?lat=39.276174&lng=-84.358107
08 | HAMILTON | HAM | IR | 00275 |  | 30.981 |  | SHAMIR00275**C | HAM-275-30.981 | 39.2736 | -84.3547 | 2025-12-31 | Active |  |  |  | State | HL0026194 | 2020-05-05 18:00 |  | State | EB-10 | Low Mast | [14 empty] | No | No | No |  | HPS | 1 | 400 | [25 empty] | 2025-11-05 10:26 | NULL | 0 |  | mhurlow1 | 2018-05-23 19:18 | dturner | 2020-05-05 18:00 | No | No | No | No | No | Standing | None | None | None | No | No | No |  | No | 2025-11-05 10:26 |  | mneeley | 2025-11-05 10:27 | mneeley | 2025-11-05 10:27 | No Photo Available | No Photo Available | http://data.mapchannels.com/dualmaps6/map.htm?lat=39.273647&lng=-84.354714
08 | HAMILTON | HAM | IR | 00275 |  | 31.098 |  | SHAMIR00275**N | HAM-275-31.098 | 39.2749 | -84.3564 | 2025-12-31 | Active |  |  |  | State | HL0021850 | 2020-05-05 17:14 |  | State | EB-6 | Low Mast | [14 empty] | No | No | No |  | HPS | 1 | 400 | [25 empty] | 2025-11-05 10:27 | NULL | 0 |  | mhurlow1 | 2018-05-23 19:17 | dturner | 2020-05-05 17:15 | No | No | No | No | No | Standing | None | None | None | No | No | No |  | No | 2025-11-05 10:27 |  | mneeley | 2025-11-05 10:27 | mneeley | 2025-11-05 10:27 | No Photo Available | No Photo Available | http://data.mapchannels.com/dualmaps6/map.htm?lat=39.274914&lng=-84.356401
08 | HAMILTON | HAM | IR | 00275 |  | 32.633 |  | SHAMIR00275**N | HAM-275-32.633 | 39.2597 | -84.3355 | 2025-12-31 | Active |  |  |  | State | HL0024900 |  |  | State | A2-3 | Conventional | [14 empty] | No | No | No |  | HPS | 1 | [26 empty] | 2025-11-19 08:47 | NULL |  |  | Dsnyder5 | 2018-06-08 16:03 | ascott3 | 2025-10-08 15:51 | No | No | No | No | No | Down | None | None | None | No | No | No |  | No | 2025-11-19 08:47 |  | ascott3 | 2025-11-19 08:47 | ascott3 | 2025-12-29 16:51 | No Photo Available | No Photo Available | http://data.mapchannels.com/dualmaps6/map.htm?lat=39.259718&lng=-84.335508
08 | HAMILTON | HAM | IR | 00275 |  | 32.634 |  | SHAMIR00275**N | HAM-275-32.634 | 39.2597 | -84.3355 | 2025-12-31 | Active |  |  |  | State | HL0035698 |  |  | State | A2L3 | Conventional | [7 empty] | 1 | [6 empty] | No | No | No |  | HPS | 1 | 200 | [25 empty] | 2025-12-31 17:51 | NULL |  | 2025-12-31 17:51 | rdixon5 | 2023-02-16 07:57 | rdixon5 | 2023-02-16 07:57 | No | No | No | No | No | Standing | None | None | None | No | No | No | Pole was put back up | No | 2025-12-31 17:51 | 2025-12-31 17:51 | ascott3 | 2025-12-31 17:51 | ascott3 | 2025-12-31 17:51 | No Photo Available | https://collectorweb.dot.state.oh.us/arcgis/rest/services/HIGHWAY_LIGHTING/HighwayLighting_Reference/FeatureServer/7/582932/attachments/ | http://data.mapchannels.com/dualmaps6/map.htm?lat=39.259704&lng=-84.335510
08 | HAMILTON | HAM | IR | 00275 |  | 32.681 |  | SHAMIR00275**C | HAM-275-32.681 | 39.2565 | -84.332 | 2025-12-31 | Active |  |  |  | State | HL0006662 |  |  | State | B1-4 | Conventional | No |  | AT | A |  |  |  | 1 |  |  |  |  | No | No | No | No | No |  | HPS | 1 | 200 |  | 12,000 - 15,999 | [23 empty] | 2025-11-19 08:48 | NULL |  |  | mhurlow1 | 2018-05-24 11:14 | jritchie2 | 2026-06-10 16:27 | No | No | No | No | No | Standing | None | None | None | No | No | No |  | No | 2025-11-19 08:48 |  | ascott3 | 2025-11-19 08:48 | ascott3 | 2025-11-19 08:48 | No Photo Available | No Photo Available | http://data.mapchannels.com/dualmaps6/map.htm?lat=39.256452&lng=-84.331997
08 | HAMILTON | HAM | IR | 00275 |  | 34.528 |  | SHAMIR00275**N | HAM-275-34.528 | 39.2477 | -84.3053 | 2025-12-31 | Active |  |  |  | State | HL0022895 | 2020-03-13 18:44 |  | State | C2-L7 | Conventional | No |  | AT | A |  |  |  | 1 |  |  |  |  | No | No | No | No | No |  | HPS | 1 | 400 |  |  | No | [22 empty] | 2025-11-19 08:50 | NULL | 0 |  | mhurlow1 | 2018-05-24 11:19 | jritchie2 | 2026-06-25 16:40 | No | No | No | No | No | Standing | None | None | None | No | No | No |  | No | 2025-11-19 08:50 |  | ascott3 | 2025-11-19 08:50 | ascott3 | 2025-11-19 08:50 | No Photo Available | No Photo Available | http://data.mapchannels.com/dualmaps6/map.htm?lat=39.247666&lng=-84.305320
08 | HAMILTON | HAM | IR | 00275 |  | 34.597 |  | SHAMIR00275**N | HAM-275-34.597 | 39.2469 | -84.3046 | 2025-12-31 | Active |  |  |  | State | HL0011846 | 2020-03-13 18:43 |  | State | C2-L6 | Conventional | No |  | AT | A |  |  |  | 1 |  |  |  |  | No | No | No | No | No |  | HPS | 1 | 200 |  |  | No | [22 empty] | 2025-11-19 08:50 | NULL | 0 |  | mhurlow1 | 2018-05-24 11:20 | jritchie2 | 2026-06-25 16:38 | No | No | No | No | No | Standing | None | None | None | No | No | No |  | No | 2025-11-19 08:50 |  | ascott3 | 2025-11-19 08:50 | ascott3 | 2025-11-19 08:50 | No Photo Available | No Photo Available | http://data.mapchannels.com/dualmaps6/map.htm?lat=39.246880&lng=-84.304552
08 | HAMILTON | HAM | IR | 00275 |  | 34.932 |  | SHAMIR00275**N | HAM-275-34.932 | 39.243 | -84.3009 | 2025-12-31 | Active |  |  |  | State | HL0011006 | 2020-03-12 18:32 |  | State | C1-L4 | Conventional | [7 empty] | 1 | [6 empty] | No | No | No |  | HPS | 1 | 200 | [25 empty] | 2025-11-19 08:55 | NULL | 0 |  | mhurlow1 | 2018-05-24 11:32 | dturner | 2020-03-12 18:34 | No | No | No | No | No | Standing | None | None | None | No | No | No |  | No | 2025-11-19 08:55 |  | ascott3 | 2025-11-19 08:56 | ascott3 | 2025-11-19 08:56 | No Photo Available | No Photo Available | http://data.mapchannels.com/dualmaps6/map.htm?lat=39.242960&lng=-84.300855
08 | HAMILTON | HAM | IR | 00275 |  | 37.673 |  | SHAMIR00275**C | HAM-275-37.673 | 39.0577 | -84.3616 | 2025-12-31 | Active |  |  |  | State | HL0033685 | 2020-03-23 14:38 |  | State | A1-6 | Conventional | [7 empty] | 1 | [6 empty] | No | No | No |  | HPS | 1 | 400 | [25 empty] | 2024-06-24 16:03 | NULL | 0 |  | cburden | 2020-03-23 14:38 | jhudson | 2022-06-23 16:48 | No | No | No | No | No | Standing | None | None | None | No | No | No |  |  | 2024-06-24 16:03 |  | ascott3 | 2024-06-24 16:02 | ascott3 | 2024-06-24 16:02 | No Photo Available | No Photo Available | http://data.mapchannels.com/dualmaps6/map.htm?lat=39.057692&lng=-84.361610
08 | HAMILTON | HAM | IR | 00275 |  | 37.823 |  | SHAMIR00275**N | HAM-275-37.823 | 39.0576 | -84.3599 | 2025-12-31 | Active |  |  |  | State | HL0010692 | 2020-03-19 16:36 |  | State | B1-4 | Conventional | No |  | AT | A |  |  |  | 1 |  |  |  |  | No | No | No | No | No |  | LED | 1 |  | 155 | 12,000 - 15,999 | No |  | Philips Lumec | [20 empty] | 2024-06-24 16:03 | NULL |  |  | Dsnyder5 | 2018-06-08 15:37 | jritchie2 | 2026-06-17 16:39 | No | No | No | No | No | Standing | None | None | None | No | No | No |  |  | 2024-06-24 16:03 |  | ascott3 | 2024-06-24 16:02 | ascott3 | 2024-06-24 16:02 | No Photo Available | No Photo Available | http://data.mapchannels.com/dualmaps6/map.htm?lat=39.057630&lng=-84.359949
08 | HAMILTON | HAM | IR | 00275 |  | 39.23 |  | SHAMIR00275**N | HAM-275-39.230 | 39.0576 | -84.3848 | 2025-12-31 | Active |  |  |  | State | HL0002598 | 2020-06-04 13:54 |  | State | B17 | Conventional | No |  | AT | A |  |  |  | 1 |  |  |  |  | No | No | No | No | No |  | LED | 1 |  | 155 | [24 empty] | 2025-10-29 15:20 | NULL |  |  | Dsnyder5 | 2018-06-08 15:33 | jritchie2 | 2026-06-17 16:31 | No | No | No | No | No | Standing | None | None | None | No | No | No |  | No | 2025-10-29 15:20 |  | csonner1 | 2025-10-29 15:20 | csonner1 | 2025-10-29 15:20 | No Photo Available | No Photo Available | http://data.mapchannels.com/dualmaps6/map.htm?lat=39.057609&lng=-84.384848
08 | HAMILTON | HAM | IR | 00275 |  | 39.298 |  | SHAMIR00275**N | HAM-275-39.298 | 39.0574 | -84.3861 | 2025-12-31 | Active |  |  |  | State | HL0010997 | 2020-06-04 13:51 |  | State | B16 | Conventional | No |  | AT | A |  |  |  | 1 |  |  |  |  | No | No | No | No | No |  | LED | 1 |  | 155 | [24 empty] | 2025-10-29 14:52 | NULL |  |  | Dsnyder5 | 2018-06-08 15:33 | jritchie2 | 2026-06-17 16:30 | No | No | No | No | No | Standing | None | None | None | No | No | No |  | No | 2025-10-29 14:52 |  | csonner1 | 2025-10-29 14:52 | csonner1 | 2025-10-29 14:52 | No Photo Available | No Photo Available | http://data.mapchannels.com/dualmaps6/map.htm?lat=39.057438&lng=-84.386063
08 | HAMILTON | HAM | IR | 00275 |  | 39.994 |  | SHAMIR00275**C | HAM-275-39.994 | 39.0556 | -84.4024 | 2025-12-31 | Active |  |  |  | State | HL0033842 | 2020-06-04 15:34 |  | State | E-4 | Conventional | [14 empty] | No | No | No |  | HPS |  | 310 | [25 empty] | 2025-10-15 17:10 | NULL | 0 |  | csonner | 2020-06-04 15:34 | ascott3 | 2024-07-18 14:26 | No | No | No | No | No | Standing | None | None | None | No | No | No |  | No | 2025-10-15 17:10 |  | csonner1 | 2025-10-15 17:11 | csonner1 | 2025-10-15 17:11 | No Photo Available | No Photo Available | http://data.mapchannels.com/dualmaps6/map.htm?lat=39.055650&lng=-84.402421
08 | HAMILTON | HAM | IR | 00275 |  | 40.108 |  | SHAMIR00275**N | HAM-275-40.108 | 39.0548 | -84.4001 | 2025-12-31 | Active |  |  |  | State | HL0015448 |  |  | State | E6 | Conventional | [14 empty] | No | No | No |  | HPS | 1 | [26 empty] | 2021-07-16 18:54 | NULL |  |  | Dsnyder5 | 2018-06-08 14:34 | csonner1 | 2025-10-15 17:30 | No | No | No | No | No | Standing | None | None | None | No | No | No |  |  | 2021-07-16 18:54 |  | rdixon5 | 2021-07-16 18:54 | rdixon5 | 2021-07-16 18:54 | No Photo Available | No Photo Available | http://data.mapchannels.com/dualmaps6/map.htm?lat=39.054819&lng=-84.400055
08 | HAMILTON | HAM | IR | 00275 |  | 40.149 |  | SHAMIR00275**N | HAM-275-40.149 | 39.0549 | -84.4008 | 2025-12-31 | Active |  |  |  | State | HL0038812 |  |  | State | E5 | Conventional | [14 empty] | No | No | No |  | HPS | 1 | [26 empty] | 2025-10-15 17:16 | NULL |  |  | ascott3 | 2024-06-27 16:34 | csonner1 | 2025-10-15 17:16 | No | No | No | No | No | Standing | None | None | None | No | No | No |  | No | 2025-10-15 17:16 |  | csonner1 | 2025-10-15 17:16 | csonner1 | 2025-10-15 17:16 | No Photo Available | No Photo Available | http://data.mapchannels.com/dualmaps6/map.htm?lat=39.054856&lng=-84.400829
08 | HAMILTON | HAM | IR | 00275 |  | 40.627 |  | SHAMIR00275**C | HAM-275-40.627 | 39.0587 | -84.4133 | 2025-12-31 | Active |  |  |  | State | HL0008029 |  |  | State | D2-0 | Conventional | No |  | AT | A |  |  |  | 1 |  |  |  |  | No | No | No | No | No |  | LED | 1 |  | 120 | 12,000 - 15,999 | No |  | Philips Lumec | [20 empty] | 2025-10-14 12:52 | NULL |  |  | Dsnyder5 | 2018-06-08 14:28 | jritchie2 | 2026-06-11 15:56 | No | No | No | No | No | Standing | None | None | None | No | No | No |  | No | 2025-10-14 12:52 |  | mneeley | 2025-10-14 12:52 | mneeley | 2025-10-14 12:52 | No Photo Available | No Photo Available | http://data.mapchannels.com/dualmaps6/map.htm?lat=39.058737&lng=-84.413319
08 | HAMILTON | HAM | IR | 00275 |  | 40.669 |  | SHAMIR00275**C | HAM-275-40.669 | 39.059 | -84.414 | 2025-12-31 | Active |  |  |  | State | HL0012644 |  |  | State | D2-1 | Conventional | No |  | AT | A |  |  |  | 1 |  |  |  |  | No | No | No | No | No |  | LED | 1 |  | 120 | 12,000 - 15,999 | No |  | Philips Lumec |  | 480 L-L | [18 empty] | 2025-10-14 12:52 | NULL |  |  | Dsnyder5 | 2018-06-08 14:28 | jritchie2 | 2026-06-11 15:57 | No | No | No | No | No | Standing | None | None | None | No | No | No |  | No | 2025-10-14 12:52 |  | mneeley | 2025-10-14 12:52 | mneeley | 2025-10-14 12:52 | No Photo Available | No Photo Available | http://data.mapchannels.com/dualmaps6/map.htm?lat=39.059022&lng=-84.414011
08 | HAMILTON | HAM | IR | 00275 |  | 40.78 |  | SHAMIR00275**N | HAM-275-40.780 | 39.0577 | -84.4119 | 2025-12-31 | Active |  |  |  | State | HL0012427 |  |  | State | B2-14 | Conventional | [14 empty] | No | No | No |  | HPS | [27 empty] | 2025-10-14 12:23 | NULL |  |  | Dsnyder5 | 2018-06-08 14:28 | ascott3 | 2024-06-27 12:57 | No | No | No | No | No | Standing | None | None | None | No | No | No |  | No | 2025-10-14 12:23 |  | mneeley | 2025-10-14 12:23 | mneeley | 2025-10-14 12:23 | No Photo Available | No Photo Available | http://data.mapchannels.com/dualmaps6/map.htm?lat=39.057692&lng=-84.411911
08 | HAMILTON | HAM | IR | 00275 |  | 40.823 |  | SHAMIR00275**N | HAM-275-40.823 | 39.058 | -84.4126 | 2025-12-31 | Active |  |  |  | State | HL0018531 |  |  | State | B2-13 | Conventional | [14 empty] | No | No | No |  | HPS | [27 empty] | 2025-10-14 12:22 | NULL |  |  | Dsnyder5 | 2018-06-08 14:28 | ascott3 | 2024-06-27 12:57 | No | No | No | No | No | Standing | None | None | None | No | No | No |  | No | 2025-10-14 12:22 |  | mneeley | 2025-10-14 12:22 | mneeley | 2025-10-14 12:22 | No Photo Available | No Photo Available | http://data.mapchannels.com/dualmaps6/map.htm?lat=39.057975&lng=-84.412630
08 | HAMILTON | HAM | IR | 00275 |  | 40.864 |  | SHAMIR00275**N | HAM-275-40.864 | 39.0582 | -84.4133 | 2025-12-31 | Active |  |  |  | State | HL0017141 |  |  | State | B2-12 | Conventional | [14 empty] | No | No | No |  | HPS | [27 empty] | 2025-10-14 12:22 | NULL |  |  | Dsnyder5 | 2018-06-08 14:28 | jhudson | 2022-06-21 19:21 | No | No | No | No | No | Standing | None | None | None | No | No | No |  | No | 2025-10-14 12:22 |  | mneeley | 2025-10-14 12:22 | mneeley | 2025-10-14 12:22 | No Photo Available | No Photo Available | http://data.mapchannels.com/dualmaps6/map.htm?lat=39.058237&lng=-84.413311
08 | HAMILTON | HAM | IR | 00275 |  | 40.88 |  | SHAMIR00275**C | HAM-275-40.880 | 39.0603 | -84.4176 | 2025-12-31 | Active |  |  |  | State | HL0012788 |  |  | State | D2-8 | Conventional | [14 empty] | No | No | No |  | HPS | [27 empty] | 2025-10-14 13:55 | NULL |  |  | Dsnyder5 | 2018-06-08 14:01 | jhudson | 2022-06-20 18:01 | No | No | No | No | No | Standing | None | None | None | No | No | No |  | No | 2025-10-14 13:55 |  | mneeley | 2025-10-14 13:55 | mneeley | 2025-10-14 13:55 | No Photo Available | No Photo Available | http://data.mapchannels.com/dualmaps6/map.htm?lat=39.060332&lng=-84.417562
08 | HAMILTON | HAM | IR | 00275 |  | 40.921 |  | SHAMIR00275**C | HAM-275-40.921 | 39.0605 | -84.4183 | 2025-12-31 | Active |  |  |  | State | HL0025571 |  |  | State | D2-9 | Conventional | [14 empty] | No | No | No |  | HPS | [27 empty] | 2025-10-14 13:56 | NULL |  |  | Dsnyder5 | 2018-06-08 14:01 | jhudson | 2022-06-20 18:01 | No | No | No | No | No | Standing | None | None | None | No | No | No |  | No | 2025-10-14 13:56 |  | mneeley | 2025-10-14 13:56 | mneeley | 2025-10-14 13:56 | No Photo Available | No Photo Available | http://data.mapchannels.com/dualmaps6/map.htm?lat=39.060520&lng=-84.418305
08 | HAMILTON | HAM | IR | 00275 |  | 40.962 |  | SHAMIR00275**C | HAM-275-40.962 | 39.0607 | -84.4191 | 2025-12-31 | Active |  |  |  | State | HL0019729 |  |  | State | D2-10 | Conventional | [14 empty] | No | No | No |  | HPS | [27 empty] | 2025-10-14 13:57 | NULL |  |  | Dsnyder5 | 2018-06-08 14:01 | ascott3 | 2024-06-25 14:21 | No | No | No | No | No | Standing | None | None | None | No | No | No |  | No | 2025-10-14 13:57 |  | mneeley | 2025-10-14 13:57 | mneeley | 2025-10-14 13:57 | No Photo Available | No Photo Available | http://data.mapchannels.com/dualmaps6/map.htm?lat=39.060653&lng=-84.419059
08 | HAMILTON | HAM | IR | 00275 |  | 41.004 |  | SHAMIR00275**C | HAM-275-41.004 | 39.0607 | -84.4198 | 2025-12-31 | Active |  |  |  | State | HL0025044 |  |  | State | D2-11 | Conventional | [14 empty] | No | No | No |  | HPS | [27 empty] | 2025-10-14 13:57 | NULL |  |  | Dsnyder5 | 2018-06-08 13:56 | ascott3 | 2024-06-25 14:21 | No | No | No | No | No | Standing | None | None | None | No | No | No |  | No | 2025-10-14 13:57 |  | mneeley | 2025-10-14 13:57 | mneeley | 2025-10-14 13:57 | No Photo Available | No Photo Available | http://data.mapchannels.com/dualmaps6/map.htm?lat=39.060741&lng=-84.419829
08 | HAMILTON | HAM | IR | 00275 |  | 41.149 |  | SHAMIR00275**N | HAM-275-41.149 | 39.06 | -84.4181 | 2025-12-31 | Active |  |  |  | State | HL0000889 |  |  | State | B1-4 | Conventional | [14 empty] | No | No | No |  | HPS | [27 empty] | 2025-10-14 13:36 | NULL |  |  | Dsnyder5 | 2018-06-08 14:01 | jhudson | 2022-06-20 17:58 | No | No | No | No | No | Standing | None | None | None | No | No | No |  | No | 2025-10-14 13:36 |  | mneeley | 2025-10-14 13:36 | mneeley | 2025-10-14 13:36 | No Photo Available | No Photo Available | http://data.mapchannels.com/dualmaps6/map.htm?lat=39.059978&lng=-84.418085
08 | HAMILTON | HAM | IR | 00275 |  | 41.191 |  | SHAMIR00275**N | HAM-275-41.191 | 39.0601 | -84.4188 | 2025-12-31 | Active |  |  |  | State | HL0013872 |  |  | State | B1-3 | Conventional | [14 empty] | No | No | No |  | HPS | [27 empty] | 2025-10-14 13:36 | NULL |  |  | Dsnyder5 | 2018-06-08 14:01 | jhudson | 2022-06-20 17:58 | No | No | No | No | No | Standing | None | None | None | No | No | No |  | No | 2025-10-14 13:36 |  | mneeley | 2025-10-14 13:36 | mneeley | 2025-10-14 13:36 | No Photo Available | No Photo Available | http://data.mapchannels.com/dualmaps6/map.htm?lat=39.060126&lng=-84.418834
08 | HAMILTON | HAM | IR | 00275 |  | 41.215 |  | SHAMIR00275**C | HAM-275-41.215 | 39.0604 | -84.4237 | 2025-12-31 | Active |  |  |  | State | HL0009888 |  |  | State | a2-4 | Conventional | [14 empty] | No | No | No |  | HPS | [27 empty] | 2025-10-14 13:33 | NULL |  |  | Dsnyder5 | 2018-06-08 13:55 | jhudson | 2022-06-22 17:20 | No | No | No | No | No | Standing | None | None | None | No | No | No |  | No | 2025-10-14 13:33 |  | mneeley | 2025-10-14 13:33 | mneeley | 2025-10-14 13:33 | No Photo Available | No Photo Available | http://data.mapchannels.com/dualmaps6/map.htm?lat=39.060387&lng=-84.423750
08 | HAMILTON | HAM | IR | 00275 |  | 41.233 |  | SHAMIR00275**N | HAM-275-41.233 | 39.0602 | -84.4196 | 2025-12-31 | Active |  |  |  | State | HL0022657 |  |  | State | B1-2 | Conventional | [14 empty] | No | No | No |  | HPS | [27 empty] | 2025-10-14 13:36 | NULL |  |  | Dsnyder5 | 2018-06-08 14:01 | jhudson | 2022-06-20 17:56 | No | No | No | No | No | Standing | None | None | None | No | No | No |  | No | 2025-10-14 13:36 |  | mneeley | 2025-10-14 13:36 | mneeley | 2025-10-14 13:36 | No Photo Available | No Photo Available | http://data.mapchannels.com/dualmaps6/map.htm?lat=39.060228&lng=-84.419601
08 | HAMILTON | HAM | IR | 00275 |  | 41.276 |  | SHAMIR00275**N | HAM-275-41.276 | 39.0603 | -84.4204 | 2025-12-31 | Active |  |  |  | State | HL0013100 |  |  | State | B1-1 | Conventional | [14 empty] | No | No | No |  | HPS | [27 empty] | 2025-10-14 13:35 | NULL |  |  | Dsnyder5 | 2018-06-08 13:55 | jhudson | 2022-06-20 17:55 | No | No | No | No | No | Standing | None | None | None | No | No | No |  | No | 2025-10-14 13:35 |  | mneeley | 2025-10-14 13:35 | mneeley | 2025-10-14 13:35 | No Photo Available | No Photo Available | http://data.mapchannels.com/dualmaps6/map.htm?lat=39.060270&lng=-84.420373
08 | HAMILTON | HAM | IR | 00275 |  | 41.36 |  | SHAMIR00275**N | HAM-275-41.360 | 39.0602 | -84.4219 | 2025-12-31 | Active |  |  |  | State | HL0003641 |  |  | State | A2-7 | Conventional | [14 empty] | No | No | No | [29 empty] | 2025-10-14 13:34 | NULL |  |  | Dsnyder5 | 2018-06-08 13:55 | jhudson | 2022-06-22 16:51 | No | No | No | No | No | Standing | None | None | None | No | No | No |  | No | 2025-10-14 13:34 |  | mneeley | 2025-10-14 13:35 | mneeley | 2025-10-14 13:35 | No Photo Available | No Photo Available | http://data.mapchannels.com/dualmaps6/map.htm?lat=39.060185&lng=-84.421923
08 | HAMILTON | HAM | IR | 00275 |  | 41.396 |  | SHAMIR00275**C | HAM-275-41.396 | 39.0592 | -84.4268 | 2025-12-31 | Retired |  |  |  | State | HL0003556 |  |  | State | a3-11 | Conventional | [14 empty] | No | No | No |  | LED | 1 | [27 empty] | NULL |  |  | Dsnyder5 | 2018-06-08 13:54 | ascott3 | 2025-08-28 15:31 | No | No | No | No | No | Standing | None | None | None | No | No | No |  | No | 2025-06-02 16:53 | 2025-06-02 16:53 | ascott3 | 2025-06-02 16:53 | ascott3 | 2025-06-02 16:53 | No Photo Available | https://collectorweb.dot.state.oh.us/arcgis/rest/services/HIGHWAY_LIGHTING/HighwayLighting_Reference/FeatureServer/7/546037/attachments/ | http://data.mapchannels.com/dualmaps6/map.htm?lat=39.059210&lng=-84.426786
08 | HAMILTON | HAM | IR | 00275 |  | 41.4 |  | SHAMIR00275**N | HAM-275-41.400 | 39.0601 | -84.4227 | 2025-12-31 | Active |  |  |  | State | HL0013796 |  |  | State | A2-6 | Conventional | [14 empty] | No | No | No |  | HPS | [27 empty] | 2025-10-14 13:34 | NULL |  |  | Dsnyder5 | 2018-06-08 13:55 | jhudson | 2022-06-22 16:50 | No | No | No | No | No | Standing | None | None | None | No | No | No |  | No | 2025-10-14 13:34 |  | mneeley | 2025-10-14 13:34 | mneeley | 2025-10-14 13:34 | No Photo Available | No Photo Available | http://data.mapchannels.com/dualmaps6/map.htm?lat=39.060089&lng=-84.422653
08 | HAMILTON | HAM | IR | 00275 |  | 41.441 |  | SHAMIR00275**C | HAM-275-41.441 | 39.0589 | -84.4275 | 2025-12-31 | Retired |  |  |  | State | HL0017033 |  |  | State | A3-12 | Conventional | [14 empty] | No | No | No |  | LED | 1 | [27 empty] | NULL |  |  | Dsnyder5 | 2018-06-08 13:54 | ascott3 | 2025-08-28 15:31 | No | No | No | No | No | Standing | None | None | None | No | No | No |  | No | 2025-06-02 16:55 | 2025-06-02 16:55 | ascott3 | 2025-06-02 16:56 | ascott3 | 2025-06-02 16:56 | No Photo Available | https://collectorweb.dot.state.oh.us/arcgis/rest/services/HIGHWAY_LIGHTING/HighwayLighting_Reference/FeatureServer/7/552839/attachments/ | http://data.mapchannels.com/dualmaps6/map.htm?lat=39.058872&lng=-84.427508
08 | HAMILTON | HAM | IR | 00275 |  | 41.445 |  | SHAMIR00275**N | HAM-275-41.445 | 39.0599 | -84.4234 | 2025-12-31 | Active |  |  |  | State | HL0002670 |  |  | State | A2-5 | Conventional | [14 empty] | No | No | No |  | HPS | [27 empty] | 2026-01-14 18:02 | NULL |  | 2026-01-14 18:02 | Dsnyder5 | 2018-06-08 13:55 | jhudson | 2022-06-22 16:50 | No | No | No | No | No | Standing | None | None | None | No | No | No | New fixture add | No | 2026-01-14 18:02 | 2026-01-14 18:02 | ascott3 | 2026-01-14 18:02 | ascott3 | 2026-01-14 18:02 | No Photo Available | No Photo Available | http://data.mapchannels.com/dualmaps6/map.htm?lat=39.059920&lng=-84.423436
08 | HAMILTON | HAM | IR | 00275 |  | 41.487 |  | SHAMIR00275**C | HAM-275-41.487 | 39.0585 | -84.4282 | 2025-12-31 | Active |  |  |  | State | HL0004020 |  |  | State | a3-13 | Conventional | [14 empty] | No | No | No |  | LED | 1 | [26 empty] | 2025-06-02 16:58 | NULL |  | 2025-06-02 16:58 | Dsnyder5 | 2018-06-08 13:53 | ascott3 | 2025-06-02 16:23 | No | No | No | No | No | Standing | None | None | None | No | No | No |  | No | 2025-06-02 16:58 | 2025-06-02 16:58 | ascott3 | 2025-06-02 16:58 | ascott3 | 2025-06-02 16:58 | No Photo Available | https://collectorweb.dot.state.oh.us/arcgis/rest/services/HIGHWAY_LIGHTING/HighwayLighting_Reference/FeatureServer/7/546038/attachments/ | http://data.mapchannels.com/dualmaps6/map.htm?lat=39.058532&lng=-84.428239
08 | HAMILTON | HAM | IR | 00275 |  | 41.627 |  | SHAMIR00275**N | HAM-275-41.627 | 39.0588 | -84.4265 | 2025-12-31 | Retired |  |  |  | State | HL0020099 |  |  | State |  | Conventional | [14 empty] | No | No | No |  | HPS | 0 | [27 empty] | NULL |  |  | Dsnyder5 | 2018-06-08 13:54 | ascott3 | 2025-08-28 15:32 | No | No | No | No | No | Standing | None | None | None | No | No | No |  |  | 2024-06-28 10:37 |  | ascott3 | 2024-06-28 10:37 | ascott3 | 2024-06-28 10:37 | No Photo Available | No Photo Available | http://data.mapchannels.com/dualmaps6/map.htm?lat=39.058750&lng=-84.426451
08 | HAMILTON | HAM | IR | 00275 |  | 41.673 |  | SHAMIR00275**N | HAM-275-41.673 | 39.0584 | -84.4272 | 2025-12-31 | Retired |  |  |  | State | HL0018553 |  |  | State |  | Conventional | [14 empty] | No | No | No |  | HPS | 0 | [27 empty] | NULL |  |  | Dsnyder5 | 2018-06-08 13:53 | ascott3 | 2025-08-28 15:32 | No | No | No | No | No | Standing | None | None | None | No | No | No |  |  | 2024-06-28 10:37 |  | ascott3 | 2024-06-28 10:37 | ascott3 | 2024-06-28 10:37 | No Photo Available | No Photo Available | http://data.mapchannels.com/dualmaps6/map.htm?lat=39.058430&lng=-84.427183
08 | HAMILTON | HAM | IR | 00275 |  | 41.719 |  | SHAMIR00275**N | HAM-275-41.719 | 39.0581 | -84.4279 | 2025-12-31 | Active |  |  |  | State | HL0006852 |  |  | State |  | Conventional | [14 empty] | No | No | No |  | HPS | [27 empty] | 2024-06-28 10:37 | NULL |  |  | Dsnyder5 | 2018-06-08 13:53 | Dsnyder5 | 2018-07-24 16:13 | No | No | No | No | No | Standing | None | None | None | No | No | No |  |  | 2024-06-28 10:37 |  | ascott3 | 2024-06-28 10:37 | ascott3 | 2024-06-28 10:37 | No Photo Available | No Photo Available | http://data.mapchannels.com/dualmaps6/map.htm?lat=39.058104&lng=-84.427928
08 | HAMILTON | HAM | IR | 00275 |  | 41.759 |  | SHAMIR00275**N | HAM-275-41.759 | 39.0578 | -84.4286 | 2025-12-31 | Active |  |  |  | State | HL0023906 |  |  | State |  | Conventional | [14 empty] | No | No | No |  | HPS | [28 empty] | NULL |  |  | Dsnyder5 | 2018-06-08 13:54 | Dsnyder5 | 2018-07-24 16:13 | [20 empty] | No Photo Available | No Photo Available | http://data.mapchannels.com/dualmaps6/map.htm?lat=39.057817&lng=-84.428578
08 | HAMILTON | HAM | IR | 00471 |  | 0.044 |  | SHAMIR00471**C | HAM-471-0.044 | 39.1018 | -84.4966 | 2025-12-31 | Active |  |  |  | State | HL0025626 |  |  | State | 1 | Conventional | [14 empty] | No | No | No |  | HPS | [27 empty] | 2025-11-12 01:50 | NULL |  |  | mhurlow1 | 2018-05-29 14:16 | mneeley | 2024-08-06 02:04 | No | No | No | No | No | Standing | None | None | None | No | No | No |  | No | 2025-11-12 01:50 |  | mneeley | 2025-11-12 01:50 | mneeley | 2025-11-12 01:50 | No Photo Available | No Photo Available | http://data.mapchannels.com/dualmaps6/map.htm?lat=39.101761&lng=-84.496611
08 | HAMILTON | HAM | IR | 00471 |  | 0.044 |  | SHAMIR00471**N | HAM-471-0.044 | 39.1014 | -84.4969 | 2025-12-31 | Active |  |  |  | State | HL0011362 |  |  | State | S6 | Conventional | [14 empty] | No | No | No |  | HPS | [27 empty] | 2025-11-14 01:31 | NULL |  |  | mhurlow1 | 2018-05-24 19:09 | mneeley | 2024-08-06 04:24 | No | No | No | No | No | Standing | None | None | None | No | No | No |  | No | 2025-11-14 01:31 |  | mneeley | 2025-11-14 01:31 | mneeley | 2025-11-14 01:31 | No Photo Available | No Photo Available | http://data.mapchannels.com/dualmaps6/map.htm?lat=39.101450&lng=-84.496911
08 | HAMILTON | HAM | IR | 00471 |  | 0.252 |  | SHAMIR00471**N | HAM-471-0.252 | 39.1031 | -84.5001 | 2025-12-31 | Active |  |  |  | State | HL0000005 |  |  | State | E3 | Conventional | [14 empty] | No | No | No |  | HPS | [27 empty] | 2025-11-12 01:41 | NULL |  |  | Dsnyder5 | 2018-06-12 17:32 | mneeley | 2024-08-06 03:48 | No | No | No | No | No | Standing | None | None | None | No | No | No |  | No | 2025-11-12 01:41 |  | mneeley | 2025-11-12 01:41 | mneeley | 2025-11-12 01:41 | No Photo Available | No Photo Available | http://data.mapchannels.com/dualmaps6/map.htm?lat=39.103109&lng=-84.500128
08 | HAMILTON | HAM | IR | 00471 |  | 0.277 |  | SHAMIR00471**N | HAM-471-0.277 | 39.1033 | -84.5005 | 2025-12-31 | Active |  |  |  | State | HL0008974 |  |  | State |  | Conventional | [14 empty] | No | No | No |  | HPS | [27 empty] | 2025-11-12 01:41 | NULL |  |  | Dsnyder5 | 2018-06-12 17:32 | mhurlow1 | 2018-07-19 12:31 | No | No | No | No | No | Standing | None | None | None | No | No | No |  | No | 2025-11-12 01:41 |  | mneeley | 2025-11-12 01:41 | mneeley | 2025-11-12 01:41 | No Photo Available | No Photo Available | http://data.mapchannels.com/dualmaps6/map.htm?lat=39.103309&lng=-84.500528
08 | HAMILTON | HAM | IR | 00471 |  | 0.309 |  | SHAMIR00471**N | HAM-471-0.309 | 39.1036 | -84.501 | 2025-12-31 | Active |  |  |  | State | HL0003692 |  |  | State |  | Conventional | [14 empty] | No | No | No |  | HPS | [27 empty] | 2025-11-12 01:42 | NULL |  |  | Dsnyder5 | 2018-06-12 17:32 | mhurlow1 | 2018-07-19 12:31 | No | No | No | No | No | Standing | None | None | None | No | No | No |  | No | 2025-11-12 01:42 |  | mneeley | 2025-11-12 01:42 | mneeley | 2025-11-12 01:42 | No Photo Available | No Photo Available | http://data.mapchannels.com/dualmaps6/map.htm?lat=39.103559&lng=-84.501024
08 | HAMILTON | HAM | IR | 00471 |  | 0.331 |  | SHAMIR00471**C | HAM-471-0.331 | 39.1041 | -84.501 | 2025-12-31 | Active |  |  |  | State | HL0006551 |  |  | State |  | Conventional | [14 empty] | No | No | No |  | HPS | [27 empty] | 2026-04-14 16:55 | NULL |  |  | Dsnyder5 | 2018-06-12 17:29 | mhurlow1 | 2018-07-19 12:31 | No | No | No | No | No | Down | None | None | None | No | No | No |  | Yes | 2026-04-14 16:55 |  | odotonline.net\rdixon5 | 2026-04-14 16:56 | odotonline.net\rdixon5 | 2026-04-14 16:56 | No Photo Available | https://collectorweb.dot.state.oh.us/arcgis/rest/services/HIGHWAY_LIGHTING/HighwayLighting_Reference/FeatureServer/7/581390/attachments/ | http://data.mapchannels.com/dualmaps6/map.htm?lat=39.104079&lng=-84.501029
08 | HAMILTON | HAM | IR | 00471 |  | 0.337 |  | SHAMIR00471**N | HAM-471-0.337 | 39.1038 | -84.5015 | 2025-12-31 | Active |  |  |  | State | HL0003935 |  |  | State | E1 | Conventional | [14 empty] | No | No | No |  | HPS | [27 empty] | 2025-11-12 01:42 | NULL |  |  | Dsnyder5 | 2018-06-12 17:32 | mneeley | 2024-08-06 03:45 | No | No | No | No | No | Standing | None | None | None | No | No | No |  | No | 2025-11-12 01:42 |  | mneeley | 2025-11-12 01:42 | mneeley | 2025-11-12 01:42 | No Photo Available | No Photo Available | http://data.mapchannels.com/dualmaps6/map.htm?lat=39.103792&lng=-84.501464
08 | HAMILTON | HAM | IR | 00471 |  | 0.367 |  | SHAMIR00471**N | HAM-471-0.367 | 39.104 | -84.5019 | 2025-12-31 | Active |  |  |  | State | HL0013732 |  |  | State |  | Conventional | [14 empty] | No | No | No |  | HPS | [27 empty] | 2025-11-12 01:42 | NULL |  |  | Dsnyder5 | 2018-06-12 17:32 | mhurlow1 | 2018-07-19 12:31 | No | No | No | No | No | Standing | None | None | None | No | No | No |  | No | 2025-11-12 01:42 |  | mneeley | 2025-11-12 01:42 | mneeley | 2025-11-12 01:42 | No Photo Available | No Photo Available | http://data.mapchannels.com/dualmaps6/map.htm?lat=39.104019&lng=-84.501923
08 | HAMILTON | HAM | IR | 00471 |  | 0.376 |  | SHAMIR00471**C | HAM-471-0.376 | 39.1045 | -84.5016 | 2025-12-31 | Active |  |  |  | State | HL0006303 |  |  | State |  | Conventional | [14 empty] | No | No | No |  | HPS | [28 empty] | NULL |  |  | Dsnyder5 | 2018-06-12 17:30 | mhurlow1 | 2018-07-19 12:31 | [20 empty] | No Photo Available | No Photo Available | http://data.mapchannels.com/dualmaps6/map.htm?lat=39.104502&lng=-84.501646
08 | HAMILTON | HAM | IR | 00471 |  | 0.399 |  | SHAMIR00471**N | HAM-471-0.399 | 39.1043 | -84.5024 | 2025-12-31 | Active |  |  |  | State | HL0004360 |  |  | State |  | Conventional | [14 empty] | No | No | No |  | HPS | [27 empty] | 2025-11-12 01:42 | NULL |  |  | Dsnyder5 | 2018-06-12 17:32 | mhurlow1 | 2018-07-19 12:31 | No | No | No | No | No | Standing | None | None | None | No | No | No |  | No | 2025-11-12 01:42 |  | mneeley | 2025-11-12 01:42 | mneeley | 2025-11-12 01:42 | No Photo Available | No Photo Available | http://data.mapchannels.com/dualmaps6/map.htm?lat=39.104281&lng=-84.502435
08 | HAMILTON | HAM | IR | 00471 |  | 0.416 |  | SHAMIR00471**C | HAM-471-0.416 | 39.1049 | -84.5022 | 2025-12-31 | Active |  |  |  | State | HL0014881 |  |  | State |  | Conventional | [14 empty] | No | No | No |  | HPS | [28 empty] | NULL |  |  | Dsnyder5 | 2018-06-12 17:30 | mhurlow1 | 2018-07-19 12:31 | [20 empty] | No Photo Available | No Photo Available | http://data.mapchannels.com/dualmaps6/map.htm?lat=39.104905&lng=-84.502193
08 | HAMILTON | HAM | IR | 00471 |  | 0.432 |  | SHAMIR00471**N | HAM-471-0.432 | 39.1045 | -84.5029 | 2025-12-31 | Active |  |  |  | State | HL0010911 |  |  | State |  | Conventional | [14 empty] | No | No | No |  | HPS | [27 empty] | 2025-11-12 01:43 | NULL |  |  | Dsnyder5 | 2018-06-12 17:32 | mhurlow1 | 2018-07-19 12:31 | No | No | No | No | No | Standing | None | None | None | No | No | No |  | No | 2025-11-12 01:43 |  | mneeley | 2025-11-12 01:43 | mneeley | 2025-11-12 01:43 | No Photo Available | No Photo Available | http://data.mapchannels.com/dualmaps6/map.htm?lat=39.104547&lng=-84.502939
08 | HAMILTON | HAM | IR | 00471 |  | 0.456 |  | SHAMIR00471**C | HAM-471-0.456 | 39.1053 | -84.5027 | 2025-12-31 | Active |  |  |  | State | HL0002225 |  |  | State |  | Conventional | [14 empty] | No | No | No |  | HPS | [28 empty] | NULL |  |  | Dsnyder5 | 2018-06-12 17:30 | mhurlow1 | 2018-07-19 12:33 | [20 empty] | No Photo Available | No Photo Available | http://data.mapchannels.com/dualmaps6/map.htm?lat=39.105317&lng=-84.502706
08 | HAMILTON | HAM | IR | 00471 |  | 0.489 |  | SHAMIR00471**C | HAM-471-0.489 | 39.1057 | -84.503 | 2025-12-31 | Active |  |  |  | State | HL0017063 |  |  | State |  | Conventional | [14 empty] | No | No | No |  | HPS | [28 empty] | NULL |  |  | Dsnyder5 | 2018-06-12 17:30 | mhurlow1 | 2018-07-19 12:33 | [20 empty] | No Photo Available | No Photo Available | http://data.mapchannels.com/dualmaps6/map.htm?lat=39.105694&lng=-84.503012
08 | HAMILTON | HAM | IR | 00471 |  | 0.497 |  | SHAMIR00471**N | HAM-471-0.497 | 39.1053 | -84.5037 | 2025-12-31 | Active |  |  |  | State | HL0004698 |  |  | State | P2 | Conventional | [14 empty] | No | No | No |  | HPS | 1 | [26 empty] | 2025-11-12 01:43 | NULL |  |  | Dsnyder5 | 2018-06-12 17:31 | mneeley | 2025-07-08 07:23 | No | No | No | No | No | Standing | None | None | None | No | No | No |  | No | 2025-11-12 01:43 |  | mneeley | 2025-11-12 01:43 | mneeley | 2025-11-12 01:43 | No Photo Available | No Photo Available | http://data.mapchannels.com/dualmaps6/map.htm?lat=39.105280&lng=-84.503679
08 | HAMILTON | HAM | IR | 00471 |  | 0.521 |  | SHAMIR00471**C | HAM-471-0.521 | 39.1061 | -84.5032 | 2025-12-31 | Active |  |  |  | State | HL0020179 |  |  | State |  | Conventional | [14 empty] | No | No | No |  | HPS | [28 empty] | NULL |  |  | Dsnyder5 | 2018-06-12 17:30 | mhurlow1 | 2018-07-19 12:33 | [20 empty] | No Photo Available | No Photo Available | http://data.mapchannels.com/dualmaps6/map.htm?lat=39.106104&lng=-84.503213
08 | HAMILTON | HAM | IR | 00471 |  | 0.524 |  | SHAMIR00471**N | HAM-471-0.524 | 39.1056 | -84.504 | 2025-12-31 | Active |  |  |  | State | HL0040423 |  |  | State | P1 | Conventional | [14 empty] | No | No | No |  | HPS | 1 | [26 empty] | 2025-11-12 01:44 | NULL |  |  | mneeley | 2025-07-08 07:22 | mneeley | 2025-07-08 07:22 | No | No | No | No | No | Standing | None | None | None | No | No | No |  | No | 2025-11-12 01:44 |  | mneeley | 2025-11-12 01:44 | mneeley | 2025-11-12 01:44 | No Photo Available | No Photo Available | http://data.mapchannels.com/dualmaps6/map.htm?lat=39.105596&lng=-84.503973
08 | HAMILTON | HAM | IR | 00471 |  | 0.552 |  | SHAMIR00471**C | HAM-471-0.552 | 39.1065 | -84.5032 | 2025-12-31 | Active |  |  |  | State | HL0019417 |  |  | State |  | Conventional | [14 empty] | No | No | No |  | HPS | [28 empty] | NULL |  |  | Dsnyder5 | 2018-06-12 17:30 | mhurlow1 | 2018-07-19 12:33 | [20 empty] | No Photo Available | No Photo Available | http://data.mapchannels.com/dualmaps6/map.htm?lat=39.106529&lng=-84.503240
08 | HAMILTON | HAM | IR | 00471 |  | 0.587 |  | SHAMIR00471**C | HAM-471-0.587 | 39.107 | -84.5031 | 2025-12-31 | Active |  |  |  | State | HL0008446 |  |  | State | 4 | Conventional | [14 empty] | No | No | No |  | HPS | [27 empty] | 2025-11-12 01:50 | NULL |  |  | mhurlow1 | 2018-05-10 13:07 | mneeley | 2024-08-06 02:40 | No | No | No | No | No | Standing | None | None | None | No | No | No |  | No | 2025-11-12 01:50 |  | mneeley | 2025-11-12 01:50 | mneeley | 2025-11-12 01:50 | No Photo Available | No Photo Available | http://data.mapchannels.com/dualmaps6/map.htm?lat=39.107003&lng=-84.503137
08 | HAMILTON | HAM | IR | 00471 |  | 0.613 |  | SHAMIR00471**N | HAM-471-0.613 | 39.1068 | -84.504 | 2025-12-31 | Active |  |  |  | State | HL0001115 |  |  | State | L5B1 | Conventional | [14 empty] | No | No | No |  | HPS | [27 empty] | 2025-11-12 01:44 | NULL |  |  | mhurlow1 | 2018-05-10 13:11 | mneeley | 2024-08-06 03:32 | No | No | No | No | No | Standing | None | None | None | No | No | No |  | No | 2025-11-12 01:44 |  | mneeley | 2025-11-12 01:44 | mneeley | 2025-11-12 01:44 | No Photo Available | No Photo Available | http://data.mapchannels.com/dualmaps6/map.htm?lat=39.106807&lng=-84.503989
08 | HAMILTON | HAM | IR | 00471 |  | 0.614 |  | SHAMIR00471**C | HAM-471-0.614 | 39.1073 | -84.5029 | 2025-12-31 | Active |  |  |  | State | HL0018900 |  |  | State | 5 | Conventional | [14 empty] | No | No | No |  | HPS | [27 empty] | 2025-11-12 01:49 | NULL |  |  | mhurlow1 | 2018-05-10 13:05 | mneeley | 2024-08-06 02:41 | No | No | No | No | No | Standing | None | None | None | No | No | No |  | No | 2025-11-12 01:49 |  | mneeley | 2025-11-12 01:50 | mneeley | 2025-11-12 01:50 | No Photo Available | No Photo Available | http://data.mapchannels.com/dualmaps6/map.htm?lat=39.107344&lng=-84.502928
08 | HAMILTON | HAM | IR | 00471 |  | 0.644 |  | SHAMIR00471**N | HAM-471-0.644 | 39.1072 | -84.5037 | 2025-12-31 | Active |  |  |  | State | HL0004746 |  |  | State |  | Conventional | [14 empty] | No | No | No |  | HPS | [27 empty] | 2025-11-12 01:44 | NULL |  |  | mhurlow1 | 2018-05-10 13:10 | Dsnyder5 | 2018-07-27 14:08 | No | No | No | No | No | Standing | None | None | None | No | No | No |  | No | 2025-11-12 01:44 |  | mneeley | 2025-11-12 01:44 | mneeley | 2025-11-12 01:44 | No Photo Available | No Photo Available | http://data.mapchannels.com/dualmaps6/map.htm?lat=39.107191&lng=-84.503701
08 | HAMILTON | HAM | IR | 00471 |  | 0.676 |  | SHAMIR00471**N | HAM-471-0.676 | 39.1076 | -84.5034 | 2025-12-31 | Active |  |  |  | State | HL0022294 |  |  | State |  | Conventional | [14 empty] | No | No | No |  | HPS | [27 empty] | 2025-11-12 01:44 | NULL |  |  | mhurlow1 | 2018-05-10 13:10 | Dsnyder5 | 2018-07-27 14:08 | No | No | No | No | No | Standing | None | None | None | No | No | No |  | No | 2025-11-12 01:44 |  | mneeley | 2025-11-12 01:44 | mneeley | 2025-11-12 01:44 | No Photo Available | No Photo Available | http://data.mapchannels.com/dualmaps6/map.htm?lat=39.107601&lng=-84.503419
08 | HAMILTON | HAM | IR | 00471 |  | 0.712 |  | SHAMIR00471**N | HAM-471-0.712 | 39.1081 | -84.5031 | 2025-12-31 | Active |  |  |  | State | HL0034935 |  |  | State | L5B4 | Conventional | [14 empty] | Yes | No | No |  | HPS | 1 | [26 empty] | 2025-11-12 01:45 | 7 - Needs Inspected in 7 CY |  |  | rdixon5 | 2022-01-14 05:14 | rdixon5 | 2022-01-14 05:14 | No | No | No | No | No | Standing | None | None | None | No | No | No |  | No | 2025-11-12 01:45 |  | mneeley | 2025-11-12 01:45 | mneeley | 2025-11-12 01:45 | No Photo Available | No Photo Available | http://data.mapchannels.com/dualmaps6/map.htm?lat=39.108066&lng=-84.503116
08 | HAMILTON | HAM | IR | 00471 |  | 0.731 |  | SHAMIR00471**C | HAM-471-0.731 | 39.1089 | -84.502 | 2025-12-31 | Active |  |  |  | State | HL0015001 |  |  | State | L5A12 | Conventional | [14 empty] | No | No | No |  | HPS | [27 empty] | 2025-11-12 01:54 | NULL |  |  | mhurlow1 | 2018-05-10 13:08 | mneeley | 2024-08-06 04:47 | No | No | No | No | No | Standing | None | None | None | No | No | No |  | No | 2025-11-12 01:54 |  | mneeley | 2025-11-12 01:54 | mneeley | 2025-11-12 01:54 | No Photo Available | No Photo Available | http://data.mapchannels.com/dualmaps6/map.htm?lat=39.108861&lng=-84.501957
08 | HAMILTON | HAM | IR | 00471 |  | 0.751 |  | SHAMIR00471**N | HAM-471-0.751 | 39.1086 | -84.5028 | 2025-12-31 | Active |  |  |  | State | HL0034934 |  |  | State | L5b5 | Conventional | [14 empty] | Yes | No | No |  | HPS | 1 | [26 empty] | 2025-11-12 01:45 | 7 - Needs Inspected in 7 CY |  |  | rdixon5 | 2022-01-14 05:13 | rdixon5 | 2022-01-14 05:13 | No | No | No | No | No | Standing | None | None | None | No | No | No |  | No | 2025-11-12 01:45 |  | mneeley | 2025-11-12 01:45 | mneeley | 2025-11-12 01:45 | No Photo Available | No Photo Available | http://data.mapchannels.com/dualmaps6/map.htm?lat=39.108573&lng=-84.502809
08 | HAMILTON | HAM | IR | 00471 |  | 0.757 |  | SHAMIR00471**C | HAM-471-0.757 | 39.1092 | -84.5018 | 2025-12-31 | Active |  |  |  | State | HL0018171 |  |  | State | L5A13 | Conventional | [14 empty] | No | No | No |  | HPS | [27 empty] | 2025-11-12 01:54 | NULL |  |  | mhurlow1 | 2018-05-10 13:08 | mneeley | 2024-08-06 04:46 | No | No | No | No | No | Standing | None | None | None | No | No | No |  | No | 2025-11-12 01:54 |  | mneeley | 2025-11-12 01:54 | mneeley | 2025-11-12 01:54 | No Photo Available | No Photo Available | http://data.mapchannels.com/dualmaps6/map.htm?lat=39.109207&lng=-84.501761
08 | HAMILTON | HAM | IR | 00471 |  | 0.839 |  | SHAMIR00471**N | HAM-471-0.839 | 39.1097 | -84.5021 | 2025-12-31 | Active |  |  |  | State | HL0014783 |  |  | State | L5B9 | Conventional | [14 empty] | No | No | No |  | HPS | 1 | [26 empty] | 2025-07-10 03:30 | NULL |  |  | mhurlow1 | 2018-05-10 13:12 | mneeley | 2025-07-10 03:14 | No | No | No | No | No | Standing | None | None | None | No | No | No |  | No | 2025-07-10 03:30 |  | mneeley | 2025-07-10 03:30 | mneeley | 2025-07-10 03:30 | No Photo Available | https://collectorweb.dot.state.oh.us/arcgis/rest/services/HIGHWAY_LIGHTING/HighwayLighting_Reference/FeatureServer/7/550920/attachments/ | http://data.mapchannels.com/dualmaps6/map.htm?lat=39.109723&lng=-84.502122
08 | HAMILTON | HAM | MR | 04302 |  | 1.976 |  | MHAMMR04302**C | HAM-4302-1.976 | 39.2259 | -84.4016 | 2025-12-31 | Active |  |  |  | State | HL0017817 |  |  | State |  | Conventional | [14 empty] | No | No | No |  | HPS | [28 empty] | NULL |  |  | Dsnyder5 | 2018-06-07 15:59 | Dsnyder5 | 2018-07-24 16:16 | [20 empty] | No Photo Available | No Photo Available | http://data.mapchannels.com/dualmaps6/map.htm?lat=39.225940&lng=-84.401553
08 | HAMILTON | HAM | MR | 04302 |  | 2.01 |  | MHAMMR04302**C | HAM-4302-2.010 | 39.226 | -84.4009 | 2025-12-31 | Active |  |  |  | State | HL0007727 |  |  | State |  | Conventional | [14 empty] | No | No | No |  | HPS | [28 empty] | NULL |  |  | Dsnyder5 | 2018-06-07 15:59 | Dsnyder5 | 2018-07-24 16:16 | [20 empty] | No Photo Available | No Photo Available | http://data.mapchannels.com/dualmaps6/map.htm?lat=39.226031&lng=-84.400921
08 | HAMILTON | HAM | MR | 08349 |  | 0.195 |  | MHAMMR08349**C | HAM-8349-0.195 | 39.2422 | -84.4489 | 2025-12-31 | Retired |  |  |  | State | HL0029111 |  |  | State | D2 23 | Tower |  | 4 | [12 empty] | No | No | No | CKT D Shepherd | HPS | [28 empty] | NULL |  |  | darshan.singh | 2014-12-16 09:29 | acode1@Admin | 2024-01-16 19:25 | No | No | No | No | No | Standing | None | None | None | No | No | No | None ¦ None |  | 2014-12-16 09:29 |  | darshan.singh | 2014-12-16 09:29 | darshan.singh | 2014-12-16 09:45 | No Photo Available | https://collectorweb.dot.state.oh.us/arcgis/rest/services/HIGHWAY_LIGHTING/HighwayLighting_Reference/FeatureServer/7/1962/attachments/ | http://data.mapchannels.com/dualmaps6/map.htm?lat=39.242166&lng=-84.448878
08 | HAMILTON | HAM | MR | 08501 |  | 1.157 |  | MHAMMR08501**C | HAM-8501-1.157 | 39.286 | -84.4295 | 2025-12-31 | Active |  |  |  | State | HL0031117 | 2020-06-04 16:05 |  | State | NB3 | Tower |  | 4 | [12 empty] | No | No | No | Mosteller 4L | HPS | 4 | 400 | [25 empty] | 2022-06-29 18:20 | 4 - Needs Inspected in 4 CY | 0 |  | robert.anderson | 2014-12-20 10:50 | cburden | 2020-06-04 16:05 | No | No | No | No | No | Standing | None | None | None | No | No | No |  |  | 2022-06-29 18:20 |  | csonner1 | 2022-06-29 18:20 | csonner1 | 2022-06-29 18:20 | No Photo Available | No Photo Available | http://data.mapchannels.com/dualmaps6/map.htm?lat=39.286038&lng=-84.429456
08 | HAMILTON | HAM | MR | 08501 |  | 1.379 |  | MHAMMR08501**C | HAM-8501-1.379 | 39.2893 | -84.4291 | 2025-12-31 | Active |  |  |  | State | HL0003034 |  |  | State |  | Conventional | [14 empty] | No | No | No |  | HPS | [28 empty] | NULL |  |  | Dsnyder5 | 2018-06-08 16:17 | Dsnyder5 | 2018-07-24 16:21 | [20 empty] | No Photo Available | No Photo Available | http://data.mapchannels.com/dualmaps6/map.htm?lat=39.289250&lng=-84.429118
08 | HAMILTON | HAM | MR | 08646 |  | 1.69 |  | MHAMMR08646**C | HAM-8646-1.690 | 39.2536 | -84.4392 | 2025-12-31 | Active |  |  |  | State | HL0008066 |  |  | State |  | Conventional | [14 empty] | No | No | No |  | HPS | [28 empty] | NULL |  |  | mhurlow1 | 2018-05-16 18:30 | mhurlow1 | 2018-07-23 12:31 | [20 empty] | No Photo Available | No Photo Available | http://data.mapchannels.com/dualmaps6/map.htm?lat=39.253553&lng=-84.439234
08 | HAMILTON | HAM | MR | 08646 |  | 1.744 |  | MHAMMR08646**C | HAM-8646-1.744 | 39.2537 | -84.4382 | 2025-12-31 | Active |  |  |  | State | HL0009265 |  |  | State |  | Conventional | [14 empty] | No | No | No |  | HPS | [28 empty] | NULL |  |  | mhurlow1 | 2018-05-16 18:30 | mhurlow1 | 2018-07-23 12:31 | [20 empty] | No Photo Available | No Photo Available | http://data.mapchannels.com/dualmaps6/map.htm?lat=39.253706&lng=-84.438245
08 | HAMILTON | HAM | RA | 31000 |  | 0.004 |  | SHAMRA31000**C | HAM-31000-0.004 | 39.2871 | -84.3699 | 2025-12-31 | Active |  |  |  | State | HL0018479 |  |  | State |  | Conventional | [14 empty] | No | No | No |  | HPS | [28 empty] | NULL |  |  | mhurlow1 | 2018-05-23 18:40 | Dsnyder5 | 2018-07-24 16:22 | [20 empty] | No Photo Available | No Photo Available | http://data.mapchannels.com/dualmaps6/map.htm?lat=39.287144&lng=-84.369898
08 | HAMILTON | HAM | RA | 31000 |  | 0.011 |  | SHAMRA31000**C | HAM-31000-0.011 | 39.2865 | -84.3705 | 2025-12-31 | Active |  |  |  | State | HL0009940 |  |  | State |  | Conventional | [14 empty] | No | No | No |  | HPS | [28 empty] | NULL |  |  | mhurlow1 | 2018-05-23 18:38 | Dsnyder5 | 2018-07-24 16:22 | [20 empty] | No Photo Available | No Photo Available | http://data.mapchannels.com/dualmaps6/map.htm?lat=39.286490&lng=-84.370476
08 | HAMILTON | HAM | RA | 31000 |  | 0.037 |  | SHAMRA31000**C | HAM-31000-0.037 | 39.2868 | -84.3708 | 2025-12-31 | Active |  |  |  | State | HL0003249 | 2020-02-12 00:31 |  | State | BA-14 | Conventional | No | [10 empty] | No |  | Yes | No | No | No |  | HPS | 1 | 200 |  |  | No |  | Other |  | 480 L-N |  | No | No | No | No | No | [12 empty] | 2025-10-10 13:40 | NULL | 0 |  | mhurlow1 | 2018-05-23 18:20 | dturner | 2020-02-12 00:34 | No | No | No | No | No | Standing | None | None | None | No | No | No |  | No | 2025-10-10 13:40 |  | csonner1 | 2025-10-10 13:40 | csonner1 | 2025-10-10 13:40 | No Photo Available | No Photo Available | http://data.mapchannels.com/dualmaps6/map.htm?lat=39.286808&lng=-84.370814
08 | HAMILTON | HAM | RA | 31000 |  | 0.071 |  | SHAMRA31000**C | HAM-31000-0.071 | 39.287 | -84.3714 | 2025-12-31 | Active |  |  |  | State | HL0006140 | 2020-02-12 00:35 |  | State | BA-13 | Conventional | No | [6 empty] | 1 |  |  |  | No |  | Yes | No | No | No |  | HPS | 1 | 200 |  |  | No |  | Cooper/Eaton |  | 480 L-N |  | No | No | No | No | No | [12 empty] | 2025-10-10 13:43 | NULL | 0 |  | mhurlow1 | 2018-05-23 18:20 | dturner | 2020-02-12 00:38 | No | No | No | No | No | Standing | None | None | None | No | No | No |  | No | 2025-10-10 13:43 |  | csonner1 | 2025-10-10 13:43 | csonner1 | 2025-10-10 13:43 | No Photo Available | No Photo Available | http://data.mapchannels.com/dualmaps6/map.htm?lat=39.287025&lng=-84.371392
08 | HAMILTON | HAM | RA | 31000 |  | 0.106 |  | SHAMRA31000**C | HAM-31000-0.106 | 39.2873 | -84.372 | 2025-12-31 | Active |  |  |  | State | HL0002850 | 2020-02-12 00:39 |  | State | BA-12 | Conventional | No | [6 empty] | 1 |  |  |  | No |  | Yes | No | No | No |  | HPS | 1 | 200 |  |  | No |  | Cooper/Eaton |  | 480 L-N |  | No | No | No | No | No | [12 empty] | 2025-10-10 13:45 | NULL | 0 |  | mhurlow1 | 2018-05-23 18:19 | dturner | 2020-02-12 00:41 | No | No | No | No | No | Standing | None | None | None | No | No | No |  | No | 2025-10-10 13:45 |  | csonner1 | 2025-10-10 13:45 | csonner1 | 2025-10-10 13:45 | No Photo Available | No Photo Available | http://data.mapchannels.com/dualmaps6/map.htm?lat=39.287263&lng=-84.371960
08 | HAMILTON | HAM | RA | 31000 |  | 0.142 |  | SHAMRA31000**C | HAM-31000-0.142 | 39.2875 | -84.3725 | 2025-12-31 | Active |  |  |  | State | HL0009663 | 2020-02-12 00:42 |  | State | BA-11 | Conventional | No | [6 empty] | 1 |  |  |  | No |  | Yes | No | No | No |  | HPS | 1 | 200 |  |  | No |  | Other |  | 480 L-N |  | No | No | No | No | No | [12 empty] | 2025-10-10 13:47 | NULL | 0 |  | mhurlow1 | 2018-05-23 18:18 | dturner | 2020-02-12 00:43 | No | No | No | No | No | Standing | None | None | None | No | No | No |  | No | 2025-10-10 13:47 |  | csonner1 | 2025-10-10 13:47 | csonner1 | 2025-10-10 13:47 | No Photo Available | No Photo Available | http://data.mapchannels.com/dualmaps6/map.htm?lat=39.287506&lng=-84.372539
08 | HAMILTON | HAM | RA | 31000 |  | 0.175 |  | SHAMRA31000**C | HAM-31000-0.175 | 39.2878 | -84.3731 | 2025-12-31 | Active |  |  |  | State | HL0017572 | 2020-02-13 18:53 |  | State | BA-10 | Conventional | No | [6 empty] | 1 |  |  |  | No |  | Yes | No | No | No |  | HPS | 1 | 200 |  |  | No |  | Other |  | 480 L-N |  | No | No | No | No | No | [12 empty] | 2025-10-10 13:49 | NULL | 0 |  | mhurlow1 | 2018-05-23 18:18 | dturner | 2020-02-13 18:55 | No | No | No | No | No | Standing | None | None | None | No | No | No |  | No | 2025-10-10 13:49 |  | csonner1 | 2025-10-10 13:49 | csonner1 | 2025-10-10 13:49 | No Photo Available | No Photo Available | http://data.mapchannels.com/dualmaps6/map.htm?lat=39.287754&lng=-84.373071
08 | HAMILTON | HAM | RA | 31000 |  | 0.209 |  | SHAMRA31000**C | HAM-31000-0.209 | 39.288 | -84.3736 | 2025-12-31 | Active |  |  |  | State | HL0021712 | 2020-02-13 18:56 |  | State | BA-9 | Conventional | No | [6 empty] | 1 |  |  |  | No |  | Yes | No | No | No |  | HPS | 1 | 310 |  |  | No |  | Cooper/Eaton |  | 480 L-N |  | No | No | No | No | No | [12 empty] | 2025-10-10 13:52 | NULL | 0 |  | mhurlow1 | 2018-05-23 18:17 | dturner | 2020-02-13 18:58 | No | No | No | No | No | Standing | None | None | None | No | No | No |  | No | 2025-10-10 13:52 |  | csonner1 | 2025-10-10 13:52 | csonner1 | 2025-10-10 13:52 | No Photo Available | No Photo Available | http://data.mapchannels.com/dualmaps6/map.htm?lat=39.288014&lng=-84.373613
08 | HAMILTON | HAM | RA | 31000 |  | 0.244 |  | SHAMRA31000**C | HAM-31000-0.244 | 39.2883 | -84.3741 | 2025-12-31 | Active |  |  |  | State | HL0024226 | 2020-02-13 18:58 |  | State | BA-8 | Conventional | No | [6 empty] | 1 |  |  |  | No |  | Yes | No | No | No |  | HPS | 1 | 200 |  |  | No |  | Other |  | 480 L-N |  | No | No | No | No | No | [12 empty] | 2025-10-10 13:54 | NULL | 0 |  | mhurlow1 | 2018-05-23 18:14 | dturner | 2020-02-13 19:00 | No | No | No | No | No | Standing | None | None | None | No | No | No |  | No | 2025-10-10 13:54 |  | csonner1 | 2025-10-10 13:54 | csonner1 | 2025-10-10 13:54 | No Photo Available | No Photo Available | http://data.mapchannels.com/dualmaps6/map.htm?lat=39.288286&lng=-84.374149
08 | HAMILTON | HAM | RA | 31000 |  | 0.278 |  | SHAMRA31000**C | HAM-31000-0.278 | 39.2886 | -84.3747 | 2025-12-31 | Active |  |  |  | State | HL0008021 | 2020-02-13 19:00 |  | State | BA-7 | Conventional | No | [6 empty] | 1 |  |  |  | No |  | Yes | No | No | No |  | HPS | 1 | 200 |  |  | No |  | American Electric Lighting (AEL) |  | 480 L-N |  | No | No | No | No | No | [12 empty] | 2025-10-10 13:57 | NULL | 0 |  | mhurlow1 | 2018-05-23 18:13 | dturner | 2020-02-13 19:02 | No | No | No | No | No | Standing | None | None | None | No | No | No |  | No | 2025-10-10 13:57 |  | csonner1 | 2025-10-10 13:57 | csonner1 | 2025-10-10 13:57 | No Photo Available | No Photo Available | http://data.mapchannels.com/dualmaps6/map.htm?lat=39.288567&lng=-84.374677
08 | HAMILTON | HAM | RA | 31000 |  | 0.31 |  | SHAMRA31000**C | HAM-31000-0.310 | 39.2888 | -84.3752 | 2025-12-31 | Active |  |  |  | State | HL0024012 | 2020-02-13 19:03 |  | State | Ba-6 | Conventional | No | [6 empty] | 1 |  |  |  | No |  | Yes | No | No | No |  | HPS | 1 | 200 |  |  | No |  | Cooper/Eaton |  | 480 L-N |  | No | No | No | No | No | [12 empty] | 2025-10-10 14:00 | NULL | 0 |  | mhurlow1 | 2018-05-23 18:13 | dturner | 2020-02-13 19:04 | No | No | No | No | No | Standing | None | None | None | No | No | No |  | No | 2025-10-10 14:00 |  | csonner1 | 2025-10-10 14:00 | csonner1 | 2025-10-10 14:00 | No Photo Available | No Photo Available | http://data.mapchannels.com/dualmaps6/map.htm?lat=39.288812&lng=-84.375196
08 | HAMILTON | HAM | RA | 31000 |  | 0.341 |  | SHAMRA31000**C | HAM-31000-0.341 | 39.289 | -84.3757 | 2025-12-31 | Active |  |  |  | State | HL0019079 | 2020-02-13 19:05 |  | State | ba-5 | Conventional | No | [6 empty] | 1 |  |  |  | No |  | Yes | No | No | No |  | HPS | 1 | 200 |  |  | No |  | Other |  | 480 L-N |  | No | No | No | No | No | [12 empty] | 2025-10-10 14:03 | NULL | 0 |  | mhurlow1 | 2018-05-23 18:12 | dturner | 2020-02-13 19:07 | No | No | No | No | No | Standing | None | None | None | No | No | No |  | No | 2025-10-10 14:03 |  | csonner1 | 2025-10-10 14:03 | csonner1 | 2025-10-10 14:03 | No Photo Available | No Photo Available | http://data.mapchannels.com/dualmaps6/map.htm?lat=39.289020&lng=-84.375695
08 | HAMILTON | HAM | RA | 31000 |  | 0.373 |  | SHAMRA31000**C | HAM-31000-0.373 | 39.2892 | -84.3762 | 2025-12-31 | Active |  |  |  | State | HL0004707 | 2020-02-13 19:07 |  | State | BA-4 | Conventional | No | [6 empty] | 1 |  |  |  | No |  | Yes | No | No | No |  | HPS | 1 | 400 |  |  | No |  | Cooper/Eaton |  | 480 L-N |  | No | No | No | No | No | [12 empty] | 2025-10-10 14:07 | NULL | 0 |  | mhurlow1 | 2018-05-23 18:12 | dturner | 2020-02-13 19:12 | No | No | No | No | No | Standing | None | None | None | No | No | No |  | No | 2025-10-10 14:07 |  | csonner1 | 2025-10-10 14:07 | csonner1 | 2025-10-10 14:07 | No Photo Available | No Photo Available | http://data.mapchannels.com/dualmaps6/map.htm?lat=39.289239&lng=-84.376229
08 | HAMILTON | HAM | RA | 31000 |  | 0.403 |  | SHAMRA31000**C | HAM-31000-0.403 | 39.2894 | -84.3768 | 2025-12-31 | Active |  |  |  | State | HL0021674 | 2020-02-13 19:10 |  | State | BA-3 | Conventional | No | [6 empty] | 1 |  |  |  | No |  | Yes | No | No | No |  | HPS | 1 | 200 |  |  | No |  | Other |  | 480 L-N |  | No | No | No | No | No | [12 empty] | 2025-10-10 14:10 | NULL | 0 |  | mhurlow1 | 2018-05-23 18:11 | dturner | 2020-02-13 19:11 | No | No | No | No | No | Standing | None | None | None | No | No | No |  | No | 2025-10-10 14:10 |  | csonner1 | 2025-10-10 14:10 | csonner1 | 2025-10-10 14:10 | No Photo Available | No Photo Available | http://data.mapchannels.com/dualmaps6/map.htm?lat=39.289443&lng=-84.376758
08 | HAMILTON | HAM | RA | 31001 |  | 0.009 |  | SHAMRA31001**C | HAM-31001-0.009 | 39.2842 | -84.3709 | 2025-12-31 | Active |  |  |  | State | HL0024141 |  |  | State |  | Conventional | [14 empty] | No | No | No |  | HPS | [28 empty] | NULL |  |  | mhurlow1 | 2018-05-23 18:31 | Dsnyder5 | 2018-07-24 16:22 | [20 empty] | No Photo Available | No Photo Available | http://data.mapchannels.com/dualmaps6/map.htm?lat=39.284158&lng=-84.370939
08 | HAMILTON | HAM | RA | 31001 |  | 0.012 |  | SHAMRA31001**C | HAM-31001-0.012 | 39.2843 | -84.3708 | 2025-12-31 | Active |  |  |  | State | HL0017257 | 2020-02-07 21:36 |  | State | DB-2 | Conventional | No | [6 empty] | 1 |  |  |  | No |  | No | No | No | No |  | HPS | 1 | 200 |  |  | No |  | American Electric Lighting (AEL) |  | 480 L-N |  | No | No | No | No | No | [12 empty] | 2025-10-10 15:17 | NULL | 0 |  | mhurlow1 | 2018-05-23 18:32 | dturner | 2020-02-07 21:37 | No | No | No | No | No | Standing | None | None | None | No | No | No |  | No | 2025-10-10 15:17 |  | csonner1 | 2025-10-10 15:17 | csonner1 | 2025-10-10 15:17 | No Photo Available | No Photo Available | http://data.mapchannels.com/dualmaps6/map.htm?lat=39.284320&lng=-84.370824
08 | HAMILTON | HAM | RA | 31001 |  | 0.047 |  | SHAMRA31001**C | HAM-31001-0.047 | 39.2842 | -84.3702 | 2025-12-31 | Active |  |  |  | State | HL0005270 | 2020-02-07 21:38 |  | State | DB-3 | Conventional | No | [6 empty] | 1 |  |  |  | No |  | Yes | No | No | No |  | HPS | 1 | 200 |  |  | No |  | Cooper/Eaton |  | 480 L-N |  | No | No | No | No | No | [12 empty] | 2025-10-10 15:23 | NULL | 0 |  | mhurlow1 | 2018-05-23 19:03 | dturner | 2020-02-07 21:39 | No | No | No | No | No | Standing | None | None | None | No | No | No |  | No | 2025-10-10 15:23 |  | csonner1 | 2025-10-10 15:24 | csonner1 | 2025-10-10 15:24 | No Photo Available | No Photo Available | http://data.mapchannels.com/dualmaps6/map.htm?lat=39.284217&lng=-84.370182
08 | HAMILTON | HAM | RA | 31001 |  | 0.079 |  | SHAMRA31001**C | HAM-31001-0.079 | 39.2841 | -84.3696 | 2025-12-31 | Active |  |  |  | State | HL0022601 | 2020-02-07 21:40 |  | State | DB-4 | Conventional | No | [6 empty] | 1 |  |  |  | No |  | Yes | No | No | No |  | HPS | 1 | 200 |  |  | No |  | American Electric Lighting (AEL) |  | 480 L-N |  | No | No | No | No | No | [12 empty] | 2025-10-10 15:28 | NULL | 0 |  | mhurlow1 | 2018-05-23 19:03 | dturner | 2020-02-07 21:56 | No | No | No | No | No | Standing | None | None | None | No | No | No |  | No | 2025-10-10 15:28 |  | csonner1 | 2025-10-10 15:28 | csonner1 | 2025-10-10 15:28 | No Photo Available | No Photo Available | http://data.mapchannels.com/dualmaps6/map.htm?lat=39.284070&lng=-84.369630
08 | HAMILTON | HAM | RA | 31001 |  | 0.109 |  | SHAMRA31001**C | HAM-31001-0.109 | 39.2839 | -84.3691 | 2025-12-31 | Active |  |  |  | State | HL0011410 | 2020-02-07 21:57 |  | State | DB-5 | Conventional | No | [6 empty] | 1 |  |  |  | No |  | Yes | No | No | No |  | HPS |  | 200 |  |  | No |  | Cooper/Eaton |  | 480 L-N |  | No | No | No | No | No | [12 empty] | 2025-10-10 15:33 | NULL | 0 |  | mhurlow1 | 2018-05-23 19:04 | dturner | 2020-02-07 21:59 | No | No | No | No | No | Standing | None | None | None | No | No | No |  | No | 2025-10-10 15:33 |  | csonner1 | 2025-10-10 15:33 | csonner1 | 2025-10-10 15:33 | No Photo Available | No Photo Available | http://data.mapchannels.com/dualmaps6/map.htm?lat=39.283852&lng=-84.369139
08 | HAMILTON | HAM | RA | 31001 |  | 0.141 |  | SHAMRA31001**C | HAM-31001-0.141 | 39.2836 | -84.3687 | 2025-12-31 | Active |  |  |  | State | HL0026029 | 2020-02-07 21:59 |  | State | DB-6 | Conventional | No | [6 empty] | 1 |  |  |  | No |  | Yes | No | No | No |  | HPS |  | 200 |  |  | No |  | Cooper/Eaton |  | 480 L-N |  | No | No | No | No | No | [12 empty] | 2025-10-10 15:37 | NULL | 0 |  | mhurlow1 | 2018-05-23 19:04 | dturner | 2020-02-07 22:01 | No | No | No | No | No | Standing | None | None | None | No | No | No |  | No | 2025-10-10 15:37 |  | csonner1 | 2025-10-10 15:37 | csonner1 | 2025-10-10 15:37 | No Photo Available | No Photo Available | http://data.mapchannels.com/dualmaps6/map.htm?lat=39.283586&lng=-84.368681
08 | HAMILTON | HAM | RA | 31001 |  | 0.173 |  | SHAMRA31001**C | HAM-31001-0.173 | 39.2833 | -84.3682 | 2025-12-31 | Active |  |  |  | State | HL0024660 | 2020-02-07 22:02 |  | State | DB-7 | Conventional | No | [6 empty] | 1 |  |  |  | No |  | Yes | No | No | No |  | HPS | 1 | 200 |  |  | No |  | Cooper/Eaton |  | 480 L-N |  | No | No | No | No | No | [12 empty] | 2025-10-10 15:40 | NULL | 0 |  | mhurlow1 | 2018-05-23 19:05 | dturner | 2020-02-07 22:04 | No | No | No | No | No | Standing | None | None | None | No | No | No |  | No | 2025-10-10 15:40 |  | csonner1 | 2025-10-10 15:40 | csonner1 | 2025-10-10 15:40 | No Photo Available | No Photo Available | http://data.mapchannels.com/dualmaps6/map.htm?lat=39.283269&lng=-84.368236
08 | HAMILTON | HAM | RA | 31001 |  | 0.209 |  | SHAMRA31001**C | HAM-31001-0.209 | 39.2829 | -84.3677 | 2025-12-31 | Active |  |  |  | State | HL0002345 | 2020-02-07 22:04 |  | State | DB-8 | Conventional | No | [6 empty] | 1 |  |  |  | No |  | Yes | No | No | No |  | HPS | 1 | 200 |  |  | No |  | Other |  | 480 L-N |  | No | No | No | No | No | [12 empty] | 2025-10-10 15:45 | NULL | 0 |  | mhurlow1 | 2018-05-23 19:00 | dturner | 2020-02-07 22:07 | No | No | No | No | No | Standing | None | None | None | No | No | No |  | No | 2025-10-10 15:45 |  | csonner1 | 2025-10-10 15:45 | csonner1 | 2025-10-10 15:45 | No Photo Available | No Photo Available | http://data.mapchannels.com/dualmaps6/map.htm?lat=39.282932&lng=-84.367736
08 | HAMILTON | HAM | RA | 31001 |  | 0.243 |  | SHAMRA31001**C | HAM-31001-0.243 | 39.2826 | -84.3673 | 2025-12-31 | Active |  |  |  | State | HL0014590 | 2020-02-07 22:07 |  | State | DB-9 | Conventional | No | [6 empty] | 1 |  |  |  | No |  | Yes | No | No | No |  | HPS | 1 | 200 |  |  | No |  | Other |  | 480 L-N |  | No | No | No | No | No | [12 empty] | 2025-10-10 15:50 | NULL | 0 |  | mhurlow1 | 2018-05-23 19:11 | dturner | 2020-02-07 22:09 | No | No | No | No | No | Standing | None | None | None | No | No | No |  | No | 2025-10-10 15:50 |  | csonner1 | 2025-10-10 15:50 | csonner1 | 2025-10-10 15:50 | No Photo Available | No Photo Available | http://data.mapchannels.com/dualmaps6/map.htm?lat=39.282583&lng=-84.367271
08 | HAMILTON | HAM | RA | 31001 |  | 0.273 |  | SHAMRA31001**C | HAM-31001-0.273 | 39.2823 | -84.3669 | 2025-12-31 | Active |  |  |  | State | HL0021603 | 2020-02-07 22:10 |  | State | DB-10 | Conventional | No | [10 empty] | No |  | Yes | No | No | No |  | HPS | 1 | 400 |  |  | No |  | Cooper/Eaton |  | 480 L-N |  | No | No | No | No | No | [12 empty] | 2025-10-10 15:55 | NULL | 0 |  | mhurlow1 | 2018-05-23 19:12 | dturner | 2020-02-07 22:12 | No | No | No | No | No | Standing | None | None | None | No | No | No |  | No | 2025-10-10 15:55 |  | csonner1 | 2025-10-10 15:55 | csonner1 | 2025-10-10 15:55 | No Photo Available | No Photo Available | http://data.mapchannels.com/dualmaps6/map.htm?lat=39.282297&lng=-84.366852
08 | HAMILTON | HAM | RA | 31001 |  | 0.32 |  | SHAMRA31001**C | HAM-31001-0.320 | 39.2818 | -84.3662 | 2025-12-31 | Active |  |  |  | State | HL0016590 | 2020-02-07 22:13 |  | State | DB-11 | Conventional | No | [6 empty] | 1 |  |  |  | No |  | Yes | No | No | No |  | LED | 1 |  | 129 |  | No |  | American Electric Lighting (AEL) |  | 480 L-N |  | No | No | No | No | No | [12 empty] | 2025-10-10 16:01 | NULL |  |  | mhurlow1 | 2018-05-23 19:13 | ascott3 | 2025-03-11 02:50 | No | No | No | No | No | Standing | None | None | None | No | No | No |  | No | 2025-10-10 16:01 |  | csonner1 | 2025-10-10 16:01 | csonner1 | 2025-10-10 16:01 | No Photo Available | No Photo Available | http://data.mapchannels.com/dualmaps6/map.htm?lat=39.281829&lng=-84.366222
08 | HAMILTON | HAM | RA | 31002 |  | 0.013 |  | SHAMRA31002**C | HAM-31002-0.013 | 39.2822 | -84.3658 | 2025-12-31 | Active |  |  |  | State | HL0014612 | 2020-02-07 22:16 |  | State | BB-12 | Conventional | No | [6 empty] | 1 |  |  |  | No |  | Yes | No | No | No |  | HPS | 1 | 200 |  |  | No |  | Other |  | 480 L-N |  | No | No | No | No | No | [12 empty] | 2025-10-10 16:18 | NULL | 0 |  | mhurlow1 | 2018-05-23 19:13 | dturner | 2020-02-07 22:18 | No | No | No | No | No | Standing | None | None | None | No | No | No |  | No | 2025-10-10 16:18 |  | csonner1 | 2025-10-10 16:18 | csonner1 | 2025-10-10 16:18 | No Photo Available | No Photo Available | http://data.mapchannels.com/dualmaps6/map.htm?lat=39.282182&lng=-84.365755
08 | HAMILTON | HAM | RA | 31002 |  | 0.049 |  | SHAMRA31002**C | HAM-31002-0.049 | 39.2826 | -84.3663 | 2025-12-31 | Active |  |  |  | State | HL0001472 | 2020-02-07 22:18 |  | State | BB-11 | Conventional | No | [6 empty] | 1 |  |  |  | No |  | Yes | No | No | No |  | HPS | 1 | 200 |  |  | No |  | Cooper/Eaton |  | 480 L-N |  | No | No | No | No | No | [12 empty] | 2025-10-10 16:21 | NULL | 0 |  | mhurlow1 | 2018-05-23 19:12 | dturner | 2020-02-07 22:20 | No | No | No | No | No | Standing | None | None | None | No | No | No |  | No | 2025-10-10 16:21 |  | csonner1 | 2025-10-10 16:21 | csonner1 | 2025-10-10 16:21 | No Photo Available | No Photo Available | http://data.mapchannels.com/dualmaps6/map.htm?lat=39.282551&lng=-84.366251
08 | HAMILTON | HAM | RA | 31002 |  | 0.087 |  | SHAMRA31002**C | HAM-31002-0.087 | 39.2829 | -84.3667 | 2025-12-31 | Active |  |  |  | State | HL0014214 | 2020-02-07 22:21 |  | State | BB-10 | Conventional | No | [6 empty] | 1 |  |  |  | No |  | Yes | No | No | No |  | HPS | 1 | 400 |  |  | No |  | Cooper/Eaton |  | 480 L-N |  | No | No | No | No | No | [12 empty] | 2025-10-10 16:24 | NULL | 0 |  | mhurlow1 | 2018-05-23 19:11 | dturner | 2020-02-07 22:22 | No | No | No | No | No | Standing | None | None | None | No | No | No |  | No | 2025-10-10 16:24 |  | csonner1 | 2025-10-10 16:25 | csonner1 | 2025-10-10 16:25 | No Photo Available | No Photo Available | http://data.mapchannels.com/dualmaps6/map.htm?lat=39.282949&lng=-84.366745
08 | HAMILTON | HAM | RA | 31002 |  | 0.121 |  | SHAMRA31002**C | HAM-31002-0.121 | 39.2833 | -84.3672 | 2025-12-31 | Active |  |  |  | State | HL0019837 | 2020-02-07 22:23 |  | State | BB-9 | Conventional | No | [6 empty] | 1 |  |  |  | No |  | Yes | No | No | No |  | HPS | 1 | 310 |  |  | No |  | American Electric Lighting (AEL) |  | 480 L-N |  | No | No | No | No | No | [12 empty] | 2025-10-10 16:27 | NULL | 0 |  | mhurlow1 | 2018-05-23 19:10 | dturner | 2020-02-07 22:25 | No | No | No | No | No | Standing | None | None | None | No | No | No |  | No | 2025-10-10 16:27 |  | csonner1 | 2025-10-10 16:27 | csonner1 | 2025-10-10 16:27 | No Photo Available | No Photo Available | http://data.mapchannels.com/dualmaps6/map.htm?lat=39.283286&lng=-84.367192
08 | HAMILTON | HAM | RA | 31002 |  | 0.158 |  | SHAMRA31002**C | HAM-31002-0.158 | 39.2837 | -84.3677 | 2025-12-31 | Active |  |  |  | State | HL0015738 | 2020-02-07 22:25 |  | State | BB-8 | Conventional | No | [6 empty] | 1 |  |  |  | No |  | Yes | No | No | No |  | HPS | 1 | 200 |  |  | No |  | Cooper/Eaton |  | 480 L-N |  | No | No | No | No | No | [12 empty] | 2025-10-10 16:31 | NULL | 0 |  | mhurlow1 | 2018-05-23 19:09 | dturner | 2020-02-07 22:27 | No | No | No | No | No | Standing | None | None | None | No | No | No |  | No | 2025-10-10 16:31 |  | csonner1 | 2025-10-10 16:31 | csonner1 | 2025-10-10 16:31 | No Photo Available | No Photo Available | http://data.mapchannels.com/dualmaps6/map.htm?lat=39.283680&lng=-84.367659
08 | HAMILTON | HAM | RA | 31002 |  | 0.19 |  | SHAMRA31002**C | HAM-31002-0.190 | 39.284 | -84.3681 | 2025-12-31 | Active |  |  |  | State | HL0012485 | 2020-02-07 22:28 |  | State | BB-7 | Conventional | No | [6 empty] | 1 |  |  |  | No |  | Yes | No | No | No |  | HPS | 1 | 200 |  |  | No |  | American Electric Lighting (AEL) |  | 480 L-N |  | No | No | No | No | No | [12 empty] | 2025-10-10 16:34 | NULL | 0 |  | mhurlow1 | 2018-05-23 19:09 | dturner | 2020-02-07 22:29 | No | No | No | No | No | Standing | None | None | None | No | No | No |  | No | 2025-10-10 16:34 |  | csonner1 | 2025-10-10 16:34 | csonner1 | 2025-10-10 16:34 | No Photo Available | No Photo Available | http://data.mapchannels.com/dualmaps6/map.htm?lat=39.284020&lng=-84.368078
08 | HAMILTON | HAM | RA | 31002 |  | 0.227 |  | SHAMRA31002**C | HAM-31002-0.227 | 39.2844 | -84.3685 | 2025-12-31 | Active |  |  |  | State | HL0019018 | 2020-02-07 22:29 |  | State | BB-6 | Conventional | No | [6 empty] | 1 |  |  |  | No |  | Yes | No | No | No |  | HPS | 1 | 310 |  |  | No |  | Cooper/Eaton |  | 480 L-N |  | No | No | No | No | No | [12 empty] | 2025-10-10 16:38 | NULL | 0 |  | mhurlow1 | 2018-05-23 19:08 | dturner | 2020-02-07 22:31 | No | No | No | No | No | Standing | None | None | None | No | No | No |  | No | 2025-10-10 16:38 |  | csonner1 | 2025-10-10 16:39 | csonner1 | 2025-10-10 16:39 | No Photo Available | No Photo Available | http://data.mapchannels.com/dualmaps6/map.htm?lat=39.284421&lng=-84.368529
08 | HAMILTON | HAM | RA | 31002 |  | 0.265 |  | SHAMRA31002**C | HAM-31002-0.265 | 39.2849 | -84.3689 | 2025-12-31 | Active |  |  |  | State | HL0016573 | 2020-02-07 22:31 |  | State | BB-5 | Conventional | No | [6 empty] | 1 |  |  |  | No |  | Yes | No | No | No |  | HPS | 1 | 400 |  |  | No |  | Cooper/Eaton |  | 480 L-N |  | No | No | No | No | No | [12 empty] | 2025-05-05 15:14 | NULL | 0 | 2025-05-05 15:14 | mhurlow1 | 2018-05-23 19:08 | dturner | 2020-02-11 23:28 | No | No | No | No | No | Standing | None | None | None | No | No | No | Hole In pole | Yes | 2025-05-05 15:14 | 2025-05-05 15:14 | ascott3 | 2025-05-05 15:14 | ascott3 | 2025-05-05 15:14 | No Photo Available | https://collectorweb.dot.state.oh.us/arcgis/rest/services/HIGHWAY_LIGHTING/HighwayLighting_Reference/FeatureServer/7/541636/attachments/ | http://data.mapchannels.com/dualmaps6/map.htm?lat=39.284866&lng=-84.368887
08 | HAMILTON | HAM | RA | 31002 |  | 0.3 |  | SHAMRA31002**C | HAM-31002-0.300 | 39.2853 | -84.3691 | 2025-12-31 | Active |  |  |  | State | HL0005535 | 2020-02-12 00:14 |  | State | BB-4 | Conventional | No | [6 empty] | 1 |  |  |  | No |  | Yes | No | No | No |  | HPS | 1 | 200 |  |  | No |  | Other |  | 480 L-N |  | No | No | No | No | No | [12 empty] | 2025-10-10 16:43 | NULL | 0 |  | mhurlow1 | 2018-05-23 19:07 | dturner | 2020-02-12 00:18 | No | No | No | No | No | Standing | None | None | None | No | No | No |  | No | 2025-10-10 16:43 |  | csonner1 | 2025-10-10 16:43 | csonner1 | 2025-10-10 16:43 | No Photo Available | No Photo Available | http://data.mapchannels.com/dualmaps6/map.htm?lat=39.285337&lng=-84.369136
08 | HAMILTON | HAM | RA | 31002 |  | 0.33 |  | SHAMRA31002**C | HAM-31002-0.330 | 39.2858 | -84.3692 | 2025-12-31 | Active |  |  |  | State | HL0006001 | 2020-02-12 00:19 |  | State | BB-3 | Conventional | No | [6 empty] | 1 |  |  |  | No |  | Yes | No | No | No |  | HPS | 1 | 200 |  |  | No |  | Cooper/Eaton |  | 480 L-N |  | No | No | No | No | No | [12 empty] | 2025-10-10 16:47 | NULL | 0 |  | mhurlow1 | 2018-05-23 19:07 | dturner | 2020-02-12 00:22 | No | No | No | No | No | Standing | None | None | None | No | No | No |  | No | 2025-10-10 16:47 |  | csonner1 | 2025-10-10 16:47 | csonner1 | 2025-10-10 16:47 | No Photo Available | No Photo Available | http://data.mapchannels.com/dualmaps6/map.htm?lat=39.285751&lng=-84.369233
08 | HAMILTON | HAM | RA | 31002 |  | 0.354 |  | SHAMRA31002**C | HAM-31002-0.354 | 39.2861 | -84.3694 | 2025-12-31 | Active |  |  |  | State | HL0023941 | 2020-02-12 00:23 |  | State | BB-2 | Conventional | No | [6 empty] | 1 |  |  |  | No |  | Yes | No | No | No |  | HPS | 1 | 200 |  |  | No |  | Cooper/Eaton |  | 480 L-N |  | No | No | No | No | No | [12 empty] | 2025-10-10 16:51 | NULL | 0 |  | mhurlow1 | 2018-05-23 19:06 | dturner | 2020-02-12 00:25 | No | No | No | No | No | Standing | None | None | None | No | No | No |  | No | 2025-10-10 16:51 |  | csonner1 | 2025-10-10 16:51 | csonner1 | 2025-10-10 16:51 | No Photo Available | No Photo Available | http://data.mapchannels.com/dualmaps6/map.htm?lat=39.286126&lng=-84.369422
08 | HAMILTON | HAM | RA | 31002 |  | 0.378 |  | SHAMRA31002**C | HAM-31002-0.378 | 39.2862 | -84.3699 | 2025-12-31 | Active |  |  |  | State | HL0010295 | 2020-02-12 00:26 |  | State | BB-1 | Conventional | No | [6 empty] | 1 |  |  |  | No |  | Yes | No | No | No |  | HPS | 1 | 200 |  |  | No |  | Cooper/Eaton |  | 480 L-N |  | No | No | No | No | No | [12 empty] | 2025-10-10 16:54 | NULL | 0 |  | mhurlow1 | 2018-05-23 18:37 | dturner | 2020-02-12 00:29 | No | No | No | No | No | Standing | None | None | None | No | No | No |  | No | 2025-10-10 16:54 |  | csonner1 | 2025-10-10 16:55 | csonner1 | 2025-10-10 16:55 | No Photo Available | No Photo Available | http://data.mapchannels.com/dualmaps6/map.htm?lat=39.286245&lng=-84.369892
08 | HAMILTON | HAM | RA | 31002 |  | 0.388 |  | SHAMRA31002**C | HAM-31002-0.388 | 39.2861 | -84.3702 | 2025-12-31 | Active |  |  |  | State | HL0007144 |  |  | State |  | Conventional | [14 empty] | No | No | No |  | HPS | [28 empty] | NULL |  |  | mhurlow1 | 2018-05-23 18:36 | Dsnyder5 | 2018-07-24 16:22 | [20 empty] | No Photo Available | No Photo Available | http://data.mapchannels.com/dualmaps6/map.htm?lat=39.286103&lng=-84.370213
08 | HAMILTON | HAM | RA | 31002 |  | 0.398 |  | SHAMRA31002**C | HAM-31002-0.398 | 39.2867 | -84.37 | 2025-12-31 | Active |  |  |  | State | HL0016048 |  |  | State |  | Conventional | [14 empty] | No | No | No |  | HPS | [28 empty] | NULL |  |  | mhurlow1 | 2018-05-23 18:39 | Dsnyder5 | 2018-07-24 16:22 | [20 empty] | No Photo Available | No Photo Available | http://data.mapchannels.com/dualmaps6/map.htm?lat=39.286662&lng=-84.369994
08 | HAMILTON | HAM | RA | 31003 |  | 0.129 |  | SHAMRA31003**C | HAM-31003-0.129 | 39.2881 | -84.375 | 2025-12-31 | Active |  |  |  | State | HL0018823 | 2020-02-06 21:04 |  | State | DA-9 | Conventional | No | [6 empty] | 1 |  |  |  | No |  | Yes | No | No | No |  | HPS | 1 | 200 |  |  | No |  | American Electric Lighting (AEL) |  | 480 L-N |  | No | No | No | No | No | [12 empty] | 2025-10-10 14:32 | NULL | 0 |  | mhurlow1 | 2018-05-23 18:05 | dturner | 2020-02-06 21:06 | No | No | No | No | No | Standing | None | None | None | No | No | No |  | No | 2025-10-10 14:32 |  | csonner1 | 2025-10-10 14:32 | csonner1 | 2025-10-10 14:32 | No Photo Available | No Photo Available | http://data.mapchannels.com/dualmaps6/map.htm?lat=39.288089&lng=-84.375040
08 | HAMILTON | HAM | RA | 31003 |  | 0.162 |  | SHAMRA31003**C | HAM-31003-0.162 | 39.2878 | -84.3745 | 2025-12-31 | Active |  |  |  | State | HL0019896 | 2020-02-06 21:07 |  | State | DA-10 | Conventional | No | [10 empty] | No |  | No | No | No | No |  | HPS | 1 | 310 |  |  | No |  | Cooper/Eaton |  | 480 L-N |  | No | No | No | No | No | [12 empty] | 2025-10-10 14:33 | NULL | 0 |  | mhurlow1 | 2018-05-23 18:06 | dturner | 2020-02-06 21:09 | No | No | No | No | No | Standing | None | None | None | No | No | No |  | No | 2025-10-10 14:33 |  | csonner1 | 2025-10-10 14:33 | csonner1 | 2025-10-10 14:33 | No Photo Available | No Photo Available | http://data.mapchannels.com/dualmaps6/map.htm?lat=39.287776&lng=-84.374544
08 | HAMILTON | HAM | RA | 31003 |  | 0.198 |  | SHAMRA31003**C | HAM-31003-0.198 | 39.2874 | -84.3741 | 2025-12-31 | Active |  |  |  | State | HL0000146 | 2020-02-06 21:09 |  | State | DA-11 | Conventional | No | [6 empty] | 1 |  |  |  | No |  | Yes | No | No | No |  | HPS | 1 | 200 |  |  | No |  | Cooper/Eaton |  | 480 L-N |  | No | No | No | No | No | [12 empty] | 2025-05-05 13:33 | NULL | 0 | 2025-05-05 13:33 | mhurlow1 | 2018-05-23 18:06 | dturner | 2020-02-06 21:11 | No | No | No | No | No | Standing | None | None | None | No | No | No |  | No | 2025-05-05 13:33 | 2025-05-05 13:33 | ascott3 | 2025-05-05 13:34 | ascott3 | 2025-05-05 13:34 | No Photo Available | https://collectorweb.dot.state.oh.us/arcgis/rest/services/HIGHWAY_LIGHTING/HighwayLighting_Reference/FeatureServer/7/543628/attachments/ | http://data.mapchannels.com/dualmaps6/map.htm?lat=39.287442&lng=-84.374055
08 | HAMILTON | HAM | RA | 31003 |  | 0.234 |  | SHAMRA31003**C | HAM-31003-0.234 | 39.2871 | -84.3736 | 2025-12-31 | Active |  |  |  | State | HL0021321 | 2020-05-15 04:27 |  | State | Da12 | Conventional | [7 empty] | 1 | [6 empty] | No | No | No |  | HPS | 1 | [26 empty] | 2025-10-10 14:39 | NULL | 0 |  | mhurlow1 | 2018-05-23 18:06 | cburden | 2020-05-15 04:27 | No | No | No | No | No | Standing | None | None | None | No | No | No |  | No | 2025-10-10 14:39 |  | csonner1 | 2025-10-10 14:43 | csonner1 | 2025-10-10 14:43 | No Photo Available | No Photo Available | http://data.mapchannels.com/dualmaps6/map.htm?lat=39.287093&lng=-84.373583
08 | HAMILTON | HAM | RA | 31003 |  | 0.271 |  | SHAMRA31003**C | HAM-31003-0.271 | 39.2867 | -84.3732 | 2025-12-31 | Active |  |  |  | State | HL0010125 | 2020-02-06 21:12 |  | State | DA-13 | Conventional | No | [6 empty] | 1 |  |  |  | No |  |  | No | No | No |  | HPS | 1 | 200 |  |  | No |  | Cooper/Eaton |  | 480 L-N |  | No | No | No | No | No | [12 empty] | 2025-10-10 14:43 | NULL | 0 |  | mhurlow1 | 2018-05-23 18:06 | dturner | 2020-02-06 21:13 | No | No | No | No | No | Standing | None | None | None | No | No | No |  | No | 2025-10-10 14:43 |  | csonner1 | 2025-10-10 14:43 | csonner1 | 2025-10-10 14:43 | No Photo Available | No Photo Available | http://data.mapchannels.com/dualmaps6/map.htm?lat=39.286669&lng=-84.373157
08 | HAMILTON | HAM | RA | 31003 |  | 0.307 |  | SHAMRA31003**C | HAM-31003-0.307 | 39.2863 | -84.3728 | 2025-12-31 | Active |  |  |  | State | HL0010215 | 2020-02-06 21:15 |  | State | DA-14 | Conventional | No | [6 empty] | 1 |  |  |  | No |  | Yes | No | No | No |  | HPS | 1 | 200 |  |  | No |  | Other |  | 480 L-N |  | No | No | No | No | No | [12 empty] | 2025-10-10 14:46 | NULL | 0 |  | mhurlow1 | 2018-05-23 18:07 | dturner | 2020-02-06 21:17 | No | No | No | No | No | Standing | None | None | None | No | No | No |  | No | 2025-10-10 14:46 |  | csonner1 | 2025-10-10 14:46 | csonner1 | 2025-10-10 14:46 | No Photo Available | No Photo Available | http://data.mapchannels.com/dualmaps6/map.htm?lat=39.286252&lng=-84.372781
08 | HAMILTON | HAM | RA | 31003 |  | 0.338 |  | SHAMRA31003**C | HAM-31003-0.338 | 39.2858 | -84.3725 | 2025-12-31 | Active |  |  |  | State | HL0020041 | 2020-02-06 21:17 |  | State | DA-15 | Conventional | No | [6 empty] | 1 |  |  |  | No |  | No | No | No | No |  | HPS | 1 | 200 |  |  | No |  | Cooper/Eaton |  | 480 L-N |  | No | No | No | No | No | [12 empty] | 2025-10-10 14:50 | NULL | 0 |  | mhurlow1 | 2018-05-23 18:07 | dturner | 2020-02-06 21:19 | No | No | No | No | No | Standing | None | None | None | No | No | No |  | No | 2025-10-10 14:50 |  | csonner1 | 2025-10-10 14:50 | csonner1 | 2025-10-10 14:50 | No Photo Available | No Photo Available | http://data.mapchannels.com/dualmaps6/map.htm?lat=39.285835&lng=-84.372527
08 | HAMILTON | HAM | RA | 31003 |  | 0.371 |  | SHAMRA31003**C | HAM-31003-0.371 | 39.2854 | -84.3722 | 2025-12-31 | Active |  |  |  | State | HL0006329 | 2020-02-06 21:20 |  | State | DA-16 | Conventional | No | [6 empty] | 1 |  |  |  | No |  | Yes | No | No | No |  | HPS | 1 | 310 |  |  | No |  | Cooper/Eaton |  | 480 L-N |  | No | No | No | No | No | [12 empty] | 2025-10-10 14:54 | NULL | 0 |  | mhurlow1 | 2018-05-23 18:07 | dturner | 2020-02-06 21:21 | No | No | No | No | No | Standing | None | None | None | No | No | No |  | No | 2025-10-10 14:54 |  | csonner1 | 2025-10-10 14:54 | csonner1 | 2025-10-10 14:54 | No Photo Available | No Photo Available | http://data.mapchannels.com/dualmaps6/map.htm?lat=39.285422&lng=-84.372242
08 | HAMILTON | HAM | RA | 31003 |  | 0.405 |  | SHAMRA31003**C | HAM-31003-0.405 | 39.285 | -84.3719 | 2025-12-31 | Active |  |  |  | State | HL0006894 | 2020-02-06 21:22 |  | State | DA-17 | Conventional | No | [6 empty] | 1 |  |  |  | No |  | Yes | No | No | No |  | HPS | 1 | 200 |  |  | No |  | Other |  | 480 L-N |  | No | No | No | No | No | [12 empty] | 2025-10-10 14:59 | NULL | 0 |  | mhurlow1 | 2018-05-23 18:07 | dturner | 2020-02-06 21:24 | No | No | No | No | No | Standing | None | None | None | No | No | No |  | No | 2025-10-10 14:59 |  | csonner1 | 2025-10-10 14:59 | csonner1 | 2025-10-10 14:59 | No Photo Available | No Photo Available | http://data.mapchannels.com/dualmaps6/map.htm?lat=39.284996&lng=-84.371931
08 | HAMILTON | HAM | RA | 31003 |  | 0.445 |  | SHAMRA31003**C | HAM-31003-0.445 | 39.2845 | -84.3716 | 2025-12-31 | Active |  |  |  | State | HL0000383 | 2020-02-06 21:27 |  | State | DA-19 | Conventional | No | [6 empty] | 1 |  |  |  | No |  | No | No | No | No |  | HPS | 1 | 200 |  |  | No |  | Cooper/Eaton |  | 480 L-N |  | No | No | No | No | No | [12 empty] | 2025-10-10 15:06 | NULL | 0 |  | mhurlow1 | 2018-05-23 18:07 | dturner | 2020-02-06 21:28 | No | No | No | No | No | Standing | None | None | None | No | No | No |  | No | 2025-10-10 15:06 |  | csonner1 | 2025-10-10 15:07 | csonner1 | 2025-10-10 15:07 | No Photo Available | No Photo Available | http://data.mapchannels.com/dualmaps6/map.htm?lat=39.284494&lng=-84.371566
08 | HAMILTON | HAM | RA | 31003 |  | 0.461 |  | SHAMRA31003**C | HAM-31003-0.461 | 39.2843 | -84.3713 | 2025-12-31 | Active |  |  |  | State | HL0017783 |  |  | State |  | Conventional | [14 empty] | No | No | No |  | HPS | [28 empty] | NULL |  |  | mhurlow1 | 2018-05-23 18:33 | Dsnyder5 | 2018-07-24 16:22 | [20 empty] | No Photo Available | No Photo Available | http://data.mapchannels.com/dualmaps6/map.htm?lat=39.284293&lng=-84.371280
08 | HAMILTON | HAM | RA | 31003 |  | 0.481 |  | SHAMRA31003**C | HAM-31003-0.481 | 39.284 | -84.3715 | 2025-12-31 | Active |  |  |  | State | HL0019066 | 2020-02-06 21:29 |  | State | DB-1 | Conventional | No | [6 empty] | 1 |  |  |  | No | No |  | No | No | No |  | HPS | 1 | 200 |  |  | No |  | Cooper/Eaton |  | 480 L-N |  | No | No | No | No | No | [12 empty] | 2025-10-10 15:11 | NULL | 0 |  | mhurlow1 | 2018-05-23 18:23 | dturner | 2020-02-06 21:31 | No | No | No | No | No | Standing | None | None | None | No | No | No |  | No | 2025-10-10 15:11 |  | csonner1 | 2025-10-10 15:11 | csonner1 | 2025-10-10 15:11 | No Photo Available | No Photo Available | http://data.mapchannels.com/dualmaps6/map.htm?lat=39.284006&lng=-84.371532
08 | HAMILTON | HAM | RA | 31003 |  | 0.489 |  | SHAMRA31003**C | HAM-31003-0.489 | 39.2838 | -84.3711 | 2025-12-31 | Active |  |  |  | State | HL0003001 |  |  | State |  | Conventional | [14 empty] | No | No | No |  | HPS | [28 empty] | NULL |  |  | mhurlow1 | 2018-05-23 18:30 | Dsnyder5 | 2018-07-24 16:22 | [20 empty] | No Photo Available | No Photo Available | http://data.mapchannels.com/dualmaps6/map.htm?lat=39.283822&lng=-84.371097
08 | HAMILTON | HAM | RA | 31003 |  | 0.505 |  | SHAMRA31003**C | HAM-31003-0.505 | 39.2837 | -84.3716 | 2025-12-31 | Active |  |  |  | State | HL0026462 |  |  | State |  | Conventional | [14 empty] | No | No | No |  | HPS | [28 empty] | NULL |  |  | mhurlow1 | 2018-05-23 18:23 | Dsnyder5 | 2018-07-24 16:22 | [20 empty] | No Photo Available | No Photo Available | http://data.mapchannels.com/dualmaps6/map.htm?lat=39.283687&lng=-84.371633
08 | HAMILTON | HAM | RA | 31003 |  | 0.518 |  | SHAMRA31003**C | HAM-31003-0.518 | 39.2834 | -84.3713 | 2025-12-31 | Active |  |  |  | State | HL0015405 |  |  | State |  | Conventional | [14 empty] | No | No | No |  | HPS | [28 empty] | NULL |  |  | mhurlow1 | 2018-05-23 18:30 | Dsnyder5 | 2018-07-24 16:22 | [20 empty] | No Photo Available | No Photo Available | http://data.mapchannels.com/dualmaps6/map.htm?lat=39.283392&lng=-84.371250
08 | HAMILTON | HAM | RA | 31003 |  | 0.564 |  | SHAMRA31003**C | HAM-31003-0.564 | 39.2828 | -84.3715 | 2025-12-31 | Active |  |  |  | State | HL0021702 |  |  | State |  | Conventional | [14 empty] | No | No | No |  | HPS | [28 empty] | NULL |  |  | mhurlow1 | 2018-05-23 18:27 | Dsnyder5 | 2018-07-24 16:22 | [20 empty] | No Photo Available | No Photo Available | http://data.mapchannels.com/dualmaps6/map.htm?lat=39.282751&lng=-84.371481
08 | HAMILTON | HAM | RA | 31003 |  | 0.621 |  | SHAMRA31003**C | HAM-31003-0.621 | 39.2819 | -84.3717 | 2025-12-31 | Active |  |  |  | State | HL0018767 |  |  | State |  | Conventional | [14 empty] | No | No | No |  | HPS | [28 empty] | NULL |  |  | mhurlow1 | 2018-05-23 18:26 | Dsnyder5 | 2018-07-24 16:22 | [20 empty] | No Photo Available | No Photo Available | http://data.mapchannels.com/dualmaps6/map.htm?lat=39.281946&lng=-84.371713
08 | HAMILTON | HAM | RA | 31003 |  | 0.626 |  | SHAMRA31003**C | HAM-31003-0.626 | 39.282 | -84.3723 | 2025-12-31 | Active |  |  |  | State | HL0001633 |  |  | State |  | Conventional | [14 empty] | No | No | No |  | HPS | [28 empty] | NULL |  |  | mhurlow1 | 2018-05-23 18:27 | Dsnyder5 | 2018-07-24 16:22 | [20 empty] | No Photo Available | No Photo Available | http://data.mapchannels.com/dualmaps6/map.htm?lat=39.282015&lng=-84.372324
08 | HAMILTON | HAM | RA | 31003 |  | 0.652 |  | SHAMRA31003**C | HAM-31003-0.652 | 39.2815 | -84.3719 | 2025-12-31 | Active |  |  |  | State | HL0020301 |  |  | State |  | Conventional | [14 empty] | No | No | No |  | HPS | [28 empty] | NULL |  |  | mhurlow1 | 2018-05-23 18:26 | Dsnyder5 | 2018-07-24 16:22 | [20 empty] | No Photo Available | No Photo Available | http://data.mapchannels.com/dualmaps6/map.htm?lat=39.281544&lng=-84.371942
08 | HAMILTON | HAM | RA | 31003 |  | 0.652 |  | SHAMRA31003**C | HAM-31003-0.652 | 39.2817 | -84.3724 | 2025-12-31 | Active |  |  |  | State | HL0016996 |  |  | State |  | Conventional | [14 empty] | No | No | No |  | HPS | [28 empty] | NULL |  |  | mhurlow1 | 2018-05-23 18:25 | Dsnyder5 | 2018-07-24 16:22 | [20 empty] | No Photo Available | No Photo Available | http://data.mapchannels.com/dualmaps6/map.htm?lat=39.281652&lng=-84.372448
08 | HAMILTON | HAM | RA | 31004 |  | 0.02 |  | SHAMRA31004**C | HAM-31004-0.020 | 39.2848 | -84.3715 | 2025-12-31 | Active |  |  |  | State | HL0023159 | 2020-02-06 21:25 |  | State | DA-18 | Conventional | No | [6 empty] | 1 |  |  |  | No |  | No | No | No | No |  | HPS | 1 | 200 |  |  | No |  | Other |  | 480 L-N |  | No | No | No | No | No | [12 empty] | 2025-10-10 15:02 | NULL | 0 |  | mhurlow1 | 2018-05-23 18:07 | dturner | 2020-02-06 21:26 | No | No | No | No | No | Standing | None | None | None | No | No | No |  | No | 2025-10-10 15:02 |  | csonner1 | 2025-10-10 15:03 | csonner1 | 2025-10-10 15:03 | No Photo Available | No Photo Available | http://data.mapchannels.com/dualmaps6/map.htm?lat=39.284836&lng=-84.371474
08 | HAMILTON | HAM | RA | 31005 |  | 0.031 |  | SHAMRA31005**C | HAM-31005-0.031 | 39.2899 | -84.3955 | 2025-12-31 | Active |  |  |  | State | HL0031208 | 2020-06-17 12:00 |  | State | QB3 | Tower |  | 4 | [12 empty] | No | No | No | US 42,4L | HPS | 4 | 400 | [25 empty] | 2022-06-29 18:17 | 4 - Needs Inspected in 4 CY | 0 |  | robert.anderson | 2014-12-20 13:27 | cburden | 2020-06-17 12:01 | No | No | No | No | No | Standing | None | None | None | No | No | No |  |  | 2022-06-29 18:17 |  | csonner1 | 2022-06-29 18:16 | csonner1 | 2022-06-29 18:16 | No Photo Available | No Photo Available | http://data.mapchannels.com/dualmaps6/map.htm?lat=39.289887&lng=-84.395519
08 | HAMILTON | HAM | RA | 31005 |  | 0.103 |  | SHAMRA31005**C | HAM-31005-0.103 | 39.2892 | -84.3966 | 2025-12-31 | Active |  |  |  | State | HL0031207 |  |  | State | QB2 | Tower |  | 6 | [12 empty] | No | No | No | US 42 L6 | HPS | [27 empty] | 2022-06-29 18:17 | 4 - Needs Inspected in 4 CY |  |  | chad.hostetler | 2014-12-20 13:24 | chad.hostetler | 2014-12-20 13:24 | No | No | No | No | No | Standing | None | None | None | No | No | No |  |  | 2022-06-29 18:17 |  | csonner1 | 2022-06-29 18:17 | csonner1 | 2022-06-29 18:17 | No Photo Available | No Photo Available | http://data.mapchannels.com/dualmaps6/map.htm?lat=39.289183&lng=-84.396602
08 | HAMILTON | HAM | RA | 31005 |  | 0.183 |  | SHAMRA31005**C | HAM-31005-0.183 | 39.2888 | -84.398 | 2025-12-31 | Active |  |  |  | State | HL0031209 | 2020-06-17 15:36 |  | State | QB1 | Tower |  | 6 | [12 empty] | No | No | No | US 42 L6 | HPS | 4 | 400 | [25 empty] | 2022-06-29 18:18 | 4 - Needs Inspected in 4 CY | 0 |  | chad.hostetler | 2014-12-20 13:27 | cburden | 2020-06-17 15:36 | No | No | No | No | No | Standing | None | None | None | No | No | No |  |  | 2022-06-29 18:18 |  | csonner1 | 2022-06-29 18:17 | csonner1 | 2022-06-29 18:17 | No Photo Available | No Photo Available | http://data.mapchannels.com/dualmaps6/map.htm?lat=39.288804&lng=-84.398006
08 | HAMILTON | HAM | RA | 31006 |  | 0.155 |  | SHAMRA31006**C | HAM-31006-0.155 | 39.2891 | -84.3935 | 2025-12-31 | Active |  |  |  | State | HL0031203 | 2020-06-17 17:17 |  | State | QC6 | Tower |  | 4 | [12 empty] | No | No | No | US 42,4L | HPS | 4 | 400 | [25 empty] | 2022-06-29 18:16 | 4 - Needs Inspected in 4 CY | 0 |  | robert.anderson | 2014-12-20 13:15 | cburden | 2020-06-17 17:17 | No | No | No | No | No | Standing | None | None | None | No | No | No |  |  | 2022-06-29 18:16 |  | csonner1 | 2022-06-29 18:15 | csonner1 | 2022-06-29 18:15 | No Photo Available | No Photo Available | http://data.mapchannels.com/dualmaps6/map.htm?lat=39.289088&lng=-84.393531
08 | HAMILTON | HAM | RA | 31007 |  | 0.322 |  | SHAMRA31007**C | HAM-31007-0.322 | 39.2899 | -84.3941 | 2025-12-31 | Active |  |  |  | State | HL0031206 | 2020-06-17 11:59 |  | State | QB4 | Tower |  | 6 | [12 empty] | No | No | No | US 42,4L | HPS | 4 | 400 | [25 empty] | 2022-06-28 18:32 | 4 - Needs Inspected in 4 CY | 0 |  | robert.anderson | 2014-12-20 13:24 | cburden | 2020-06-17 12:00 | No | No | No | No | No | Standing | None | None | None | No | No | No |  |  | 2022-06-28 18:32 |  | csonner1 | 2022-06-28 18:32 | csonner1 | 2022-06-28 18:32 | No Photo Available | No Photo Available | http://data.mapchannels.com/dualmaps6/map.htm?lat=39.289852&lng=-84.394132
08 | HAMILTON | HAM | RA | 31008 |  | 0.219 |  | SHAMRA31008**C | HAM-31008-0.219 | 39.2882 | -84.3979 | 2025-12-31 | Active |  |  |  | State | HL0031198 |  |  | State | QC 3 | Tower |  | 6 | [12 empty] | No | No | No | 42,4L | HPS | 4 | 400 | [25 empty] | 2022-06-29 18:18 | 4 - Needs Inspected in 4 CY |  |  | robert.anderson | 2014-12-20 13:08 | cburden | 2020-06-16 17:39 | No | No | No | No | No | Standing | None | None | None | No | No | No |  |  | 2022-06-29 18:18 |  | csonner1 | 2022-06-29 18:18 | csonner1 | 2022-06-29 18:18 | No Photo Available | No Photo Available | http://data.mapchannels.com/dualmaps6/map.htm?lat=39.288195&lng=-84.397924
08 | HAMILTON | HAM | RA | 31008 |  | 0.304 |  | SHAMRA31008**C | HAM-31008-0.304 | 39.2883 | -84.3964 | 2025-12-31 | Active |  |  |  | State | HL0031199 |  |  | State | QC4 | Tower |  | 6 | [12 empty] | No | No | No | US 42 L4 | HPS | [27 empty] | 2022-06-29 18:19 | 4 - Needs Inspected in 4 CY |  |  | chad.hostetler | 2014-12-20 13:09 | chad.hostetler | 2014-12-20 13:09 | No | No | No | No | No | Standing | None | None | None | No | No | No |  |  | 2022-06-29 18:19 |  | csonner1 | 2022-06-29 18:18 | csonner1 | 2022-06-29 18:18 | No Photo Available | No Photo Available | http://data.mapchannels.com/dualmaps6/map.htm?lat=39.288331&lng=-84.396355
08 | HAMILTON | HAM | RA | 31010 |  | 0.311 |  | SHAMRA31010**C | HAM-31010-0.311 | 39.2868 | -84.4265 | 2025-12-31 | Active |  |  |  | State | HL0031211 |  |  | State | NA11 | Tower |  | 6 | [12 empty] | No | No | No | Mosteller Rd,6L | HPS | [27 empty] | 2022-06-30 18:39 | 4 - Needs Inspected in 4 CY |  |  | robert.anderson | 2014-12-20 13:39 | robert.anderson | 2014-12-20 13:39 | No | No | No | No | No | Standing | None | None | None | No | No | No |  |  | 2022-06-30 18:39 |  | csonner1 | 2022-06-30 18:38 | csonner1 | 2022-06-30 18:38 | No Photo Available | No Photo Available | http://data.mapchannels.com/dualmaps6/map.htm?lat=39.286807&lng=-84.426498
08 | HAMILTON | HAM | RA | 31010 |  | 0.501 |  | SHAMRA31010**C | HAM-31010-0.501 | 39.2887 | -84.4289 | 2025-12-31 | Active |  |  |  | State | HL0040340 |  |  | State | M1 | Conventional | [14 empty] | No | No | No |  | LED | 1 |  | 70 | [24 empty] | 2025-11-19 04:16 | NULL |  |  | ascott3 | 2025-05-29 16:14 | odotonline.net\rdixon5 | 2026-05-08 04:54 | No | No | No | No | No | Standing | None | None | None | No | No | No |  | No | 2025-11-19 04:16 |  | mneeley | 2025-11-19 04:16 | mneeley | 2025-11-19 04:16 | No Photo Available | No Photo Available | http://data.mapchannels.com/dualmaps6/map.htm?lat=39.288670&lng=-84.428872
08 | HAMILTON | HAM | RA | 31011 |  | 0 |  | SHAMRA31011**C | HAM-31011-0.000 | 39.284 | -84.4298 | 2025-12-31 | Active |  |  |  | State | HL0007743 |  |  | State |  | Conventional | [14 empty] | No | No | No |  | HPS | [28 empty] | NULL |  |  | Dsnyder5 | 2018-06-08 16:16 | Dsnyder5 | 2018-07-24 16:21 | [20 empty] | No Photo Available | No Photo Available | http://data.mapchannels.com/dualmaps6/map.htm?lat=39.284043&lng=-84.429805
08 | HAMILTON | HAM | RA | 31011 |  | 0.015 |  | SHAMRA31011**C | HAM-31011-0.015 | 39.2843 | -84.4294 | 2025-12-31 | Active |  |  |  | State | HL0015406 |  |  | State |  | Conventional | [14 empty] | No | No | No |  | HPS | [28 empty] | NULL |  |  | Dsnyder5 | 2018-06-08 16:16 | Dsnyder5 | 2018-07-24 16:21 | [20 empty] | No Photo Available | No Photo Available | http://data.mapchannels.com/dualmaps6/map.htm?lat=39.284346&lng=-84.429397
08 | HAMILTON | HAM | RA | 31011 |  | 0.042 |  | SHAMRA31011**C | HAM-31011-0.042 | 39.2846 | -84.4292 | 2025-12-31 | Active |  |  |  | State | HL0031118 | 2020-06-04 14:56 |  | State | NB8 | Tower |  | 4 | [12 empty] | No | No | No | Mosteller Rd L4 | HPS | 4 | 400 | [25 empty] | 2022-06-30 17:27 | 4 - Needs Inspected in 4 CY | 0 |  | chad.hostetler | 2014-12-20 10:51 | cburden | 2020-06-04 14:56 | No | No | No | No | No | Standing | None | None | None | No | No | No |  |  | 2022-06-30 17:27 |  | csonner1 | 2022-06-30 17:26 | csonner1 | 2022-06-30 17:26 | No Photo Available | No Photo Available | http://data.mapchannels.com/dualmaps6/map.htm?lat=39.284631&lng=-84.429190
08 | HAMILTON | HAM | RA | 31012 |  | 0.112 |  | SHAMRA31012**C | HAM-31012-0.112 | 39.2882 | -84.4279 | 2025-12-31 | Active |  |  |  | State | HL0031120 |  |  | State | NB7 | Tower |  | 4 | [12 empty] | No | No | No | Mosteller 4L | HPS | [27 empty] | 2022-06-30 17:29 | 4 - Needs Inspected in 4 CY |  |  | robert.anderson | 2014-12-20 10:56 | robert.anderson | 2014-12-20 10:56 | No | No | No | No | No | Standing | None | None | None | No | No | No |  |  | 2022-06-30 17:29 |  | csonner1 | 2022-06-30 17:28 | csonner1 | 2022-06-30 17:28 | No Photo Available | No Photo Available | http://data.mapchannels.com/dualmaps6/map.htm?lat=39.288169&lng=-84.427903
08 | HAMILTON | HAM | RA | 31012 |  | 0.201 |  | SHAMRA31012**C | HAM-31012-0.201 | 39.2872 | -84.4272 | 2025-12-31 | Active |  |  |  | State | HL0031212 |  |  | State | MB1 | Tower |  | 6 | [12 empty] | No | No | No | Mosteller Rd L4 | HPS | [27 empty] | 2022-06-30 17:29 | 4 - Needs Inspected in 4 CY |  |  | chad.hostetler | 2014-12-20 13:39 | chad.hostetler | 2014-12-20 13:39 | No | No | No | No | No | Standing | None | None | None | No | No | No |  |  | 2022-06-30 17:29 |  | csonner1 | 2022-06-30 17:28 | csonner1 | 2022-06-30 17:28 | No Photo Available | No Photo Available | http://data.mapchannels.com/dualmaps6/map.htm?lat=39.287227&lng=-84.427183
08 | HAMILTON | HAM | RA | 31012 |  | 0.273 |  | SHAMRA31012**C | HAM-31012-0.273 | 39.2872 | -84.4285 | 2025-12-31 | Active |  |  |  | State | HL0031123 | 2020-06-04 18:04 |  | State | NB5 | Tower |  | 6 | [12 empty] | No | No | No | Mosteller Rd L4 | HPS | 4 | 400 | [25 empty] | 2022-06-30 17:28 | 4 - Needs Inspected in 4 CY | 0 |  | chad.hostetler | 2014-12-20 11:02 | cburden | 2020-06-04 18:04 | No | No | No | No | No | Standing | None | None | None | No | No | No |  |  | 2022-06-30 17:28 |  | csonner1 | 2022-06-30 17:28 | csonner1 | 2022-06-30 17:28 | No Photo Available | No Photo Available | http://data.mapchannels.com/dualmaps6/map.htm?lat=39.287198&lng=-84.428470
08 | HAMILTON | HAM | RA | 31013 |  | 0.11 |  | SHAMRA31013**C | HAM-31013-0.110 | 39.2866 | -84.4288 | 2025-12-31 | Active |  |  |  | State | HL0030977 | 2020-06-04 14:57 |  | State | NB4 | Tower |  | 6 | [12 empty] | No | No | No | Mosteller 4L | HPS | 4 | 400 | [25 empty] | 2022-06-30 17:28 | 4 - Needs Inspected in 4 CY | 0 |  | kurt.powers | 2014-12-19 16:13 | cburden | 2020-06-04 14:57 | No | No | No | No | No | Standing | None | None | None | No | No | No |  |  | 2022-06-30 17:28 |  | csonner1 | 2022-06-30 17:27 | csonner1 | 2022-06-30 17:27 | No Photo Available | No Photo Available | http://data.mapchannels.com/dualmaps6/map.htm?lat=39.286563&lng=-84.428804
08 | HAMILTON | HAM | RA | 31013 |  | 0.269 |  | SHAMRA31013**C | HAM-31013-0.269 | 39.2852 | -84.4278 | 2025-12-31 | Active |  |  |  | State | HL0031114 | 2020-06-04 14:58 |  | State | NB1 | Tower |  | 6 | [12 empty] | No | No | No | Mosteller Rd L4 | HPS | 4 | 400 | [25 empty] | 2022-07-01 12:53 | 4 - Needs Inspected in 4 CY | 0 |  | chad.hostetler | 2014-12-20 10:46 | cburden | 2020-06-04 14:58 | No | No | No | No | No | Standing | None | None | None | No | No | No |  |  | 2022-07-01 12:53 |  | csonner1 | 2022-07-01 12:52 | csonner1 | 2022-07-01 12:52 | No Photo Available | No Photo Available | http://data.mapchannels.com/dualmaps6/map.htm?lat=39.285240&lng=-84.427829
08 | HAMILTON | HAM | RA | 31013 |  | 0.35 |  | SHAMRA31013**C | HAM-31013-0.350 | 39.2853 | -84.4292 | 2025-12-31 | Active |  |  |  | State | HL0009407 |  |  | State | m5 | Conventional | [14 empty] | No | No | No |  | LED | 1 |  | 70 | [24 empty] | 2025-11-19 04:16 | NULL |  |  | Dsnyder5 | 2018-06-08 16:16 | odotonline.net\rdixon5 | 2026-05-08 04:51 | No | No | No | No | No | Standing | None | None | None | No | No | No |  | No | 2025-11-19 04:16 |  | mneeley | 2025-11-19 04:16 | mneeley | 2025-11-19 04:16 | No Photo Available | No Photo Available | http://data.mapchannels.com/dualmaps6/map.htm?lat=39.285297&lng=-84.429161
08 | HAMILTON | HAM | RA | 31014 |  | 0 |  | SHAMRA31014**C | HAM-31014-0.000 | 39.2883 | -84.4292 | 2025-12-31 | Active |  |  |  | State | HL0015198 |  |  | State | M3 | Conventional | [14 empty] | No | No | No |  | LED | 1 |  | 70 | [24 empty] | 2025-11-19 04:16 | NULL |  |  | Dsnyder5 | 2018-06-08 16:16 | odotonline.net\rdixon5 | 2026-05-08 04:53 | No | No | No | No | No | Standing | None | None | None | No | No | No |  | No | 2025-11-19 04:16 |  | mneeley | 2025-11-19 04:16 | mneeley | 2025-11-19 04:16 | No Photo Available | No Photo Available | http://data.mapchannels.com/dualmaps6/map.htm?lat=39.288305&lng=-84.429204
08 | HAMILTON | HAM | RA | 31014 |  | 0 |  | SHAMRA31014**C | HAM-31014-0.000 | 39.2886 | -84.4292 | 2025-12-31 | Active |  |  |  | State | HL0040354 |  |  | State | m2 | Conventional | [14 empty] | No | No | No |  | LED | 1 |  | 70 | [24 empty] | 2025-11-19 04:16 | NULL |  |  | ascott3 | 2025-05-29 16:14 | odotonline.net\rdixon5 | 2026-05-08 04:53 | No | No | No | No | No | Standing | None | None | None | No | No | No |  | No | 2025-11-19 04:16 |  | mneeley | 2025-11-19 04:16 | mneeley | 2025-11-19 04:16 | No Photo Available | No Photo Available | http://data.mapchannels.com/dualmaps6/map.htm?lat=39.288556&lng=-84.429220
08 | HAMILTON | HAM | RA | 31014 |  | 0.011 |  | SHAMRA31014**C | HAM-31014-0.011 | 39.2883 | -84.4289 | 2025-12-31 | Active |  |  |  | State | HL0040345 |  |  | State | M4 | Conventional | [14 empty] | No | No | No |  | LED | 1 |  | 70 | [24 empty] | 2025-05-29 16:31 | NULL |  | 2025-05-29 16:31 | ascott3 | 2025-05-29 16:15 | odotonline.net\rdixon5 | 2026-05-08 04:52 | No | No | No | No | No | Standing | None | None | None | No | No | No |  | No | 2025-05-29 16:31 | 2025-05-29 16:31 | ascott3 | 2025-05-29 16:31 | ascott3 | 2025-05-29 16:31 | No Photo Available | https://collectorweb.dot.state.oh.us/arcgis/rest/services/HIGHWAY_LIGHTING/HighwayLighting_Reference/FeatureServer/7/552835/attachments/ | http://data.mapchannels.com/dualmaps6/map.htm?lat=39.288290&lng=-84.428910
08 | HAMILTON | HAM | RA | 31014 |  | 0.018 |  | SHAMRA31014**C | HAM-31014-0.018 | 39.2882 | -84.4288 | 2025-12-31 | Active |  |  |  | State | HL0031121 |  |  | State | NB6 | Tower |  | 4 | [12 empty] | No | No | No | Mosteller 4L | HPS | [27 empty] | 2022-06-30 17:29 | 4 - Needs Inspected in 4 CY |  |  | robert.anderson | 2014-12-20 10:58 | robert.anderson | 2014-12-20 10:58 | No | No | No | No | No | Standing | None | None | None | No | No | No |  |  | 2022-06-30 17:29 |  | csonner1 | 2022-06-30 17:28 | csonner1 | 2022-06-30 17:28 | No Photo Available | No Photo Available | http://data.mapchannels.com/dualmaps6/map.htm?lat=39.288235&lng=-84.428756
08 | HAMILTON | HAM | RA | 31015 |  | 0 |  | SHAMRA31015**C | HAM-31015-0.000 | 39.2851 | -84.4296 | 2025-12-31 | Active |  |  |  | State | HL0009896 |  |  | State | m7 | Conventional | [14 empty] | No | No | No |  | LED | 1 |  | 70 | [24 empty] | 2025-11-19 04:18 | NULL |  |  | Dsnyder5 | 2018-06-08 16:16 | odotonline.net\rdixon5 | 2026-05-08 04:51 | No | No | No | No | No | Standing | None | None | None | No | No | No |  | No | 2025-11-19 04:18 |  | mneeley | 2025-11-19 04:18 | mneeley | 2025-11-19 04:18 | No Photo Available | No Photo Available | http://data.mapchannels.com/dualmaps6/map.htm?lat=39.285073&lng=-84.429625
08 | HAMILTON | HAM | RA | 31015 |  | 0 |  | SHAMRA31015**C | HAM-31015-0.000 | 39.2853 | -84.4295 | 2025-12-31 | Active |  |  |  | State | HL0040332 |  |  | State | M8 | Conventional | [14 empty] | No | No | No |  | LED | 1 |  | 70 | [24 empty] | 2025-11-19 04:17 | NULL |  |  | ascott3 | 2025-05-29 17:03 | odotonline.net\rdixon5 | 2026-05-08 04:51 | No | No | No | No | No | Standing | None | None | None | No | No | No |  | No | 2025-11-19 04:17 |  | mneeley | 2025-11-19 04:17 | mneeley | 2025-11-19 04:17 | No Photo Available | No Photo Available | http://data.mapchannels.com/dualmaps6/map.htm?lat=39.285326&lng=-84.429546
08 | HAMILTON | HAM | RA | 31015 |  | 0.011 |  | SHAMRA31015**C | HAM-31015-0.011 | 39.285 | -84.4293 | 2025-12-31 | Active |  |  |  | State | HL0040334 |  |  | State | M6 | Conventional | [14 empty] | No | No | No |  | LED | 1 |  | 70 | [24 empty] | 2025-11-19 04:18 | NULL |  |  | ascott3 | 2025-05-29 17:03 | odotonline.net\rdixon5 | 2026-05-08 04:52 | No | No | No | No | No | Standing | None | None | None | No | No | No |  | No | 2025-11-19 04:18 |  | mneeley | 2025-11-19 04:18 | mneeley | 2025-11-19 04:18 | No Photo Available | No Photo Available | http://data.mapchannels.com/dualmaps6/map.htm?lat=39.285000&lng=-84.429266
08 | HAMILTON | HAM | RA | 31017 |  | 0.054 |  | SHAMRA31017**C | HAM-31017-0.054 | 39.0601 | -84.3535 | 2025-12-31 | Active |  |  |  | State | HL0000484 | 2020-03-19 17:47 |  | State | A2-5 | Conventional | No |  | AT | A |  |  |  | 1 |  |  |  |  | No | No | No | No | No |  | HPS | 1 | 200 | [25 empty] | 2024-06-24 16:04 | NULL | 0 |  | Dsnyder5 | 2018-06-08 15:40 | jritchie2 | 2026-06-17 16:03 | No | No | No | No | No | Standing | None | None | None | No | No | No |  |  | 2024-06-24 16:04 |  | ascott3 | 2024-06-24 16:03 | ascott3 | 2024-06-24 16:03 | No Photo Available | No Photo Available | http://data.mapchannels.com/dualmaps6/map.htm?lat=39.060073&lng=-84.353517
08 | HAMILTON | HAM | RA | 31017 |  | 0.084 |  | SHAMRA31017**C | HAM-31017-0.084 | 39.0599 | -84.3541 | 2025-12-31 | Active |  |  |  | State | HL0002860 | 2020-06-02 15:03 |  | State | z2-2 | Conventional | [7 empty] | 1 | [6 empty] | No | No | No |  | HPS | 1 | 200 | [11 empty] | Yes | [13 empty] | 2022-06-23 16:46 | NULL | 0 |  | Dsnyder5 | 2018-06-08 15:40 | ascott3 | 2024-06-24 14:17 | No | No | No | No | No | Standing | None | None | None | No | No | No |  |  | 2022-06-23 16:46 |  | jhudson | 2022-06-23 16:46 | jhudson | 2022-06-23 16:46 | No Photo Available | No Photo Available | http://data.mapchannels.com/dualmaps6/map.htm?lat=39.059867&lng=-84.354094
08 | HAMILTON | HAM | RA | 31017 |  | 0.159 |  | SHAMRA31017**C | HAM-31017-0.159 | 39.0594 | -84.3553 | 2025-12-31 | Active |  |  |  | State | HL0033684 | 2020-03-23 14:09 |  | State | A1-3 | Conventional | [7 empty] | 1 | [6 empty] | No | No | No |  | HPS | 1 | 250 | [25 empty] | 2024-06-24 16:04 | NULL | 0 |  | cburden | 2020-03-23 14:09 | jhudson | 2022-06-23 16:47 | No | No | No | No | No | Standing | None | None | None | No | No | No |  |  | 2024-06-24 16:04 |  | ascott3 | 2024-06-24 16:03 | ascott3 | 2024-06-24 16:03 | No Photo Available | No Photo Available | http://data.mapchannels.com/dualmaps6/map.htm?lat=39.059399&lng=-84.355302
08 | HAMILTON | HAM | RA | 31017 |  | 0.384 |  | SHAMRA31017**C | HAM-31017-0.384 | 39.0583 | -84.3592 | 2025-12-31 | Active |  |  |  | State | HL0021328 | 2020-03-23 14:20 |  | State | A1-4 | Conventional | No |  | AT | A |  |  |  | 1 |  |  |  |  | No | No | No | No | No |  | HPS | 1 | 200 | [25 empty] | 2024-06-24 16:04 | NULL | 0 |  | Dsnyder5 | 2018-06-08 15:38 | jritchie2 | 2026-06-17 16:05 | No | No | No | No | No | Standing | None | None | None | No | No | No |  |  | 2024-06-24 16:04 |  | ascott3 | 2024-06-24 16:03 | ascott3 | 2024-06-24 16:03 | No Photo Available | No Photo Available | http://data.mapchannels.com/dualmaps6/map.htm?lat=39.058330&lng=-84.359228
08 | HAMILTON | HAM | RA | 31017 |  | 0.452 |  | SHAMRA31017**C | HAM-31017-0.452 | 39.058 | -84.3604 | 2025-12-31 | Active |  |  |  | State | HL0019407 | 2020-03-23 14:29 |  | State | A1-5 | Conventional | [7 empty] | 1 | [6 empty] | No | No | No |  | HPS | 1 | 200 | [25 empty] | 2024-06-24 16:03 | NULL | 0 |  | Dsnyder5 | 2018-06-08 15:38 | jhudson | 2022-06-23 16:48 | No | No | No | No | No | Standing | None | None | None | No | No | No |  |  | 2024-06-24 16:03 |  | ascott3 | 2024-06-24 16:02 | ascott3 | 2024-06-24 16:02 | No Photo Available | No Photo Available | http://data.mapchannels.com/dualmaps6/map.htm?lat=39.058013&lng=-84.360437
08 | HAMILTON | HAM | RA | 31018 |  | 0.012 |  | SHAMRA31018**C | HAM-31018-0.012 | 39.0581 | -84.3552 | 2025-12-31 | Active |  |  |  | State | HL0008168 | 2020-03-19 17:46 |  | State | B2-1 | Conventional | [7 empty] | 1 | [6 empty] | No | No | No |  | HPS | 1 | 200 | [25 empty] | 2024-06-24 17:01 | NULL | 0 |  | Dsnyder5 | 2018-06-08 15:37 | jhudson | 2022-06-23 16:54 | No | No | No | No | No | Standing | Bent | None | None | No | No | No | No door |  | 2024-06-24 17:01 |  | ascott3 | 2024-06-24 17:00 | ascott3 | 2024-06-24 17:00 | No Photo Available | https://collectorweb.dot.state.oh.us/arcgis/rest/services/HIGHWAY_LIGHTING/HighwayLighting_Reference/FeatureServer/7/480156/attachments/ | http://data.mapchannels.com/dualmaps6/map.htm?lat=39.058067&lng=-84.355247
08 | HAMILTON | HAM | RA | 31018 |  | 0.394 |  | SHAMRA31018**C | HAM-31018-0.394 | 39.0589 | -84.3485 | 2025-12-31 | Active |  |  |  | State | HL0015519 | 2020-03-19 17:48 |  | State | B2-2 | Conventional | [7 empty] | 1 | [6 empty] | No | No | No |  | HPS | 1 | 200 | [25 empty] | 2022-06-23 16:56 | NULL | 0 |  | Dsnyder5 | 2018-06-08 15:40 | jhudson | 2022-06-23 16:55 | No | No | No | No | No | Standing | None | None | None | No | No | No |  |  | 2022-06-23 16:56 |  | jhudson | 2022-06-23 16:56 | jhudson | 2022-06-23 16:56 | No Photo Available | No Photo Available | http://data.mapchannels.com/dualmaps6/map.htm?lat=39.058851&lng=-84.348515
08 | HAMILTON | HAM | RA | 31018 |  | 0.455 |  | SHAMRA31018**C | HAM-31018-0.455 | 39.0588 | -84.3474 | 2025-12-31 | Active |  |  |  | State | HL0017595 | 2020-03-19 17:49 |  | State | B2-3 | Conventional | No |  | AT | A |  |  |  | 1 |  |  |  |  | No | No | No | No | No |  | HPS | 1 | 310 | [25 empty] | 2024-06-24 17:17 | NULL | 0 |  | Dsnyder5 | 2018-06-08 15:40 | jritchie2 | 2026-06-18 10:22 | No | No | No | No | No | Standing | None | None | None | Yes | No | No |  |  | 2024-06-24 17:17 |  | ascott3 | 2024-06-24 17:17 | ascott3 | 2024-06-24 17:17 | No Photo Available | https://collectorweb.dot.state.oh.us/arcgis/rest/services/HIGHWAY_LIGHTING/HighwayLighting_Reference/FeatureServer/7/480157/attachments/ | http://data.mapchannels.com/dualmaps6/map.htm?lat=39.058838&lng=-84.347378
08 | HAMILTON | HAM | RA | 31018 |  | 0.518 |  | SHAMRA31018**C | HAM-31018-0.518 | 39.0588 | -84.3462 | 2025-12-31 | Active |  |  |  | State | HL0015443 | 2020-03-19 17:50 |  | State | B2-4 | Conventional | [7 empty] | 1 | [6 empty] | No | No | No |  | HPS | 1 | 200 | [25 empty] | 2020-03-19 17:50 | NULL | 0 |  | Dsnyder5 | 2018-06-08 15:41 | jhudson | 2022-06-23 16:57 | No | No | No | No | No | Standing | None | None | None | No | No | No |  |  | 2020-03-19 17:50 |  | cburden | 2020-03-19 17:50 | cburden | 2020-03-19 17:50 | No Photo Available | No Photo Available | http://data.mapchannels.com/dualmaps6/map.htm?lat=39.058788&lng=-84.346173
08 | HAMILTON | HAM | RA | 31019 |  | 0.022 |  | SHAMRA31019**C | HAM-31019-0.022 | 39.0593 | -84.3468 | 2025-12-31 | Active |  |  |  | State | HL0015637 | 2020-03-23 13:11 |  | State | a2-1 | Conventional | No |  | AT | A |  |  |  | 1 |  |  |  |  | No | No | No | No | No |  | HPS | 1 | 200 |  |  | No | [22 empty] | 2022-06-23 16:58 | NULL | 0 |  | Dsnyder5 | 2018-06-08 15:42 | jritchie2 | 2026-06-17 15:57 | No | No | No | No | No | Standing | None | None | None | No | No | No |  |  | 2022-06-23 16:58 |  | jhudson | 2022-06-23 16:58 | jhudson | 2022-06-23 16:58 | No Photo Available | No Photo Available | http://data.mapchannels.com/dualmaps6/map.htm?lat=39.059323&lng=-84.346763
08 | HAMILTON | HAM | RA | 31019 |  | 0.098 |  | SHAMRA31019**C | HAM-31019-0.098 | 39.0594 | -84.3482 | 2025-12-31 | Active |  |  |  | State | HL0000319 | 2020-03-23 13:38 |  | State | A2-2 | Conventional | No |  | AT | A |  |  |  | 1 |  |  |  |  | No | No | No | No | No |  | LED | 1 |  | 129 | [24 empty] | 2024-06-24 13:52 | NULL |  |  | Dsnyder5 | 2018-06-08 15:40 | jritchie2 | 2026-06-17 15:58 | No | No | No | No | No | Standing | None | None | None | No | No | No |  |  | 2024-06-24 13:52 |  | ascott3 | 2024-06-24 13:51 | ascott3 | 2024-06-24 13:51 | No Photo Available | https://collectorweb.dot.state.oh.us/arcgis/rest/services/HIGHWAY_LIGHTING/HighwayLighting_Reference/FeatureServer/7/480149/attachments/ | http://data.mapchannels.com/dualmaps6/map.htm?lat=39.059392&lng=-84.348180
08 | HAMILTON | HAM | RA | 31019 |  | 0.17 |  | SHAMRA31019**C | HAM-31019-0.170 | 39.0594 | -84.3495 | 2025-12-31 | Active |  |  |  | State | HL0016119 | 2020-03-23 13:52 |  | State | A2-3 | Conventional | No |  | AT | A |  |  |  | 1 |  |  |  |  | No | No | No | No | No |  | HPS | 1 | 200 |  |  | No | [22 empty] | 2024-06-24 16:05 | NULL | 0 |  | Dsnyder5 | 2018-06-08 15:39 | jritchie2 | 2026-06-17 16:00 | No | No | No | No | No | Standing | None | None | None | No | No | No |  |  | 2024-06-24 16:05 |  | ascott3 | 2024-06-24 16:04 | ascott3 | 2024-06-24 16:04 | No Photo Available | No Photo Available | http://data.mapchannels.com/dualmaps6/map.htm?lat=39.059359&lng=-84.349526
08 | HAMILTON | HAM | RA | 31019 |  | 0.18 |  | SHAMRA31019**C | HAM-31019-0.180 | 39.0595 | -84.3497 | 2025-12-31 | Active |  |  |  | State | HL0001823 | 2020-03-23 14:04 |  | State | a2-4 | Conventional | No |  | AT | A |  |  |  | 1 |  |  |  |  | No | No | No | No | No |  | HPS | 1 | 200 | [25 empty] | 2024-06-24 16:05 | NULL | 0 |  | Dsnyder5 | 2018-06-08 15:39 | jritchie2 | 2026-06-17 15:59 | No | No | No | No | No | Standing | None | None | None | No | No | No |  |  | 2024-06-24 16:05 |  | ascott3 | 2024-06-24 16:04 | ascott3 | 2024-06-24 16:04 | No Photo Available | No Photo Available | http://data.mapchannels.com/dualmaps6/map.htm?lat=39.059521&lng=-84.349684
08 | HAMILTON | HAM | RA | 31020 |  | 0.017 |  | SHAMRA31020**C | HAM-31020-0.017 | 39.0569 | -84.3625 | 2025-12-31 | Active |  |  |  | State | HL0014289 |  |  | State | B1-1 | Conventional | [14 empty] | No | No | No |  | LED | 1 |  | 155 | [24 empty] | 2026-01-07 17:32 | NULL |  |  | Dsnyder5 | 2018-06-08 15:38 | jritchie2 | 2026-06-17 16:36 | No | No | No | No | No | Standing | None | None | None | No | No | Yes | Needs new foundation | Yes | 2026-01-07 17:32 |  | odotonline.net\rdixon5 | 2026-01-07 17:32 | odotonline.net\rdixon5 | 2026-01-07 17:32 | No Photo Available | No Photo Available | http://data.mapchannels.com/dualmaps6/map.htm?lat=39.056903&lng=-84.362513
08 | HAMILTON | HAM | RA | 31020 |  | 0.091 |  | SHAMRA31020**C | HAM-31020-0.091 | 39.0572 | -84.3612 | 2025-12-31 | Active |  |  |  | State | HL0002071 | 2020-03-19 15:56 |  | State | B2-2 | Conventional | No |  | AT | A |  |  |  | 1 |  |  |  |  | No | No | No | No | No |  | LED | 1 |  | 155 | [24 empty] | 2024-06-24 16:01 | NULL |  |  | Dsnyder5 | 2018-06-08 15:37 | jritchie2 | 2026-06-17 16:36 | No | No | No | No | No | Standing | None | None | None | No | No | No | ni door |  | 2024-06-24 16:01 |  | ascott3 | 2024-06-24 16:01 | ascott3 | 2024-06-24 16:01 | No Photo Available | No Photo Available | http://data.mapchannels.com/dualmaps6/map.htm?lat=39.057245&lng=-84.361210
08 | HAMILTON | HAM | RA | 31020 |  | 0.137 |  | SHAMRA31020**C | HAM-31020-0.137 | 39.0574 | -84.3604 | 2025-12-31 | Active |  |  |  | State | HL0019917 | 2020-03-19 15:57 |  | State | B1-3 | Conventional | No |  | AT | A |  |  |  | 1 |  |  |  |  | No | No | No | No | No |  | LED | 1 |  | 155 | [24 empty] | 2026-01-07 17:33 | NULL |  |  | Dsnyder5 | 2018-06-08 15:37 | jritchie2 | 2026-06-17 16:37 | No | No | No | No | No | Standing | None | None | None | Yes | No | Yes | Tb3 damaged on corner | Yes | 2026-01-07 17:33 |  | odotonline.net\rdixon5 | 2026-01-07 17:33 | odotonline.net\rdixon5 | 2026-01-07 17:33 | No Photo Available | No Photo Available | http://data.mapchannels.com/dualmaps6/map.htm?lat=39.057428&lng=-84.360381
08 | HAMILTON | HAM | RA | 31020 |  | 0.169 |  | SHAMRA31020**C | HAM-31020-0.169 | 39.0575 | -84.3598 | 2025-12-31 | Active |  |  |  | State | HL0007062 | 2020-03-19 16:37 |  | State | B1-5 | Conventional | No |  | AT | A |  |  |  | 1 |  |  |  |  | No | No | No | No | No |  | LED | 1 |  | 155 |  | No | [22 empty] | 2024-06-24 16:03 | NULL |  |  | Dsnyder5 | 2018-06-08 15:37 | jritchie2 | 2026-06-17 16:40 | No | No | No | No | No | Standing | None | None | None | No | No | No |  |  | 2024-06-24 16:03 |  | ascott3 | 2024-06-24 16:02 | ascott3 | 2024-06-24 16:02 | No Photo Available | No Photo Available | http://data.mapchannels.com/dualmaps6/map.htm?lat=39.057511&lng=-84.359807
08 | HAMILTON | HAM | RA | 31020 |  | 0.388 |  | SHAMRA31020**C | HAM-31020-0.388 | 39.0577 | -84.3559 | 2025-12-31 | Active |  |  |  | State | HL0024430 | 2020-03-19 17:45 |  | State | B1-6 | Conventional | [7 empty] | 1 | [6 empty] | No | No | No |  | HPS | 1 | 200 | [25 empty] | 2022-06-23 16:54 | NULL | 0 |  | Dsnyder5 | 2018-06-08 15:40 | jhudson | 2022-06-23 16:54 | No | No | No | No | No | Standing | None | None | None | No | No | No |  |  | 2022-06-23 16:54 |  | jhudson | 2022-06-23 16:54 | jhudson | 2022-06-23 16:54 | No Photo Available | No Photo Available | http://data.mapchannels.com/dualmaps6/map.htm?lat=39.057705&lng=-84.355891
08 | HAMILTON | HAM | RA | 31021 |  | 0.007 |  | SHAMRA31021**C | HAM-31021-0.007 | 39.0592 | -84.3546 | 2025-12-31 | Active |  |  |  | State | HL0007792 |  |  | State | A1-2 | Conventional | [14 empty] | No | No | No |  | HPS | [27 empty] | 2026-01-15 18:48 | NULL |  | 2026-01-15 18:48 | Dsnyder5 | 2018-06-08 15:41 | jhudson | 2022-06-23 16:46 | No | No | No | No | No | Standing | None | None | None | No | No | No | New fuse kits | No | 2026-01-15 18:48 | 2026-01-15 18:48 | ascott3 | 2026-01-15 18:48 | ascott3 | 2026-01-15 18:48 | No Photo Available | No Photo Available | http://data.mapchannels.com/dualmaps6/map.htm?lat=39.059238&lng=-84.354566
08 | HAMILTON | HAM | RA | 31022 |  | 0.291 |  | SHAMRA31022**C | HAM-31022-0.291 | 39.2945 | -84.4698 | 2025-12-31 | Active |  |  |  | State | HL0031230 | 2020-06-16 13:08 |  | State | FB5 | Tower |  | 4 | [12 empty] | No | No | No | 747,4L | HPS | 4 | 400 | [25 empty] | 2025-06-30 16:19 | 7 - Needs Inspected in 7 CY | 0 | 2025-06-30 16:19 | robert.anderson | 2014-12-21 11:07 | cburden | 2020-06-16 13:09 | No | No | No | No | No | Standing | None | None | None | No | No | No |  | No | 2025-06-30 16:19 | 2025-06-30 16:19 | ascott3 | 2025-06-30 16:20 | ascott3 | 2025-06-30 16:20 | No Photo Available | https://collectorweb.dot.state.oh.us/arcgis/rest/services/HIGHWAY_LIGHTING/HighwayLighting_Reference/FeatureServer/7/545650/attachments/ | http://data.mapchannels.com/dualmaps6/map.htm?lat=39.294463&lng=-84.469839
08 | HAMILTON | HAM | RA | 31023 |  | 0.242 |  | SHAMRA31023**C | HAM-31023-0.242 | 39.2961 | -84.469 | 2025-12-31 | Active |  |  |  | State | HL0031241 | 2020-06-15 17:53 |  | State | Db10 | Tower |  | 6 | [12 empty] | No | No | No | SR 747 4L buried and inaccessible | HPS | 4 | 400 | [25 empty] | 2025-06-30 17:47 | 7 - Needs Inspected in 7 CY | 0 | 2025-06-30 17:47 | kurt.powers | 2014-12-21 11:48 | cburden | 2020-06-15 18:33 | No | No | No | No | No | Standing | None | None | None | No | No | No |  | No | 2025-06-30 17:47 | 2025-06-30 17:47 | ascott3 | 2025-06-30 17:47 | ascott3 | 2025-06-30 17:47 | No Photo Available | No Photo Available | http://data.mapchannels.com/dualmaps6/map.htm?lat=39.296135&lng=-84.469040
08 | HAMILTON | HAM | RA | 31024 |  | 0.163 |  | SHAMRA31024**C | HAM-31024-0.163 | 39.2949 | -84.4632 | 2025-12-31 | Active |  |  |  | State | HL0024483 | 2020-05-15 01:43 |  | State | FA-9 | Conventional | [7 empty] | 1 | [6 empty] | No | No | No |  | HPS | 1 | [26 empty] | 2025-11-18 03:48 | NULL | 0 |  | mhurlow1 | 2018-05-23 16:58 | cburden | 2020-05-15 01:49 | No | No | No | No | No | Standing | None | None | None | No | No | No |  | No | 2025-11-18 03:48 |  | mneeley | 2025-11-18 03:49 | mneeley | 2025-11-18 03:49 | No Photo Available | No Photo Available | http://data.mapchannels.com/dualmaps6/map.htm?lat=39.294886&lng=-84.463219
08 | HAMILTON | HAM | RA | 31024 |  | 0.19 |  | SHAMRA31024**C | HAM-31024-0.190 | 39.295 | -84.4637 | 2025-12-31 | Active |  |  |  | State | HL0004650 | 2020-05-15 01:49 |  | State | FA-7 | Conventional | [7 empty] | 1 | [6 empty] | No | No | No |  | HPS | 1 | 200 | [25 empty] | 2025-11-18 03:49 | NULL | 0 |  | mhurlow1 | 2018-05-23 16:57 | cburden | 2020-05-15 01:50 | No | No | No | No | No | Standing | None | None | None | No | No | No |  | No | 2025-11-18 03:49 |  | mneeley | 2025-11-18 03:49 | mneeley | 2025-11-18 03:49 | No Photo Available | No Photo Available | http://data.mapchannels.com/dualmaps6/map.htm?lat=39.294957&lng=-84.463721
08 | HAMILTON | HAM | RA | 31024 |  | 0.309 |  | SHAMRA31024**C | HAM-31024-0.309 | 39.2955 | -84.4659 | 2025-12-31 | Active |  |  |  | State | HL0031238 | 2020-06-15 13:43 |  | State | FA4 | Tower |  | 6 | [12 empty] | No | No | No | SR 747 6L | HPS | 6 | 400 | [25 empty] | 2022-07-13 18:46 | 4 - Needs Inspected in 4 CY | 0 |  | kurt.powers | 2014-12-21 11:38 | cburden | 2020-06-15 13:43 | No | No | Yes | Yes | Yes | Standing | None | None | Broken | No | No | Yes | Broken bolt |  | 2022-07-13 18:46 |  | csonner1 | 2022-07-13 18:46 | csonner1 | 2022-07-13 18:46 | No Photo Available | https://collectorweb.dot.state.oh.us/arcgis/rest/services/HIGHWAY_LIGHTING/HighwayLighting_Reference/FeatureServer/7/287527/attachments/ | http://data.mapchannels.com/dualmaps6/map.htm?lat=39.295544&lng=-84.465870
08 | HAMILTON | HAM | RA | 31024 |  | 0.369 |  | SHAMRA31024**C | HAM-31024-0.369 | 39.2965 | -84.4656 | 2025-12-31 | Active |  |  |  | State | HL0031237 | 2020-06-16 11:21 |  | State | FA5 | Tower |  | 6 | [12 empty] | No | No | No | SR 747,4L, | HPS | 4 | 400 | [25 empty] | 2025-06-30 13:15 | 7 - Needs Inspected in 7 CY | 0 |  | robert.anderson | 2014-12-21 11:38 | cburden | 2020-06-16 11:21 | No | No | No | No | No | Standing | None | None | None | No | No | No | Door need repaired can’t get it locked | Yes | 2025-06-30 13:15 |  | ascott3 | 2025-06-30 13:16 | ascott3 | 2025-06-30 13:26 | No Photo Available | https://collectorweb.dot.state.oh.us/arcgis/rest/services/HIGHWAY_LIGHTING/HighwayLighting_Reference/FeatureServer/7/553270/attachments/ | http://data.mapchannels.com/dualmaps6/map.htm?lat=39.296491&lng=-84.465636
08 | HAMILTON | HAM | RA | 31025 |  | 0.092 |  | SHAMRA31025**C | HAM-31025-0.092 | 39.293 | -84.466 | 2025-12-31 | Active |  |  |  | State | HL0031233 | 2020-06-12 17:57 |  | State | FA1 | Tower |  | 6 | [12 empty] | No | No | No | SR 747,4L, under water | HPS | 4 | 400 | [25 empty] | 2025-06-30 16:45 | 7 - Needs Inspected in 7 CY | 0 |  | robert.anderson | 2014-12-21 11:14 | cburden | 2020-06-12 17:57 | No | No | No | No | No | Standing | None | None | None | No | No | No | Foundation buried | No | 2025-06-30 16:45 | 2025-06-30 17:24 | ascott3 | 2025-06-30 17:24 | ascott3 | 2025-06-30 17:24 | No Photo Available | https://collectorweb.dot.state.oh.us/arcgis/rest/services/HIGHWAY_LIGHTING/HighwayLighting_Reference/FeatureServer/7/554071/attachments/ | http://data.mapchannels.com/dualmaps6/map.htm?lat=39.292953&lng=-84.465988
08 | HAMILTON | HAM | RA | 31025 |  | 0.166 |  | SHAMRA31025**C | HAM-31025-0.166 | 39.2941 | -84.4659 | 2025-12-31 | Active |  |  |  | State | HL0031235 | 2020-06-15 13:06 |  | State | FA2 | Tower |  | 6 | [12 empty] | No | No | No | SR 747,4L, | HPS | 4 | 400 | [25 empty] | 2025-06-30 17:55 | 7 - Needs Inspected in 7 CY | 0 | 2025-06-30 17:55 | robert.anderson | 2014-12-21 11:19 | cburden | 2020-06-15 13:07 | No | No | No | No | No | Standing | None | None | None | No | No | No |  | No | 2025-06-30 17:55 | 2025-06-30 17:55 | ascott3 | 2025-06-30 17:55 | ascott3 | 2025-06-30 17:55 | No Photo Available | https://collectorweb.dot.state.oh.us/arcgis/rest/services/HIGHWAY_LIGHTING/HighwayLighting_Reference/FeatureServer/7/554072/attachments/ | http://data.mapchannels.com/dualmaps6/map.htm?lat=39.294063&lng=-84.465857
08 | HAMILTON | HAM | RA | 31025 |  | 0.297 |  | SHAMRA31025**C | HAM-31025-0.297 | 39.2943 | -84.4635 | 2025-12-31 | Active |  |  |  | State | HL0004808 | 2020-05-15 03:27 |  | State | FA8 | Conventional | [7 empty] | 1 | [6 empty] | No | No | No |  | HPS | 1 | [26 empty] | 2025-11-18 03:49 | NULL | 0 |  | mhurlow1 | 2018-05-23 16:56 | cburden | 2020-05-15 03:31 | No | No | No | No | No | Standing | None | None | None | No | No | No |  | No | 2025-11-18 03:49 |  | mneeley | 2025-11-18 03:49 | mneeley | 2025-11-18 03:49 | No Photo Available | No Photo Available | http://data.mapchannels.com/dualmaps6/map.htm?lat=39.294338&lng=-84.463532
08 | HAMILTON | HAM | RA | 31025 |  | 0.324 |  | SHAMRA31025**C | HAM-31025-0.324 | 39.2943 | -84.463 | 2025-12-31 | Active |  |  |  | State | HL0024301 | 2020-05-15 03:31 |  | State | FA10 | Conventional | [7 empty] | 1 | [6 empty] | No | No | No |  | HPS | 1 | 200 | [25 empty] | 2025-11-18 03:49 | NULL | 0 |  | mhurlow1 | 2018-05-23 16:57 | cburden | 2020-05-15 03:32 | No | No | No | No | No | Standing | None | None | None | No | No | No |  | No | 2025-11-18 03:49 |  | mneeley | 2025-11-18 03:49 | mneeley | 2025-11-18 03:49 | No Photo Available | No Photo Available | http://data.mapchannels.com/dualmaps6/map.htm?lat=39.294307&lng=-84.463022
08 | HAMILTON | HAM | RA | 31026 |  | 0.176 |  | SHAMRA31026**C | HAM-31026-0.176 | 39.2954 | -84.4677 | 2025-12-31 | Active |  |  |  | State | HL0031240 | 2020-06-15 17:12 |  | State | Db11 | Tower |  | 6 | [12 empty] | No | No | No | SR 747,4L, | HPS | 4 | 400 | [25 empty] | 2025-06-30 18:38 | 7 - Needs Inspected in 7 CY | 0 | 2025-06-30 18:38 | robert.anderson | 2014-12-21 11:44 | cburden | 2020-06-15 17:12 | No | No | No | No | No | Standing | None | None | None | No | No | No |  | No | 2025-06-30 18:38 | 2025-06-30 18:38 | ascott3 | 2025-06-30 18:38 | ascott3 | 2025-06-30 18:38 | No Photo Available | https://collectorweb.dot.state.oh.us/arcgis/rest/services/HIGHWAY_LIGHTING/HighwayLighting_Reference/FeatureServer/7/553271/attachments/ | http://data.mapchannels.com/dualmaps6/map.htm?lat=39.295428&lng=-84.467708
08 | HAMILTON | HAM | RA | 31026 |  | 0.323 |  | SHAMRA31026**C | HAM-31026-0.323 | 39.2965 | -84.4672 | 2025-12-31 | Active |  |  |  | State | HL0031239 | 2020-06-15 17:13 |  | State | Db12 | Tower |  | 6 | [12 empty] | No | No | No | SR 747 4L buried | HPS | 4 | 400 | [25 empty] | 2022-07-12 17:51 | 4 - Needs Inspected in 4 CY | 0 |  | kurt.powers | 2014-12-21 11:44 | cburden | 2020-06-15 17:13 | No | Yes | Yes | Yes | Yes | Standing | None | None | Broken | No | No | Yes | Needs new foundation/repair |  | 2022-07-12 17:51 |  | csonner1 | 2022-07-12 17:50 | csonner1 | 2022-07-12 17:50 | https://collectorweb.dot.state.oh.us/arcgis/rest/services/HIGHWAY_LIGHTING/HighwayLighting_Reference/FeatureServer/6/31239/attachments/ | https://collectorweb.dot.state.oh.us/arcgis/rest/services/HIGHWAY_LIGHTING/HighwayLighting_Reference/FeatureServer/7/285928/attachments/ | http://data.mapchannels.com/dualmaps6/map.htm?lat=39.296495&lng=-84.467229
08 | HAMILTON | HAM | RA | 31027 |  | 0.066 |  | SHAMRA31027**C | HAM-31027-0.066 | 39.2936 | -84.4669 | 2025-12-31 | Active |  |  |  | State | HL0031234 | 2020-06-05 16:44 |  | State | FB2 | Tower |  | 6 | [12 empty] | No | No | No | SR 747 4L | HPS | 6 | 400 | [25 empty] | 2025-06-30 14:53 | 7 - Needs Inspected in 7 CY | 0 | 2025-06-30 14:53 | kurt.powers | 2014-12-21 11:17 | cburden | 2020-06-05 16:44 | No | No | No | No | No | Standing | None | None | None | No | No | No | Needs sticker | No | 2025-06-30 14:53 | 2025-06-30 14:53 | ascott3 | 2025-06-30 14:53 | ascott3 | 2025-06-30 14:53 | No Photo Available | https://collectorweb.dot.state.oh.us/arcgis/rest/services/HIGHWAY_LIGHTING/HighwayLighting_Reference/FeatureServer/7/550060/attachments/ | http://data.mapchannels.com/dualmaps6/map.htm?lat=39.293634&lng=-84.466911
08 | HAMILTON | HAM | RA | 31027 |  | 0.155 |  | SHAMRA31027**C | HAM-31027-0.155 | 39.2937 | -84.4681 | 2025-12-31 | Active |  |  |  | State | HL0031232 | 2020-06-15 14:23 |  | State | FB1 | Tower |  | 6 | [12 empty] | No | No | No | SR 747 4L | HPS | 4 | 400 | [25 empty] | 2025-06-30 15:03 | 7 - Needs Inspected in 7 CY | 0 | 2025-06-30 15:03 | kurt.powers | 2014-12-21 11:14 | cburden | 2020-06-15 14:23 | No | No | No | No | No | Standing | None | None | None | No | No | No | Needs sticker | No | 2025-06-30 15:03 | 2025-06-30 15:03 | ascott3 | 2025-06-30 15:04 | ascott3 | 2025-06-30 15:08 | No Photo Available | https://collectorweb.dot.state.oh.us/arcgis/rest/services/HIGHWAY_LIGHTING/HighwayLighting_Reference/FeatureServer/7/549260/attachments/ | http://data.mapchannels.com/dualmaps6/map.htm?lat=39.293653&lng=-84.468094
08 | HAMILTON | HAM | RA | 31027 |  | 0.229 |  | SHAMRA31027**C | HAM-31027-0.229 | 39.2947 | -84.4683 | 2025-12-31 | Active |  |  |  | State | HL0031231 | 2020-06-15 16:23 |  | State | FB4 | Tower |  | 6 | [12 empty] | No | No | No | SR 747 6L | HPS | 6 | 400 | [25 empty] | 2025-06-30 15:22 | 7 - Needs Inspected in 7 CY | 0 | 2025-06-30 15:22 | kurt.powers | 2014-12-21 11:08 | cburden | 2020-06-15 16:23 | No | No | No | No | No | Standing | None | None | None | No | No | No |  | No | 2025-06-30 15:22 | 2025-06-30 15:22 | ascott3 | 2025-06-30 15:23 | ascott3 | 2025-06-30 15:29 | No Photo Available | https://collectorweb.dot.state.oh.us/arcgis/rest/services/HIGHWAY_LIGHTING/HighwayLighting_Reference/FeatureServer/7/547655/attachments/ | http://data.mapchannels.com/dualmaps6/map.htm?lat=39.294654&lng=-84.468309
08 | HAMILTON | HAM | RA | 31027 |  | 0.301 |  | SHAMRA31027**C | HAM-31027-0.301 | 39.2946 | -84.4669 | 2025-12-31 | Active |  |  |  | State | HL0031236 | 2020-06-05 16:20 |  | State | FB3 | Tower |  | 6 | [12 empty] | No | No | No | SR 747 6L buried | HPS | 6 | 400 | [25 empty] | 2025-06-30 14:06 | 7 - Needs Inspected in 7 CY | 0 |  | kurt.powers | 2014-12-21 11:21 | cburden | 2020-06-05 16:20 | No | No | No | No | No | Standing | None | None | None | No | No | No | Buried foundation needs raised | Yes | 2025-06-30 14:06 |  | ascott3 | 2025-06-30 14:07 | ascott3 | 2025-06-30 14:08 | No Photo Available | https://collectorweb.dot.state.oh.us/arcgis/rest/services/HIGHWAY_LIGHTING/HighwayLighting_Reference/FeatureServer/7/551270/attachments/ | http://data.mapchannels.com/dualmaps6/map.htm?lat=39.294586&lng=-84.466870
08 | HAMILTON | HAM | RA | 31029 |  | 0.398 |  | SHAMRA31029**C | HAM-31029-0.398 | 39.2932 | -84.4862 | 2025-12-31 | Active |  |  |  | State | HL0031224 | 2020-06-11 19:18 |  | State | CB1 | Tower | [14 empty] | No | No | No | SR4,4L, bolts are buried | HPS | 4 | 400 | [25 empty] | 2025-06-26 15:33 | 7 - Needs Inspected in 7 CY | 0 |  | robert.anderson | 2014-12-21 10:34 | csonner | 2020-06-11 19:18 | Yes | Yes | No | No | No | Standing | None | None | None | No | No | No | Pole base buried needs removed and raise | Yes | 2025-06-26 15:33 |  | ascott3 | 2025-06-26 15:34 | ascott3 | 2025-06-26 15:34 | No Photo Available | https://collectorweb.dot.state.oh.us/arcgis/rest/services/HIGHWAY_LIGHTING/HighwayLighting_Reference/FeatureServer/7/554469/attachments/ | http://data.mapchannels.com/dualmaps6/map.htm?lat=39.293230&lng=-84.486175
08 | HAMILTON | HAM | RA | 31030 |  | 0.192 |  | SHAMRA31030**C | HAM-31030-0.192 | 39.2955 | -84.4813 | 2025-12-31 | Active |  |  |  | State | HL0031243 | 2020-06-12 12:48 |  | State | DA2 | Tower |  | 6 | [12 empty] | No | No | No | SR 4 6L | HPS | 6 | 400 | [25 empty] | 2025-06-27 14:38 | 7 - Needs Inspected in 7 CY | 0 |  | kurt.powers | 2014-12-21 11:55 | csonner | 2020-06-12 12:48 | No | Yes | No | No | No | Standing | None | None | None | No | No | No | Base buried need raised | Yes | 2025-06-27 14:38 |  | ascott3 | 2025-06-27 14:39 | ascott3 | 2025-06-27 14:39 | No Photo Available | https://collectorweb.dot.state.oh.us/arcgis/rest/services/HIGHWAY_LIGHTING/HighwayLighting_Reference/FeatureServer/7/545649/attachments/ | http://data.mapchannels.com/dualmaps6/map.htm?lat=39.295476&lng=-84.481279
08 | HAMILTON | HAM | RA | 31030 |  | 0.367 |  | SHAMRA31030**C | HAM-31030-0.367 | 39.2972 | -84.4838 | 2025-12-31 | Active |  |  |  | State | HL0031246 | 2020-06-11 17:11 |  | State | CA4 | Tower |  | 4 | [12 empty] | No | No | No | SR4,4L | HPS | 4 | 400 | [25 empty] | 2021-05-25 10:58 | 3 - Needs Inspected in 3 CY | 0 |  | robert.anderson | 2014-12-21 12:02 | csonner | 2020-06-11 17:16 | No | No | No | No | No | Standing | None | None | None | No | No | No |  |  | 2021-05-25 10:58 |  | odotonline\rdixon5 | 2021-05-26 10:58 | odotonline\rdixon5 | 2021-05-26 10:58 | No Photo Available | No Photo Available | http://data.mapchannels.com/dualmaps6/map.htm?lat=39.297238&lng=-84.483785
08 | HAMILTON | HAM | RA | 31030 |  | 0.451 |  | SHAMRA31030**C | HAM-31030-0.451 | 39.2978 | -84.4845 | 2025-12-31 | Active |  |  |  | State | HL0031247 |  |  | State | CA5 | Tower |  | 4 | [12 empty] | No | No | No | SR4,4L | HPS | [27 empty] | 2021-05-25 10:57 | 3 - Needs Inspected in 3 CY |  |  | robert.anderson | 2014-12-21 12:05 | robert.anderson | 2014-12-21 12:05 | No | No | No | No | No | Standing | None | None | None | No | No | No |  |  | 2021-05-25 10:57 |  | odotonline\rdixon5 | 2021-05-26 10:57 | odotonline\rdixon5 | 2021-05-26 10:57 | No Photo Available | No Photo Available | http://data.mapchannels.com/dualmaps6/map.htm?lat=39.297802&lng=-84.484525
08 | HAMILTON | HAM | RA | 31031 |  | 0.056 |  | SHAMRA31031**C | HAM-31031-0.056 | 39.2968 | -84.4851 | 2025-12-31 | Active |  |  |  | State | HL0031249 | 2020-06-11 17:16 |  | State | AC4 | Tower |  | 4 | [12 empty] | No | No | No | SR4,4L | HPS | 4 | 400 | [25 empty] | 2022-07-11 18:25 | 4 - Needs Inspected in 4 CY | 0 |  | robert.anderson | 2014-12-21 12:18 | csonner | 2020-06-11 17:16 | No | No | No | No | No | Standing | None | None | None | No | No | No |  |  | 2022-07-11 18:25 |  | csonner1 | 2022-07-11 18:24 | csonner1 | 2022-07-11 18:24 | No Photo Available | No Photo Available | http://data.mapchannels.com/dualmaps6/map.htm?lat=39.296806&lng=-84.485072
08 | HAMILTON | HAM | RA | 31031 |  | 0.3 |  | SHAMRA31031**C | HAM-31031-0.300 | 39.2957 | -84.4886 | 2025-12-31 | Active |  |  |  | State | HL0031252 | 2020-06-12 17:11 |  | State | AC1 | Tower |  | 4 | [12 empty] | No | No | No | SR4,4L | HPS | 4 | 400 | [25 empty] | 2022-07-11 18:24 | 4 - Needs Inspected in 4 CY | 0 |  | robert.anderson | 2014-12-21 12:56 | csonner | 2020-06-12 17:11 | No | No | No | No | No | Standing | None | None | None | No | No | No |  |  | 2022-07-11 18:24 |  | csonner1 | 2022-07-11 18:23 | csonner1 | 2022-07-11 18:23 | No Photo Available | No Photo Available | http://data.mapchannels.com/dualmaps6/map.htm?lat=39.295731&lng=-84.488620
08 | HAMILTON | HAM | RA | 31032 |  | 0.033 |  | SHAMRA31032**C | HAM-31032-0.033 | 39.2923 | -84.4852 | 2025-12-31 | Active |  |  |  | State | HL0038737 |  |  | State | ba-5 | Conventional | [14 empty] | No | No | No |  | HPS | [27 empty] | 2025-11-19 04:15 | NULL |  |  | ascott3 | 2024-06-07 16:33 | ascott3 | 2024-06-07 16:33 | No | No | No | No | No | Standing | None | None | None | No | No | No |  | No | 2025-11-19 04:15 |  | mneeley | 2025-11-19 04:15 | mneeley | 2025-11-19 04:15 | No Photo Available | No Photo Available | http://data.mapchannels.com/dualmaps6/map.htm?lat=39.292281&lng=-84.485165
08 | HAMILTON | HAM | RA | 31032 |  | 0.193 |  | SHAMRA31032**C | HAM-31032-0.193 | 39.2946 | -84.4847 | 2025-12-31 | Active |  |  |  | State | HL0031227 | 2020-06-11 19:17 |  | State | CA1 | Tower |  | 6 | [12 empty] | No | No | No | SR4,4L, bolts are buried | HPS | 6 | 400 | [25 empty] | 2025-06-26 17:55 | 7 - Needs Inspected in 7 CY | 0 | 2025-06-26 17:55 | robert.anderson | 2014-12-21 10:40 | csonner | 2020-06-11 19:17 | No | No | No | No | No | Standing | None | None | None | No | No | No |  | No | 2025-06-26 17:55 | 2025-06-26 17:55 | ascott3 | 2025-06-26 17:55 | ascott3 | 2025-06-26 17:55 | No Photo Available | https://collectorweb.dot.state.oh.us/arcgis/rest/services/HIGHWAY_LIGHTING/HighwayLighting_Reference/FeatureServer/7/550868/attachments/ | http://data.mapchannels.com/dualmaps6/map.htm?lat=39.294630&lng=-84.484714
08 | HAMILTON | HAM | RA | 31032 |  | 0.264 |  | SHAMRA31032**C | HAM-31032-0.264 | 39.2947 | -84.4833 | 2025-12-31 | Active |  |  |  | State | HL0031229 | 2020-06-12 14:46 |  | State | DA-3 | Tower | [14 empty] | No | No | No | SR4,4L, no access | HPS | 4 | 400 | [25 empty] | 2025-06-27 11:51 | 7 - Needs Inspected in 7 CY | 0 | 2025-06-27 11:51 | robert.anderson | 2014-12-21 10:48 | csonner1 | 2022-07-12 14:47 | No | No | No | No | No | Standing | None | None | None | No | No | No |  | No | 2025-06-27 11:51 | 2025-06-27 11:51 | ascott3 | 2025-06-27 11:52 | ascott3 | 2025-06-27 11:52 | No Photo Available | https://collectorweb.dot.state.oh.us/arcgis/rest/services/HIGHWAY_LIGHTING/HighwayLighting_Reference/FeatureServer/7/550464/attachments/ | http://data.mapchannels.com/dualmaps6/map.htm?lat=39.294716&lng=-84.483335
08 | HAMILTON | HAM | RA | 31033 |  | 0.372 |  | SHAMRA31033**C | HAM-31033-0.372 | 39.2935 | -84.4854 | 2025-12-31 | Active |  |  |  | State | HL0031226 | 2020-06-11 17:41 |  | State | CB2 | Tower |  | 4 | [12 empty] | No | No | No | SR4,4L, bolts are buried | HPS | 4 | 400 | [25 empty] | 2025-06-26 15:11 | 7 - Needs Inspected in 7 CY | 0 | 2025-06-26 15:11 | robert.anderson | 2014-12-21 10:37 | csonner | 2020-06-11 17:41 | No | No | No | No | No | Standing | None | None | None | No | No | No |  | No | 2025-06-26 15:11 | 2025-06-26 15:11 | ascott3 | 2025-06-26 15:11 | ascott3 | 2025-06-26 15:11 | No Photo Available | https://collectorweb.dot.state.oh.us/arcgis/rest/services/HIGHWAY_LIGHTING/HighwayLighting_Reference/FeatureServer/7/545648/attachments/ | http://data.mapchannels.com/dualmaps6/map.htm?lat=39.293516&lng=-84.485429
08 | HAMILTON | HAM | RA | 31033 |  | 0.499 |  | SHAMRA31033**C | HAM-31033-0.499 | 39.2942 | -84.4876 | 2025-12-31 | Active |  |  |  | State | HL0031223 | 2020-06-12 18:11 |  | State | ab6 | Tower |  | 6 | [12 empty] | No | No | No | SR4,4L | HPS | 4 | 400 | [25 empty] | 2022-07-11 18:25 | 4 - Needs Inspected in 4 CY | 0 |  | robert.anderson | 2014-12-21 10:30 | csonner | 2020-06-12 18:13 | No | No | No | No | No | Standing | None | None | None | No | No | No |  |  | 2022-07-11 18:25 |  | csonner1 | 2022-07-11 18:25 | csonner1 | 2022-07-11 18:25 | No Photo Available | No Photo Available | http://data.mapchannels.com/dualmaps6/map.htm?lat=39.294180&lng=-84.487576
08 | HAMILTON | HAM | RA | 31033 |  | 0.597 |  | SHAMRA31033**C | HAM-31033-0.597 | 39.2949 | -84.4861 | 2025-12-31 | Active |  |  |  | State | HL0031228 | 2020-06-12 18:05 |  | State | CB3 | Tower |  | 6 | [12 empty] | No | No | No | SR 4 4L | HPS | 4 | 400 | [25 empty] | 2025-06-26 16:32 | 7 - Needs Inspected in 7 CY | 0 | 2025-06-26 16:32 | kurt.powers | 2014-12-21 10:41 | csonner | 2020-06-12 18:05 | No | No | No | No | No | Standing | None | None | None | No | No | No |  | No | 2025-06-26 16:32 | 2025-06-26 16:32 | ascott3 | 2025-06-26 16:33 | ascott3 | 2025-06-26 16:33 | No Photo Available | https://collectorweb.dot.state.oh.us/arcgis/rest/services/HIGHWAY_LIGHTING/HighwayLighting_Reference/FeatureServer/7/553269/attachments/ | http://data.mapchannels.com/dualmaps6/map.htm?lat=39.294899&lng=-84.486148
08 | HAMILTON | HAM | RA | 31034 |  | 0.214 |  | SHAMRA31034**C | HAM-31034-0.214 | 39.2962 | -84.4829 | 2025-12-31 | Active |  |  |  | State | HL0031244 | 2020-06-12 14:49 |  | State | CA3 | Tower | [14 empty] | No | No | No | SR4,6L, buried no access | HPS | 4 | 400 | [25 empty] | 2025-06-27 12:36 | 7 - Needs Inspected in 7 CY | 0 |  | robert.anderson | 2014-12-21 11:59 | csonner | 2020-06-12 14:49 | Yes | Yes | No | No | No | Standing | None | None | None | No | No | No | Base buried and cracked needs raised | Yes | 2025-06-27 12:36 |  | ascott3 | 2025-06-27 12:36 | ascott3 | 2025-06-27 12:36 | No Photo Available | https://collectorweb.dot.state.oh.us/arcgis/rest/services/HIGHWAY_LIGHTING/HighwayLighting_Reference/FeatureServer/7/550059/attachments/ | http://data.mapchannels.com/dualmaps6/map.htm?lat=39.296236&lng=-84.482880
08 | HAMILTON | HAM | RA | 31034 |  | 0.303 |  | SHAMRA31034**C | HAM-31034-0.303 | 39.2956 | -84.4838 | 2025-12-31 | Active |  |  |  | State | HL0031248 | 2020-06-12 12:47 |  | State | CA2 | Tower |  | 6 | [12 empty] | No | No | No | SR 4 4L | HPS | 4 | 400 | [25 empty] | 2025-06-27 18:44 | 7 - Needs Inspected in 7 CY | 0 | 2025-06-27 18:44 | kurt.powers | 2014-12-21 12:09 | csonner | 2020-06-12 12:47 | No | No | No | No | No | Standing | None | None | None | No | No | No | Needs sticker | No | 2025-06-27 18:44 | 2025-06-27 18:44 | ascott3 | 2025-06-27 18:44 | ascott3 | 2025-06-27 18:44 | No Photo Available | https://collectorweb.dot.state.oh.us/arcgis/rest/services/HIGHWAY_LIGHTING/HighwayLighting_Reference/FeatureServer/7/553670/attachments/ | http://data.mapchannels.com/dualmaps6/map.htm?lat=39.295629&lng=-84.483760
08 | HAMILTON | HAM | RA | 31034 |  | 0.387 |  | SHAMRA31034**C | HAM-31034-0.387 | 39.2956 | -84.4853 | 2025-12-31 | Active |  |  |  | State | HL0031250 |  |  | State | AC3 | Tower |  | 6 | [12 empty] | No | No | No | SR4,6L | HPS | [27 empty] | 2022-07-11 18:24 | 4 - Needs Inspected in 4 CY |  |  | robert.anderson | 2014-12-21 12:50 | robert.anderson | 2014-12-21 12:50 | No | No | No | No | No | Standing | None | None | None | No | No | No |  |  | 2022-07-11 18:24 |  | csonner1 | 2022-07-11 18:24 | csonner1 | 2022-07-11 18:24 | No Photo Available | No Photo Available | http://data.mapchannels.com/dualmaps6/map.htm?lat=39.295605&lng=-84.485319
08 | HAMILTON | HAM | RA | 31034 |  | 0.458 |  | SHAMRA31034**C | HAM-31034-0.458 | 39.2955 | -84.4866 | 2025-12-31 | Active |  |  |  | State | HL0031251 | 2020-06-12 17:49 |  | State | AC2 | Tower |  | 6 | [12 empty] | No | No | No | SR 4 4L half buried | HPS |  | 400 | [25 empty] | 2022-07-11 18:24 | 4 - Needs Inspected in 4 CY | 0 |  | kurt.powers | 2014-12-21 12:51 | csonner | 2020-06-12 17:49 | No | No | No | No | No | Standing | None | None | None | No | No | No |  |  | 2022-07-11 18:24 |  | csonner1 | 2022-07-11 18:24 | csonner1 | 2022-07-11 18:24 | No Photo Available | No Photo Available | http://data.mapchannels.com/dualmaps6/map.htm?lat=39.295531&lng=-84.486635
08 | HAMILTON | HAM | RA | 31036 |  | 0 |  | SHAMRA31036**C | HAM-31036-0.000 | 39.3026 | -84.5235 | 2025-12-31 | Active |  |  |  | State | HL0013792 |  |  | State |  | Conventional | [14 empty] | No | No | No |  | HPS | [28 empty] | NULL |  |  | mhurlow1 | 2018-05-23 16:34 | Dsnyder5 | 2018-07-24 16:18 | [20 empty] | No Photo Available | No Photo Available | http://data.mapchannels.com/dualmaps6/map.htm?lat=39.302647&lng=-84.523502
08 | HAMILTON | HAM | RA | 31036 |  | 0 |  | SHAMRA31036**C | HAM-31036-0.000 | 39.3027 | -84.5239 | 2025-12-31 | Active |  |  |  | State | HL0003845 |  |  | State |  | Conventional | [14 empty] | No | No | No |  | HPS | [28 empty] | NULL |  |  | mhurlow1 | 2018-05-23 16:35 | Dsnyder5 | 2018-07-24 16:18 | [20 empty] | No Photo Available | No Photo Available | http://data.mapchannels.com/dualmaps6/map.htm?lat=39.302662&lng=-84.523945
08 | HAMILTON | HAM | RA | 31036 |  | 0.01 |  | SHAMRA31036**C | HAM-31036-0.010 | 39.3021 | -84.5235 | 2025-12-31 | Active |  |  |  | State | HL0007573 |  |  | State |  | Conventional | [14 empty] | No | No | No |  | HPS | [28 empty] | NULL |  |  | mhurlow1 | 2018-05-23 16:33 | Dsnyder5 | 2018-07-24 16:18 | [20 empty] | No Photo Available | No Photo Available | http://data.mapchannels.com/dualmaps6/map.htm?lat=39.302140&lng=-84.523500
08 | HAMILTON | HAM | RA | 31036 |  | 0.017 |  | SHAMRA31036**C | HAM-31036-0.017 | 39.3021 | -84.524 | 2025-12-31 | Active |  |  |  | State | HL0015705 |  |  | State |  | Conventional | [14 empty] | No | No | No |  | HPS | [28 empty] | NULL |  |  | mhurlow1 | 2018-05-23 16:32 | Dsnyder5 | 2018-07-24 16:18 | [20 empty] | No Photo Available | No Photo Available | http://data.mapchannels.com/dualmaps6/map.htm?lat=39.302116&lng=-84.523953
08 | HAMILTON | HAM | RA | 31036 |  | 0.069 |  | SHAMRA31036**C | HAM-31036-0.069 | 39.3013 | -84.524 | 2025-12-31 | Active |  |  |  | State | HL0023803 | 2020-01-14 13:15 |  | State | C-8 | Conventional |  |  | AT |  |  |  |  | 1 | [6 empty] | No | No | No |  | HPS | 1 | 200 |  |  |  |  | American Electric Lighting (AEL) | [20 empty] | 2025-10-17 14:03 | NULL | 0 |  | mhurlow1 | 2018-05-23 16:32 | csonner | 2020-01-15 13:16 | No | No | No | No | No | Standing | None | None | None | No | No | No |  | No | 2025-10-17 14:03 |  | mneeley | 2025-10-17 14:03 | mneeley | 2025-10-17 14:03 | No Photo Available | No Photo Available | http://data.mapchannels.com/dualmaps6/map.htm?lat=39.301332&lng=-84.523992
08 | HAMILTON | HAM | RA | 31036 |  | 0.505 |  | SHAMRA31036**C | HAM-31036-0.505 | 39.298 | -84.5306 | 2025-12-31 | Active |  |  |  | State | HL0004560 | 2020-01-14 12:05 |  | State | A-5 | Conventional |  |  | AT |  |  |  |  | 1 | [6 empty] | No | No | No |  | HPS | 1 | 400 |  |  |  |  | American Electric Lighting (AEL) | [20 empty] | 2025-05-19 13:26 | NULL | 0 | 2025-05-19 13:26 | mhurlow1 | 2018-05-23 16:18 | csonner | 2020-01-15 12:27 | No | No | No | No | No | Standing | None | None | None | No | No | No |  | No | 2025-05-19 13:26 | 2025-05-19 13:26 | ascott3 | 2025-05-19 13:27 | ascott3 | 2025-05-19 13:27 | No Photo Available | https://collectorweb.dot.state.oh.us/arcgis/rest/services/HIGHWAY_LIGHTING/HighwayLighting_Reference/FeatureServer/7/553201/attachments/ | http://data.mapchannels.com/dualmaps6/map.htm?lat=39.297974&lng=-84.530620
08 | HAMILTON | HAM | RA | 31036 |  | 0.547 |  | SHAMRA31036**C | HAM-31036-0.547 | 39.2978 | -84.5314 | 2025-12-31 | Active |  |  |  | State | HL0006892 | 2020-01-14 12:13 |  | State | B-4 | Conventional |  |  | AT |  |  |  |  | 1 | [6 empty] | No | No | No |  | HPS | 1 | 200 |  |  |  |  | American Electric Lighting (AEL) | [20 empty] | 2025-05-19 13:29 | NULL | 0 | 2025-05-19 13:29 | mhurlow1 | 2018-05-23 16:18 | csonner | 2020-01-15 12:28 | No | No | Yes | No | No | Standing | None | None | None | No | No | No |  | No | 2025-05-19 13:29 | 2025-05-19 13:29 | ascott3 | 2025-05-19 13:29 | ascott3 | 2025-05-19 13:29 | No Photo Available | https://collectorweb.dot.state.oh.us/arcgis/rest/services/HIGHWAY_LIGHTING/HighwayLighting_Reference/FeatureServer/7/551599/attachments/ | http://data.mapchannels.com/dualmaps6/map.htm?lat=39.297767&lng=-84.531366
08 | HAMILTON | HAM | RA | 31036 |  | 0.599 |  | SHAMRA31036**C | HAM-31036-0.599 | 39.2975 | -84.5323 | 2025-12-31 | Active |  |  |  | State | HL0018163 | 2020-01-14 12:19 |  | State | B-3 | Conventional |  |  | AT |  |  |  |  | 1 | [6 empty] | No | No | No |  | HPS | 1 | 200 |  |  |  |  | Cooper/Eaton | [20 empty] | 2025-05-19 13:33 | NULL | 0 | 2025-05-19 13:33 | mhurlow1 | 2018-05-23 16:18 | csonner | 2020-01-15 12:22 | No | No | Yes | No | No | Standing | None | None | None | No | No | No |  | No | 2025-05-19 13:33 | 2025-05-19 13:33 | ascott3 | 2025-05-19 13:34 | ascott3 | 2025-05-19 13:34 | No Photo Available | https://collectorweb.dot.state.oh.us/arcgis/rest/services/HIGHWAY_LIGHTING/HighwayLighting_Reference/FeatureServer/7/551195/attachments/ | http://data.mapchannels.com/dualmaps6/map.htm?lat=39.297528&lng=-84.532278
08 | HAMILTON | HAM | RA | 31036 |  | 0.654 |  | SHAMRA31036**C | HAM-31036-0.654 | 39.2973 | -84.5333 | 2025-12-31 | Active |  |  |  | State | HL0007957 | 2020-01-14 12:23 |  | State | B-2 | Conventional |  |  | AT |  |  |  |  | 1 | [6 empty] | No | No | No |  | HPS | 1 | 400 |  |  |  |  | Cooper/Eaton | [20 empty] | 2025-05-19 13:37 | NULL | 0 | 2025-05-19 13:37 | mhurlow1 | 2018-05-23 16:17 | csonner | 2020-01-15 12:25 | No | No | No | No | No | Standing | None | None | None | No | No | No |  | No | 2025-05-19 13:37 | 2025-05-19 13:37 | ascott3 | 2025-05-19 13:38 | ascott3 | 2025-05-19 13:38 | No Photo Available | https://collectorweb.dot.state.oh.us/arcgis/rest/services/HIGHWAY_LIGHTING/HighwayLighting_Reference/FeatureServer/7/553602/attachments/ | http://data.mapchannels.com/dualmaps6/map.htm?lat=39.297271&lng=-84.533261
08 | HAMILTON | HAM | RA | 31037 |  | 0.304 |  | SHAMRA31037**C | HAM-31037-0.304 | 39.3001 | -84.5191 | 2025-12-31 | Active |  |  |  | State | HL0008988 | 2020-01-14 13:17 |  | State | w-1 | Conventional |  |  | AT |  |  |  |  | 1 | [6 empty] | No | No | No |  | HPS | 1 | 200 |  |  |  |  | American Electric Lighting (AEL) | [20 empty] | 2025-05-19 14:50 | NULL | 0 | 2025-05-19 14:50 | mhurlow1 | 2018-05-23 16:29 | ascott3 | 2025-05-19 12:40 | Yes | No | No | No | No | Standing | None | None | None | No | No | Yes | needs a foundation | Yes | 2025-05-19 14:50 | 2025-05-19 14:50 | ascott3 | 2025-05-19 14:51 | ascott3 | 2025-05-19 14:51 | No Photo Available | https://collectorweb.dot.state.oh.us/arcgis/rest/services/HIGHWAY_LIGHTING/HighwayLighting_Reference/FeatureServer/7/548822/attachments/ | http://data.mapchannels.com/dualmaps6/map.htm?lat=39.300088&lng=-84.519108
08 | HAMILTON | HAM | RA | 31037 |  | 0.387 |  | SHAMRA31037**C | HAM-31037-0.387 | 39.3004 | -84.5176 | 2025-12-31 | Active |  |  |  | State | HL0001630 | 2020-01-14 13:22 |  | State | w-2 | Conventional |  |  | AT |  |  |  |  | 1 | [6 empty] | No | No | No |  | HPS | 1 | 200 |  |  |  |  | Cooper/Eaton | [20 empty] | 2025-05-19 14:54 | NULL | 0 | 2025-05-19 14:54 | mhurlow1 | 2018-05-23 16:48 | ascott3 | 2025-05-19 12:41 | Yes | No | No | No | No | Standing | None | None | None | No | No | No |  | No | 2025-05-19 14:54 | 2025-05-19 14:54 | ascott3 | 2025-05-19 14:55 | ascott3 | 2025-05-19 14:55 | No Photo Available | https://collectorweb.dot.state.oh.us/arcgis/rest/services/HIGHWAY_LIGHTING/HighwayLighting_Reference/FeatureServer/7/552799/attachments/ | http://data.mapchannels.com/dualmaps6/map.htm?lat=39.300357&lng=-84.517601
08 | HAMILTON | HAM | RA | 31038 |  | 0.512 |  | SHAMRA31038**C | HAM-31038-0.512 | 39.3007 | -84.5191 | 2025-12-31 | Active |  |  |  | State | HL0023274 | 2020-01-14 19:47 |  | State | 19 | Conventional |  |  | AT |  |  |  |  | 1 |  |  |  |  | No | No | No | No | No |  | HPS | 1 | 200 |  |  |  |  | American Electric Lighting (AEL) | [7 empty] | No | [12 empty] | 2025-05-19 12:43 | NULL | 0 | 2025-05-19 12:43 | mhurlow1 | 2018-08-01 12:53 | csonner | 2020-01-14 19:50 | No | No | No | No | No | Standing | None | None | None | No | No | No |  | No | 2025-05-19 12:43 | 2025-05-19 12:43 | ascott3 | 2025-05-19 12:44 | ascott3 | 2025-05-19 12:44 | No Photo Available | https://collectorweb.dot.state.oh.us/arcgis/rest/services/HIGHWAY_LIGHTING/HighwayLighting_Reference/FeatureServer/7/550792/attachments/ | http://data.mapchannels.com/dualmaps6/map.htm?lat=39.300731&lng=-84.519108
08 | HAMILTON | HAM | RA | 31039 |  | 0.013 |  | SHAMRA31039**C | HAM-31039-0.013 | 39.2976 | -84.5298 | 2025-12-31 | Active |  |  |  | State | HL0026600 | 2020-01-14 12:41 |  | State | A-1 | Conventional |  |  | AT |  |  |  |  | 1 | [6 empty] | No | No | No |  | HPS | 1 | 200 |  |  |  |  | Cooper/Eaton | [20 empty] | 2025-05-23 13:22 | NULL | 0 |  | mhurlow1 | 2018-05-23 16:19 | csonner | 2020-01-15 12:42 | No | No | No | No | No | Standing | Rust-section Loss | None | None | No | No | No | Pole rusted out at base | Yes | 2025-05-23 13:22 |  | mneeley | 2025-05-23 13:22 | mneeley | 2025-05-23 13:22 | No Photo Available | No Photo Available | http://data.mapchannels.com/dualmaps6/map.htm?lat=39.297570&lng=-84.529754
08 | HAMILTON | HAM | RA | 31039 |  | 0.143 |  | SHAMRA31039**C | HAM-31039-0.143 | 39.2981 | -84.5274 | 2025-12-31 | Active |  |  |  | State | HL0021937 | 2020-01-14 12:48 |  | State | A-2 | Conventional |  |  | AT |  |  |  |  | 1 | [6 empty] | No | No | No |  | HPS | 1 | 200 |  |  |  |  | American Electric Lighting (AEL) | [20 empty] | 2025-05-19 14:04 | NULL | 0 | 2025-05-19 14:04 | mhurlow1 | 2018-05-23 16:20 | csonner | 2020-01-15 12:49 | Yes | No | No | No | No | Standing | None | None | None | No | No | No |  | No | 2025-05-19 14:04 | 2025-05-19 14:04 | ascott3 | 2025-05-19 14:04 | ascott3 | 2025-05-19 14:04 | No Photo Available | https://collectorweb.dot.state.oh.us/arcgis/rest/services/HIGHWAY_LIGHTING/HighwayLighting_Reference/FeatureServer/7/549222/attachments/ | http://data.mapchannels.com/dualmaps6/map.htm?lat=39.298076&lng=-84.527415
08 | HAMILTON | HAM | RA | 31039 |  | 0.283 |  | SHAMRA31039**C | HAM-31039-0.283 | 39.2981 | -84.5248 | 2025-12-31 | Active |  |  |  | State | HL0017506 | 2020-01-14 12:51 |  | State | A-3 | Conventional |  |  | AT |  |  |  |  | 1 | [6 empty] | No | No | No |  | HPS | 1 | 200 |  |  |  |  | Cooper/Eaton | [20 empty] | 2025-05-19 14:07 | NULL | 0 | 2025-05-19 14:07 | mhurlow1 | 2018-05-23 16:25 | csonner | 2020-01-15 12:55 | No | No | No | No | No | Standing | None | None | None | No | No | No |  | No | 2025-05-19 14:07 | 2025-05-19 14:07 | ascott3 | 2025-05-19 14:08 | ascott3 | 2025-05-19 14:08 | No Photo Available | https://collectorweb.dot.state.oh.us/arcgis/rest/services/HIGHWAY_LIGHTING/HighwayLighting_Reference/FeatureServer/7/550418/attachments/ | http://data.mapchannels.com/dualmaps6/map.htm?lat=39.298099&lng=-84.524819
08 | HAMILTON | HAM | RA | 31040 |  | 0.221 |  | SHAMRA31040**C | HAM-31040-0.221 | 39.3007 | -84.5249 | 2025-12-31 | Active |  |  |  | State | HL0000293 | 2020-01-14 13:27 |  | State | B-8 | Conventional |  |  | AT |  |  |  |  | 1 | [6 empty] | No | No | No |  | HPS | 1 | 200 |  |  |  |  | American Electric Lighting (AEL) | [20 empty] | 2025-05-19 14:40 | NULL | 0 | 2025-05-19 14:40 | mhurlow1 | 2018-05-23 16:38 | lhundley | 2021-07-21 13:38 | Yes | No | No | No | No | Standing | None | None | None | No | No | No |  | No | 2025-05-19 14:40 | 2025-05-19 14:40 | ascott3 | 2025-05-19 14:40 | ascott3 | 2025-05-19 14:40 | No Photo Available | https://collectorweb.dot.state.oh.us/arcgis/rest/services/HIGHWAY_LIGHTING/HighwayLighting_Reference/FeatureServer/7/549225/attachments/ | http://data.mapchannels.com/dualmaps6/map.htm?lat=39.300699&lng=-84.524931
08 | HAMILTON | HAM | RA | 31040 |  | 0.296 |  | SHAMRA31040**C | HAM-31040-0.296 | 39.3001 | -84.5237 | 2025-12-31 | Active |  |  |  | State | HL0016238 | 2020-01-14 13:05 |  | State | C-11 | Conventional |  |  | AT |  |  |  |  | 1 | [6 empty] | No | No | No |  | HPS | 1 | 200 |  |  |  |  | American Electric Lighting (AEL) | [20 empty] | 2025-05-19 14:36 | NULL | 0 | 2025-05-19 14:36 | Dsnyder5 | 2018-12-10 17:42 | lhundley | 2021-07-21 14:05 | No | No | Yes | No | No | Standing | None | None | None | No | No | No | No door | No | 2025-05-19 14:36 | 2025-05-19 14:36 | ascott3 | 2025-05-19 14:37 | ascott3 | 2025-05-19 14:37 | No Photo Available | https://collectorweb.dot.state.oh.us/arcgis/rest/services/HIGHWAY_LIGHTING/HighwayLighting_Reference/FeatureServer/7/551601/attachments/ | http://data.mapchannels.com/dualmaps6/map.htm?lat=39.300119&lng=-84.523679
08 | HAMILTON | HAM | RA | 31041 |  | 0.025 |  | SHAMRA31041**C | HAM-31041-0.025 | 39.3008 | -84.5236 | 2025-12-31 | Active |  |  |  | State | HL0017277 | 2020-01-14 13:07 |  | State | C-13 | Conventional |  |  | AT |  |  |  |  | 1 | [6 empty] | No | No | No |  | HPS | 1 | 200 |  |  |  |  | American Electric Lighting (AEL) | [20 empty] | 2025-05-19 14:41 | NULL | 0 | 2025-05-19 14:41 | mhurlow1 | 2018-05-23 16:39 | lhundley | 2021-07-21 14:07 | No | No | No | No | No | Standing | None | None | None | No | No | No |  | No | 2025-05-19 14:41 | 2025-05-19 14:41 | ascott3 | 2025-05-19 14:41 | ascott3 | 2025-05-19 14:41 | No Photo Available | https://collectorweb.dot.state.oh.us/arcgis/rest/services/HIGHWAY_LIGHTING/HighwayLighting_Reference/FeatureServer/7/545614/attachments/ | http://data.mapchannels.com/dualmaps6/map.htm?lat=39.300832&lng=-84.523633
08 | HAMILTON | HAM | RA | 31045 |  | 0.143 |  | SHAMRA31045**C | HAM-31045-0.143 | 39.2824 | -84.5674 | 2025-12-31 | Active |  |  |  | State | HL0019891 | 2020-01-14 13:02 |  | State | Ha-2 | Conventional | [7 empty] | 1 | [6 empty] | No | No | No |  | HPS | 1 | 200 | [6 empty] | 480 L-N | [18 empty] | 2025-12-30 21:05 | NULL | 0 | 2025-12-30 21:05 | mhurlow1 | 2018-05-23 14:57 | ascott3 | 2025-09-12 12:02 | No | No | No | No | No | Standing | None | None | None | No | No | No | RESET POLE/ COMPLETE/ | No | 2025-12-30 21:05 | 2025-12-30 21:05 | csonner1 | 2025-12-30 21:07 | csonner1 | 2025-12-30 21:07 | No Photo Available | No Photo Available | http://data.mapchannels.com/dualmaps6/map.htm?lat=39.282446&lng=-84.567355
08 | HAMILTON | HAM | RA | 31045 |  | 0.181 |  | SHAMRA31045**C | HAM-31045-0.181 | 39.2827 | -84.5668 | 2025-12-31 | Active |  |  |  | State | HL0008491 | 2020-01-14 13:00 |  | State | Ha-3 | Conventional | [7 empty] | 1 | [6 empty] | No | No | No |  | HPS | 1 | 200 | [6 empty] | 480 L-N | [18 empty] | 2025-05-21 13:39 | NULL | 0 | 2025-05-21 13:39 | mhurlow1 | 2018-05-23 15:00 | ascott3 | 2024-06-11 11:10 | No | No | No | No | No | Standing | None | None | None | No | No | No |  | No | 2025-05-21 13:39 | 2025-05-21 13:39 | ascott3 | 2025-05-21 13:39 | ascott3 | 2025-05-21 13:39 | No Photo Available | https://collectorweb.dot.state.oh.us/arcgis/rest/services/HIGHWAY_LIGHTING/HighwayLighting_Reference/FeatureServer/7/546018/attachments/ | http://data.mapchannels.com/dualmaps6/map.htm?lat=39.282749&lng=-84.566783
08 | HAMILTON | HAM | RA | 31046 |  | 0.137 |  | SHAMRA31046**C | HAM-31046-0.137 | 39.2885 | -84.5595 | 2025-12-31 | Active |  |  |  | State | HL0025772 | 2020-01-14 12:46 |  | State | Hb 2 | Conventional | [7 empty] | 1 | [6 empty] | No | No | No |  | HPS | 1 | 200 | [6 empty] | 480 L-N | [18 empty] | 2025-05-21 14:20 | NULL | 0 | 2025-05-21 14:20 | mhurlow1 | 2018-05-23 16:13 | cneeley | 2020-01-15 13:31 | No | No | No | No | No | Standing | None | None | None | No | No | No |  | No | 2025-05-21 14:20 | 2025-05-21 14:20 | ascott3 | 2025-05-21 14:20 | ascott3 | 2025-05-21 14:20 | No Photo Available | https://collectorweb.dot.state.oh.us/arcgis/rest/services/HIGHWAY_LIGHTING/HighwayLighting_Reference/FeatureServer/7/554409/attachments/ | http://data.mapchannels.com/dualmaps6/map.htm?lat=39.288455&lng=-84.559529
08 | HAMILTON | HAM | RA | 31046 |  | 0.162 |  | SHAMRA31046**C | HAM-31046-0.162 | 39.2882 | -84.5598 | 2025-12-31 | Active |  |  |  | State | HL0002424 | 2020-01-14 12:48 |  | State | Hb-3 | Conventional | [7 empty] | 1 | [6 empty] | No | No | No |  | HPS | 1 | 200 | [6 empty] | 480 L-N | [18 empty] | 2025-05-21 14:25 | NULL | 0 | 2025-05-21 14:25 | mhurlow1 | 2018-05-23 16:10 | cneeley | 2020-01-15 13:32 | No | No | No | No | No | Standing | None | None | None | No | No | No |  | No | 2025-05-21 14:25 | 2025-05-21 14:25 | ascott3 | 2025-05-21 14:26 | ascott3 | 2025-05-21 14:26 | No Photo Available | https://collectorweb.dot.state.oh.us/arcgis/rest/services/HIGHWAY_LIGHTING/HighwayLighting_Reference/FeatureServer/7/553210/attachments/ | http://data.mapchannels.com/dualmaps6/map.htm?lat=39.288153&lng=-84.559818
08 | HAMILTON | HAM | RA | 31046 |  | 0.178 |  | SHAMRA31046**C | HAM-31046-0.178 | 39.2881 | -84.5602 | 2025-12-31 | Active |  |  |  | State | HL0022138 | 2020-01-14 12:49 |  | State | HA-1 | Conventional | [7 empty] | 1 | [6 empty] | No | No | No |  | HPS | 1 | 200 | [6 empty] | 480 L-N | [18 empty] | 2025-05-21 14:27 | NULL | 0 | 2025-05-21 14:27 | mhurlow1 | 2018-05-23 16:12 | cneeley | 2020-01-15 13:32 | No | No | No | No | No | Standing | None | None | None | No | No | No | Door needs repaired | No | 2025-05-21 14:27 | 2025-05-21 14:27 | ascott3 | 2025-05-21 14:27 | ascott3 | 2025-05-21 14:27 | No Photo Available | https://collectorweb.dot.state.oh.us/arcgis/rest/services/HIGHWAY_LIGHTING/HighwayLighting_Reference/FeatureServer/7/551611/attachments/ | http://data.mapchannels.com/dualmaps6/map.htm?lat=39.288143&lng=-84.560175
08 | HAMILTON | HAM | RA | 31047 |  | 0.308 |  | SHAMRA31047**C | HAM-31047-0.308 | 39.287 | -84.5606 | 2025-12-31 | Active |  |  |  | State | HL0003688 | 2020-01-14 13:02 |  | State | Ha-9 | Conventional | [7 empty] | 1 | [6 empty] | No | No | No |  | HPS | 1 | 200 | [6 empty] | 480 L-N | [18 empty] | 2025-12-30 21:01 | NULL | 0 | 2025-12-30 21:01 | mhurlow1 | 2018-05-23 16:09 | cneeley | 2020-01-15 13:36 | No | No | No | No | No | Standing | None | None | None | No | No | No | RESET POLE / COMPLETE /#10AWG&FUSEKITS | No | 2025-12-30 21:01 | 2025-12-30 21:01 | csonner1 | 2025-12-30 21:02 | csonner1 | 2025-12-30 21:02 | No Photo Available | No Photo Available | http://data.mapchannels.com/dualmaps6/map.htm?lat=39.286951&lng=-84.560617
08 | HAMILTON | HAM | RA | 31047 |  | 0.374 |  | SHAMRA31047**C | HAM-31047-0.374 | 39.2876 | -84.5597 | 2025-12-31 | Active |  |  |  | State | HL0014768 | 2020-01-14 13:03 |  | State | Ha-10 | Conventional | [7 empty] | 1 | [6 empty] | No | No | No |  | HPS | 1 | 200 | [6 empty] | 480 L-N | [18 empty] | 2025-05-21 13:52 | NULL | 0 | 2025-05-21 13:52 | mhurlow1 | 2018-05-23 16:11 | cneeley | 2020-01-15 13:04 | No | No | No | No | No | Standing | None | None | None | No | No | No | Foundation crack needs pull cap | Yes | 2025-05-21 13:52 | 2025-05-21 13:52 | ascott3 | 2025-05-21 13:52 | ascott3 | 2025-05-21 13:52 | No Photo Available | https://collectorweb.dot.state.oh.us/arcgis/rest/services/HIGHWAY_LIGHTING/HighwayLighting_Reference/FeatureServer/7/550027/attachments/ | http://data.mapchannels.com/dualmaps6/map.htm?lat=39.287579&lng=-84.559688
08 | HAMILTON | HAM | RA | 31047 |  | 0.45 |  | SHAMRA31047**C | HAM-31047-0.450 | 39.2883 | -84.5586 | 2025-12-31 | Active |  |  |  | State | HL0004742 | 2020-01-14 13:04 |  | State | Ha-11 | Conventional | [7 empty] | 1 | [6 empty] | No | No | No |  | HPS | 1 | 200 | [6 empty] | 480 L-N | [18 empty] | 2025-05-21 13:58 | NULL | 0 | 2025-05-21 13:58 | mhurlow1 | 2018-05-23 16:13 | cneeley | 2020-01-15 13:05 | No | No | No | No | No | Standing | None | None | None | No | No | No | Don’t need repaired | No | 2025-05-21 13:58 | 2025-05-21 13:58 | ascott3 | 2025-05-21 13:58 | ascott3 | 2025-05-21 13:58 | No Photo Available | https://collectorweb.dot.state.oh.us/arcgis/rest/services/HIGHWAY_LIGHTING/HighwayLighting_Reference/FeatureServer/7/545616/attachments/ | http://data.mapchannels.com/dualmaps6/map.htm?lat=39.288330&lng=-84.558614
08 | HAMILTON | HAM | RA | 31048 |  | 0.255 |  | SHAMRA31048**C | HAM-31048-0.255 | 39.2858 | -84.5635 | 2025-12-31 | Active |  |  |  | State | HL0023486 | 2020-01-14 12:55 |  | State | Hc-13 | Conventional | [7 empty] | 1 | [6 empty] | No | No | No |  | HPS | 1 | 200 | [6 empty] | 480 L-N | [18 empty] | 2025-05-21 12:50 | NULL | 0 | 2025-05-21 12:49 | mhurlow1 | 2018-05-23 16:00 | cneeley | 2020-01-15 13:34 | No | No | No | No | No | Standing | None | None | None | No | No | No |  | No | 2025-05-21 12:50 | 2025-05-21 12:49 | ascott3 | 2025-05-21 12:50 | ascott3 | 2025-05-21 12:50 | No Photo Available | https://collectorweb.dot.state.oh.us/arcgis/rest/services/HIGHWAY_LIGHTING/HighwayLighting_Reference/FeatureServer/7/554405/attachments/ | http://data.mapchannels.com/dualmaps6/map.htm?lat=39.285828&lng=-84.563474
08 | HAMILTON | HAM | RA | 31048 |  | 0.324 |  | SHAMRA31048**C | HAM-31048-0.324 | 39.2852 | -84.5644 | 2025-12-31 | Active |  |  |  | State | HL0003948 | 2020-01-14 12:56 |  | State | Hc-14 | Conventional | [7 empty] | 1 | [6 empty] | No | No | No |  | HPS | 1 | 200 | [6 empty] | 480 L-N | [18 empty] | 2026-07-28 13:37 | NULL | 0 |  | Dsnyder5 | 2018-12-10 17:32 | cneeley | 2020-01-15 13:34 | No | No | No | No | No | Standing | None | None | None | No | No | No |  | No | 2026-07-28 13:37 |  | mneeley | 2026-07-28 13:37 | mneeley | 2026-07-28 13:37 | No Photo Available | No Photo Available | http://data.mapchannels.com/dualmaps6/map.htm?lat=39.285159&lng=-84.564422
08 | HAMILTON | HAM | RA | 31048 |  | 0.394 |  | SHAMRA31048**C | HAM-31048-0.394 | 39.2845 | -84.5654 | 2025-12-31 | Active |  |  |  | State | HL0017341 | 2020-01-14 12:57 |  | State | Hc-15 | Conventional | [7 empty] | 1 | [6 empty] | No | No | No |  | HPS | 1 | 200 | [6 empty] | 480 L-N | [18 empty] | 2025-05-21 13:03 | NULL | 0 | 2025-05-21 13:03 | mhurlow1 | 2018-05-23 16:03 | cneeley | 2020-01-15 13:35 | No | No | No | No | No | Standing | None | None | None | No | No | No |  | No | 2025-05-21 13:03 | 2025-05-21 13:03 | ascott3 | 2025-05-21 13:03 | ascott3 | 2025-05-21 13:03 | No Photo Available | https://collectorweb.dot.state.oh.us/arcgis/rest/services/HIGHWAY_LIGHTING/HighwayLighting_Reference/FeatureServer/7/553612/attachments/ | http://data.mapchannels.com/dualmaps6/map.htm?lat=39.284473&lng=-84.565431
08 | HAMILTON | HAM | RA | 31051 |  | 0.009 |  | SHAMRA31051**C | HAM-31051-0.009 | 39.2528 | -84.6065 | 2025-12-31 | Active |  |  |  | State | HL0021912 | 2020-01-15 19:05 |  | State | C-1 | Conventional |  |  | AT |  |  |  |  | 1 | [6 empty] | No | No | No |  | HPS | 1 | 200 |  |  |  |  | Cooper/Eaton | [20 empty] | 2025-10-16 14:11 | NULL | 0 |  | mhurlow1 | 2018-05-23 14:40 | csonner | 2020-01-15 19:05 | No | No | No | No | No | Standing | None | None | None | No | No | No |  | No | 2025-10-16 14:11 |  | mneeley | 2025-10-16 14:11 | mneeley | 2025-10-16 14:11 | No Photo Available | No Photo Available | http://data.mapchannels.com/dualmaps6/map.htm?lat=39.252808&lng=-84.606549
08 | HAMILTON | HAM | RA | 31051 |  | 0.132 |  | SHAMRA31051**C | HAM-31051-0.132 | 39.2539 | -84.6047 | 2025-12-31 | Active |  |  |  | State | HL0018403 | 2020-01-15 19:06 |  | State | C-5 | Conventional |  |  | AT |  |  |  |  | 1 | [6 empty] | No | No | No |  | HPS | 1 | 200 |  |  |  |  | Cooper/Eaton | [20 empty] | 2025-10-16 14:11 | NULL | 0 |  | mhurlow1 | 2018-05-23 14:41 | csonner | 2020-01-15 19:06 | No | No | No | No | No | Standing | None | None | None | No | No | No |  | No | 2025-10-16 14:11 |  | mneeley | 2025-10-16 14:11 | mneeley | 2025-10-16 14:11 | No Photo Available | No Photo Available | http://data.mapchannels.com/dualmaps6/map.htm?lat=39.253906&lng=-84.604707
08 | HAMILTON | HAM | RA | 31051 |  | 0.158 |  | SHAMRA31051**C | HAM-31051-0.158 | 39.2542 | -84.6044 | 2025-12-31 | Active |  |  |  | State | HL0011306 | 2020-01-15 19:08 |  | State | C-6 | Conventional |  |  | AT |  |  |  |  | 1 | [6 empty] | No | No | No |  | HPS | 1 | 200 |  |  |  |  | Cooper/Eaton | [20 empty] | 2025-10-16 14:12 | NULL | 0 |  | mhurlow1 | 2018-05-23 14:41 | csonner | 2020-01-15 19:09 | No | No | No | No | No | Standing | None | None | None | No | No | No |  | No | 2025-10-16 14:12 |  | mneeley | 2025-10-16 14:12 | mneeley | 2025-10-16 14:12 | No Photo Available | No Photo Available | http://data.mapchannels.com/dualmaps6/map.htm?lat=39.254216&lng=-84.604376
08 | HAMILTON | HAM | RA | 31051 |  | 0.167 |  | SHAMRA31051**C | HAM-31051-0.167 | 39.2542 | -84.6042 | 2025-12-31 | Active |  |  |  | State | HL0012311 | 2020-01-15 19:07 |  | State | C-7 | Conventional |  |  | AT |  |  |  |  | 1 | [6 empty] | No | No | No |  | HPS | 1 | 200 |  |  |  |  | Cooper/Eaton | [20 empty] | 2025-10-16 14:12 | NULL | 0 |  | mhurlow1 | 2018-05-23 14:41 | csonner | 2020-01-15 19:08 | No | No | No | No | No | Standing | None | None | None | No | No | No |  | No | 2025-10-16 14:12 |  | mneeley | 2025-10-16 14:12 | mneeley | 2025-10-16 14:12 | No Photo Available | No Photo Available | http://data.mapchannels.com/dualmaps6/map.htm?lat=39.254158&lng=-84.604156
08 | HAMILTON | HAM | RA | 31052 |  | 0.038 |  | SHAMRA31052**C | HAM-31052-0.038 | 39.2543 | -84.5993 | 2025-12-31 | Active |  |  |  | State | HL0001429 | 2020-01-15 18:54 |  | State | C-18 | Conventional |  |  | AT |  |  |  |  | 1 | [6 empty] | No | No | No |  | HPS | 1 | 200 |  |  |  |  | Cooper/Eaton | [20 empty] | 2025-10-16 14:12 | NULL | 0 |  | mhurlow1 | 2018-05-21 14:49 | csonner | 2020-01-15 18:55 | No | No | No | No | No | Standing | None | None | None | No | No | No |  | No | 2025-10-16 14:12 |  | mneeley | 2025-10-16 14:12 | mneeley | 2025-10-16 14:12 | No Photo Available | No Photo Available | http://data.mapchannels.com/dualmaps6/map.htm?lat=39.254277&lng=-84.599263
08 | HAMILTON | HAM | RA | 31052 |  | 0.072 |  | SHAMRA31052**C | HAM-31052-0.072 | 39.2548 | -84.5994 | 2025-12-31 | Active |  |  |  | State | HL0017269 | 2020-01-15 18:56 |  | State | C-16 | Conventional |  |  | AT |  |  |  |  | 1 | [6 empty] | No | No | No |  | HPS | 1 | 200 |  |  |  |  | American Electric Lighting (AEL) | [6 empty] | Yes | [13 empty] | 2025-10-16 14:13 | NULL | 0 |  | mhurlow1 | 2018-05-23 14:51 | csonner | 2020-01-15 18:58 | No | No | No | No | No | Standing | None | None | None | No | No | No |  | No | 2025-10-16 14:13 |  | mneeley | 2025-10-16 14:13 | mneeley | 2025-10-16 14:13 | No Photo Available | No Photo Available | http://data.mapchannels.com/dualmaps6/map.htm?lat=39.254762&lng=-84.599426
08 | HAMILTON | HAM | RA | 31052 |  | 0.396 |  | SHAMRA31052**C | HAM-31052-0.396 | 39.2587 | -84.597 | 2025-12-31 | Active |  |  |  | State | HL0022463 | 2020-01-15 18:33 |  | State | C-26 | Conventional |  |  | AT |  |  |  |  | 1 | [6 empty] | No | No | No |  | HPS | 1 | 200 |  |  |  |  | American Electric Lighting (AEL) | [20 empty] | 2025-10-16 14:14 | NULL | 0 |  | mhurlow1 | 2018-05-23 14:52 | csonner | 2020-01-15 18:35 | No | No | No | No | No | Standing | None | None | None | No | No | No |  | No | 2025-10-16 14:14 |  | mneeley | 2025-10-16 14:14 | mneeley | 2025-10-16 14:14 | No Photo Available | No Photo Available | http://data.mapchannels.com/dualmaps6/map.htm?lat=39.258683&lng=-84.597044
08 | HAMILTON | HAM | RA | 31052 |  | 0.462 |  | SHAMRA31052**C | HAM-31052-0.462 | 39.2593 | -84.5961 | 2025-12-31 | Active |  |  |  | State | HL0008510 | 2020-01-15 18:35 |  | State | C-27 | Conventional |  |  | AT |  |  |  |  | 1 | [6 empty] | No | No | No |  | HPS | 1 | 200 |  |  |  |  | American Electric Lighting (AEL) | [20 empty] | 2025-10-16 14:14 | NULL | 0 |  | mhurlow1 | 2018-05-23 14:52 | csonner | 2020-01-15 18:36 | No | No | No | No | No | Standing | None | None | None | No | No | No |  | No | 2025-10-16 14:14 |  | mneeley | 2025-10-16 14:14 | mneeley | 2025-10-16 14:14 | No Photo Available | No Photo Available | http://data.mapchannels.com/dualmaps6/map.htm?lat=39.259285&lng=-84.596088
08 | HAMILTON | HAM | RA | 31053 |  | 0.009 |  | SHAMRA31053**C | HAM-31053-0.009 | 39.2573 | -84.6014 | 2025-12-31 | Active |  |  |  | State | HL0004449 | 2020-01-15 18:20 |  | State | C-10 | Conventional |  |  | AT |  |  |  |  | 1 | [6 empty] | No | No | No |  | HPS | 1 | 200 |  |  |  |  | Cooper/Eaton | [6 empty] | Yes | [13 empty] | 2025-05-16 12:56 | NULL | 0 | 2025-05-16 12:56 | mhurlow1 | 2018-05-21 14:53 | csonner | 2020-01-15 18:22 | No | No | No | No | No | Standing | None | None | None | No | No | No |  | No | 2025-05-16 12:56 | 2025-05-16 12:56 | ascott3 | 2025-05-16 12:57 | ascott3 | 2025-05-16 12:57 | No Photo Available | https://collectorweb.dot.state.oh.us/arcgis/rest/services/HIGHWAY_LIGHTING/HighwayLighting_Reference/FeatureServer/7/550790/attachments/ | http://data.mapchannels.com/dualmaps6/map.htm?lat=39.257287&lng=-84.601401
08 | HAMILTON | HAM | RA | 31053 |  | 0.297 |  | SHAMRA31053**C | HAM-31053-0.297 | 39.2543 | -84.6051 | 2025-12-31 | Active |  |  |  | State | HL0018425 | 2020-01-15 19:00 |  | State | C-4 | Conventional |  |  | AT |  |  |  |  | 1 | [6 empty] | No | No | No |  | HPS | 1 | 200 |  |  |  |  | Cooper/Eaton | [20 empty] | 2025-10-16 14:10 | NULL | 0 |  | mhurlow1 | 2018-05-23 14:41 | csonner | 2020-01-15 19:01 | No | No | No | No | No | Standing | None | None | None | No | No | No |  | No | 2025-10-16 14:10 |  | mneeley | 2025-10-16 14:10 | mneeley | 2025-10-16 14:10 | No Photo Available | No Photo Available | http://data.mapchannels.com/dualmaps6/map.htm?lat=39.254349&lng=-84.605092
08 | HAMILTON | HAM | RA | 31053 |  | 0.357 |  | SHAMRA31053**C | HAM-31053-0.357 | 39.2538 | -84.606 | 2025-12-31 | Active |  |  |  | State | HL0000048 | 2020-01-15 19:02 |  | State | C-3 | Conventional |  |  | AT |  |  |  |  | 1 | [6 empty] | No | No | No |  | HPS | 1 | 200 |  |  |  |  | Cooper/Eaton | [20 empty] | 2025-10-16 14:11 | NULL | 0 |  | mhurlow1 | 2018-05-23 14:40 | csonner | 2020-01-15 19:03 | No | No | No | No | No | Standing | None | None | None | No | No | No |  | No | 2025-10-16 14:11 |  | mneeley | 2025-10-16 14:11 | mneeley | 2025-10-16 14:11 | No Photo Available | No Photo Available | http://data.mapchannels.com/dualmaps6/map.htm?lat=39.253794&lng=-84.605957
08 | HAMILTON | HAM | RA | 31053 |  | 0.421 |  | SHAMRA31053**C | HAM-31053-0.421 | 39.2532 | -84.6069 | 2025-12-31 | Active |  |  |  | State | HL0016556 | 2020-01-15 19:03 |  | State | C-2 | Conventional |  |  | AT |  |  |  |  | 1 | [6 empty] | No | No | No |  | HPS | 1 | 200 |  |  |  |  | Cooper/Eaton | [20 empty] | 2025-10-16 14:11 | NULL | 0 |  | mhurlow1 | 2018-05-23 14:39 | csonner | 2020-01-15 19:04 | No | No | No | No | No | Standing | None | None | None | No | No | No |  | No | 2025-10-16 14:11 |  | mneeley | 2025-10-16 14:11 | mneeley | 2025-10-16 14:11 | No Photo Available | No Photo Available | http://data.mapchannels.com/dualmaps6/map.htm?lat=39.253165&lng=-84.606890
08 | HAMILTON | HAM | RA | 31054 |  | 0.021 |  | SHAMRA31054**C | HAM-31054-0.021 | 39.2601 | -84.5958 | 2025-12-31 | Active |  |  |  | State | HL0024067 | 2020-01-15 15:05 |  | State | C-22 | Conventional |  |  | AT |  |  |  |  | 1 | [6 empty] | No | No | No |  | HPS | 1 | 200 |  |  |  |  | Cooper/Eaton | [20 empty] | 2025-10-16 14:14 | NULL | 0 |  | mhurlow1 | 2018-05-23 14:53 | csonner | 2020-01-15 15:06 | No | No | No | No | No | Standing | None | None | None | No | No | No |  | No | 2025-10-16 14:14 |  | mneeley | 2025-10-16 14:14 | mneeley | 2025-10-16 14:14 | No Photo Available | No Photo Available | http://data.mapchannels.com/dualmaps6/map.htm?lat=39.260114&lng=-84.595850
08 | HAMILTON | HAM | RA | 31054 |  | 0.208 |  | SHAMRA31054**C | HAM-31054-0.208 | 39.2585 | -84.5986 | 2025-12-31 | Active |  |  |  | State | HL0020020 | 2020-01-15 18:05 |  | State | C-21 | Conventional |  |  | AT |  |  |  |  | 1 | [6 empty] | No | No | No |  | HPS | 1 | 200 |  |  |  |  | American Electric Lighting (AEL) | [20 empty] | 2025-12-30 21:09 | NULL | 0 | 2025-12-30 21:09 | mhurlow1 | 2018-05-23 14:49 | csonner | 2020-01-15 18:06 | No | No | No | No | No | Standing | None | None | None | No | No | No | RESET POLE/ COMPLETE/ PULL APART FUSED KITS | No | 2025-12-30 21:09 | 2025-12-30 21:09 | csonner1 | 2025-12-30 21:09 | csonner1 | 2025-12-30 21:09 | No Photo Available | No Photo Available | http://data.mapchannels.com/dualmaps6/map.htm?lat=39.258502&lng=-84.598636
08 | HAMILTON | HAM | RA | 31054 |  | 0.249 |  | SHAMRA31054**C | HAM-31054-0.249 | 39.2582 | -84.5993 | 2025-12-31 | Active |  |  |  | State | HL0008671 | 2020-01-15 18:17 |  | State | C-20 | Conventional |  |  | AT |  |  |  |  | 1 | [6 empty] | No | No | No |  | HPS | 1 | 200 |  |  |  |  | American Electric Lighting (AEL) | [20 empty] | 2025-10-16 14:15 | NULL | 0 |  | mhurlow1 | 2018-05-23 14:48 | csonner | 2020-01-15 18:18 | No | No | No | No | No | Standing | None | None | None | No | No | No |  | No | 2025-10-16 14:15 |  | mneeley | 2025-10-16 14:15 | mneeley | 2025-10-16 14:15 | No Photo Available | No Photo Available | http://data.mapchannels.com/dualmaps6/map.htm?lat=39.258182&lng=-84.599276
08 | HAMILTON | HAM | RA | 31055 |  | 0.021 |  | SHAMRA31055**C | HAM-31055-0.021 | 39.2561 | -84.6007 | 2025-12-31 | Active |  |  |  | State | HL0015441 | 2020-01-15 18:25 |  | State | C-11 | Conventional |  |  | AT |  |  |  |  | 1 | [6 empty] | No | No | No |  | HPS | 1 | 200 |  |  |  |  | Cooper/Eaton | [20 empty] | 2025-10-16 14:16 | NULL | 0 |  | mhurlow1 | 2018-05-21 14:52 | csonner | 2020-01-15 18:26 | No | No | No | No | No | Standing | None | None | None | No | No | No |  | No | 2025-10-16 14:16 |  | mneeley | 2025-10-16 14:16 | mneeley | 2025-10-16 14:16 | No Photo Available | No Photo Available | http://data.mapchannels.com/dualmaps6/map.htm?lat=39.256073&lng=-84.600729
08 | HAMILTON | HAM | RA | 31055 |  | 0.055 |  | SHAMRA31055**C | HAM-31055-0.055 | 39.2556 | -84.6006 | 2025-12-31 | Active |  |  |  | State | HL0010520 | 2020-01-15 18:27 |  | State | C-12 | Conventional |  |  | AT |  |  |  |  | 1 | [6 empty] | No | No | No |  | HPS | 1 | 200 |  |  |  |  | Cooper/Eaton | [20 empty] | 2025-10-16 14:16 | NULL | 0 |  | mhurlow1 | 2018-05-23 14:44 | csonner | 2020-01-15 18:28 | No | No | No | No | No | Standing | None | None | None | No | No | No |  | No | 2025-10-16 14:16 |  | mneeley | 2025-10-16 14:17 | mneeley | 2025-10-16 14:17 | No Photo Available | No Photo Available | http://data.mapchannels.com/dualmaps6/map.htm?lat=39.255606&lng=-84.600553
08 | HAMILTON | HAM | RA | 31055 |  | 0.08 |  | SHAMRA31055**C | HAM-31055-0.080 | 39.2553 | -84.6003 | 2025-12-31 | Active |  |  |  | State | HL0015845 | 2020-01-15 18:39 |  | State | C-13 | Conventional |  |  | AT |  |  |  |  | 1 | [6 empty] | No | No | No |  | HPS | 1 | 200 |  |  |  |  | Cooper/Eaton | [20 empty] | 2025-10-16 14:17 | NULL | 0 |  | mhurlow1 | 2018-05-21 14:51 | csonner | 2020-01-15 18:40 | No | No | No | No | No | Standing | None | None | None | No | No | No |  | No | 2025-10-16 14:17 |  | mneeley | 2025-10-16 14:17 | mneeley | 2025-10-16 14:17 | No Photo Available | No Photo Available | http://data.mapchannels.com/dualmaps6/map.htm?lat=39.255272&lng=-84.600307
08 | HAMILTON | HAM | RA | 31055 |  | 0.093 |  | SHAMRA31055**C | HAM-31055-0.093 | 39.2551 | -84.6005 | 2025-12-31 | Active |  |  |  | State | HL0011371 | 2020-01-15 18:29 |  | State | C-14 | Conventional |  |  | AT |  |  |  |  | 1 | [6 empty] | No | No | No |  | HPS | 1 | 200 |  |  |  |  | Cooper/Eaton | [20 empty] | 2025-10-16 14:17 | NULL | 0 |  | mhurlow1 | 2018-05-23 14:44 | csonner | 2020-01-15 18:30 | No | No | No | No | No | Standing | None | None | None | No | No | No |  | No | 2025-10-16 14:17 |  | mneeley | 2025-10-16 14:17 | mneeley | 2025-10-16 14:17 | No Photo Available | No Photo Available | http://data.mapchannels.com/dualmaps6/map.htm?lat=39.255093&lng=-84.600502
08 | HAMILTON | HAM | RA | 31055 |  | 0.381 |  | SHAMRA31055**C | HAM-31055-0.381 | 39.2566 | -84.6004 | 2025-12-31 | Active |  |  |  | State | HL0000657 | 2020-01-15 18:31 |  | State | C-25 | Conventional |  |  | AT |  |  |  |  | 1 | [6 empty] | No | No | No |  | HPS | 1 | 200 |  |  |  |  | American Electric Lighting (AEL) | [20 empty] | 2025-10-16 14:16 | NULL | 0 |  | mhurlow1 | 2018-05-23 14:45 | csonner | 2020-01-15 18:32 | No | No | No | No | No | Standing | None | None | None | No | No | No |  | No | 2025-10-16 14:16 |  | mneeley | 2025-10-16 14:16 | mneeley | 2025-10-16 14:16 | No Photo Available | No Photo Available | http://data.mapchannels.com/dualmaps6/map.htm?lat=39.256601&lng=-84.600448
08 | HAMILTON | HAM | RA | 31055 |  | 0.461 |  | SHAMRA31055**C | HAM-31055-0.461 | 39.2573 | -84.5993 | 2025-12-31 | Active |  |  |  | State | HL0004614 | 2020-01-15 18:32 |  | State | C-24 | Conventional |  |  | AT |  |  |  |  | 1 | [6 empty] | No | No | No |  | HPS | 1 | 200 |  |  |  |  | American Electric Lighting (AEL) | [20 empty] | 2026-05-11 17:32 | NULL | 0 | 2026-05-11 17:31 | mhurlow1 | 2018-05-23 14:50 | csonner | 2020-01-15 18:33 | No | No | No | No | No | Standing | None | None | None | No | No | No | Reset down pole/needs fixture | Yes | 2026-05-11 17:32 | 2026-05-11 17:31 | csonner1 | 2026-05-11 17:32 | csonner1 | 2026-08-03 16:22 | No Photo Available | No Photo Available | http://data.mapchannels.com/dualmaps6/map.htm?lat=39.257331&lng=-84.599291
08 | HAMILTON | HAM | RA | 31056 |  | 0.014 |  | SHAMRA31056**C | HAM-31056-0.014 | 39.2395 | -84.6242 | 2025-12-31 | Active |  |  |  | State | HL0016246 | 2020-01-15 18:55 |  | State | Br-12 | Conventional | [7 empty] | 1 | [6 empty] | No | No | No |  | LED | 1 |  | 129 | 0 - 8,499 |  |  |  |  | 480 L-N | [18 empty] | 2025-10-22 13:26 | NULL |  |  | mhurlow1 | 2018-05-23 14:37 | ascott3 | 2025-02-06 14:16 | No | No | No | No | No | Standing | None | None | None | No | No | No |  | No | 2025-10-22 13:26 |  | csonner1 | 2025-10-22 13:27 | csonner1 | 2025-10-22 13:27 | No Photo Available | No Photo Available | http://data.mapchannels.com/dualmaps6/map.htm?lat=39.239515&lng=-84.624165
08 | HAMILTON | HAM | RA | 31056 |  | 0.14 |  | SHAMRA31056**C | HAM-31056-0.140 | 39.2382 | -84.6259 | 2025-12-31 | Active |  |  |  | State | HL0025046 | 2020-01-15 18:56 |  | State | BR-11 | Conventional |  |  | AT |  |  |  |  | 1 | [6 empty] | No | No | No |  | HPS | 1 | 200 | [6 empty] | 480 L-N | [18 empty] | 2025-10-22 13:27 | NULL | 0 |  | mhurlow1 | 2018-05-23 14:35 | cneeley | 2020-01-15 18:56 | No | No | No | No | No | Standing | None | None | None | No | No | No |  | No | 2025-10-22 13:27 |  | csonner1 | 2025-10-22 13:28 | csonner1 | 2025-10-22 13:28 | No Photo Available | No Photo Available | http://data.mapchannels.com/dualmaps6/map.htm?lat=39.238209&lng=-84.625862
08 | HAMILTON | HAM | RA | 31056 |  | 0.168 |  | SHAMRA31056**C | HAM-31056-0.168 | 39.2378 | -84.6261 | 2025-12-31 | Active |  |  |  | State | HL0024831 | 2020-01-15 18:57 |  | State | BR-10 | Conventional |  |  | AT |  |  |  |  | 1 | [6 empty] | No | No | No |  | HPS | 1 | 400 | [6 empty] | 480 L-N | [18 empty] | 2025-10-22 13:28 | NULL | 0 |  | mhurlow1 | 2018-05-23 14:34 | cneeley | 2020-01-15 18:57 | No | No | No | No | No | Standing | None | None | None | No | No | No |  | No | 2025-10-22 13:28 |  | csonner1 | 2025-10-22 13:28 | csonner1 | 2025-10-22 13:28 | No Photo Available | No Photo Available | http://data.mapchannels.com/dualmaps6/map.htm?lat=39.237829&lng=-84.626115
08 | HAMILTON | HAM | RA | 31056 |  | 0.177 |  | SHAMRA31056**C | HAM-31056-0.177 | 39.2379 | -84.6264 | 2025-12-31 | Active |  |  |  | State | HL0021349 | 2020-01-15 18:58 |  | State | Br-9 | Conventional |  |  | AT |  |  |  |  | 1 | [6 empty] | No | No | No |  | HPS | 1 | 200 | [6 empty] | 480 L-N | [18 empty] | 2025-10-22 13:28 | NULL | 0 |  | mhurlow1 | 2018-05-23 14:34 | cneeley | 2020-01-15 18:58 | No | No | No | No | No | Standing | None | None | None | No | No | No |  | No | 2025-10-22 13:28 |  | csonner1 | 2025-10-22 13:28 | csonner1 | 2025-10-22 13:28 | No Photo Available | No Photo Available | http://data.mapchannels.com/dualmaps6/map.htm?lat=39.237856&lng=-84.626377
08 | HAMILTON | HAM | RA | 31056 |  | 0.404 |  | SHAMRA31056**C | HAM-31056-0.404 | 39.2354 | -84.6292 | 2025-12-31 | Active |  |  |  | State | HL0021679 | 2020-01-15 18:59 |  | State | Br-1 | Conventional |  |  | AT |  |  |  |  | 1 | [6 empty] | No | No | No |  | HPS | 1 | 200 | [6 empty] | 480 L-N | [18 empty] | 2025-10-22 13:28 | NULL | 0 |  | mhurlow1 | 2018-05-23 14:27 | cneeley | 2020-01-15 18:59 | No | No | No | No | No | Standing | None | None | None | No | No | No |  | No | 2025-10-22 13:28 |  | csonner1 | 2025-10-22 13:29 | csonner1 | 2025-10-22 13:29 | No Photo Available | No Photo Available | http://data.mapchannels.com/dualmaps6/map.htm?lat=39.235366&lng=-84.629202
08 | HAMILTON | HAM | RA | 31057 |  | 0 |  | SHAMRA31057**C | HAM-31057-0.000 | 39.2347 | -84.6271 | 2025-12-31 | Active |  |  |  | State | HL0013011 | 2020-01-15 19:00 |  | State | Br-2 | Conventional |  |  | AT |  |  |  |  | 1 | [6 empty] | No | No | No |  | HPS | 1 | 200 | [6 empty] | 480 L-N | [18 empty] | 2025-10-22 13:30 | NULL | 0 |  | mhurlow1 | 2018-05-23 14:28 | cneeley | 2020-01-15 19:25 | No | No | No | No | No | Standing | None | None | None | No | No | No |  | No | 2025-10-22 13:30 |  | csonner1 | 2025-10-22 13:30 | csonner1 | 2025-10-22 13:30 | No Photo Available | No Photo Available | http://data.mapchannels.com/dualmaps6/map.htm?lat=39.234708&lng=-84.627125
08 | HAMILTON | HAM | RA | 31057 |  | 0.011 |  | SHAMRA31057**C | HAM-31057-0.011 | 39.2351 | -84.6274 | 2025-12-31 | Active |  |  |  | State | HL0003712 | 2020-01-15 19:09 |  | State | Br-3 | Conventional |  |  | AT |  |  |  |  | 1 | [6 empty] | No | No | No |  | HPS | 1 | 200 | [6 empty] | 480 L-N | [18 empty] | 2025-10-22 13:30 | NULL | 0 |  | mhurlow1 | 2018-05-23 14:28 | cneeley | 2020-01-15 19:28 | No | No | No | No | No | Standing | None | None | None | No | No | No |  | No | 2025-10-22 13:30 |  | csonner1 | 2025-10-22 13:30 | csonner1 | 2025-10-22 13:30 | No Photo Available | No Photo Available | http://data.mapchannels.com/dualmaps6/map.htm?lat=39.235050&lng=-84.627370
08 | HAMILTON | HAM | RA | 31057 |  | 0.285 |  | SHAMRA31057**C | HAM-31057-0.285 | 39.2384 | -84.6246 | 2025-12-31 | Active |  |  |  | State | HL0015092 | 2020-01-15 19:28 |  | State | Br-13 | Conventional |  |  | AT |  |  |  |  | 1 | [6 empty] | No | No | No |  | HPS | 1 | 200 | [6 empty] | 480 L-N | [18 empty] | 2025-10-22 13:36 | NULL | 0 |  | mhurlow1 | 2018-05-23 14:36 | cneeley | 2020-01-15 19:28 | No | No | No | No | No | Standing | None | None | None | No | No | No |  | No | 2025-10-22 13:36 |  | csonner1 | 2025-10-22 13:36 | csonner1 | 2025-10-22 13:36 | No Photo Available | No Photo Available | http://data.mapchannels.com/dualmaps6/map.htm?lat=39.238408&lng=-84.624635
08 | HAMILTON | HAM | RA | 31057 |  | 0.347 |  | SHAMRA31057**C | HAM-31057-0.347 | 39.239 | -84.6238 | 2025-12-31 | Active |  |  |  | State | HL0025704 | 2020-01-15 19:29 |  | State | Br-14 | Conventional |  |  | AT |  |  |  |  | 1 | [6 empty] | No | No | No |  | HPS | 1 | 200 | [6 empty] | 480 L-N | [18 empty] | 2025-10-22 13:36 | NULL | 0 |  | mhurlow1 | 2018-05-23 14:37 | cneeley | 2020-01-15 19:29 | No | No | No | No | No | Standing | None | None | None | No | No | No |  | No | 2025-10-22 13:36 |  | csonner1 | 2025-10-22 13:37 | csonner1 | 2025-10-22 13:37 | No Photo Available | No Photo Available | http://data.mapchannels.com/dualmaps6/map.htm?lat=39.239033&lng=-84.623816
08 | HAMILTON | HAM | RA | 31058 |  | 0.005 |  | SHAMRA31058**C | HAM-31058-0.005 | 39.2351 | -84.6288 | 2025-12-31 | Active |  |  |  | State | HL0005159 | 2020-01-15 19:00 |  | State | Br-4 | Conventional |  |  | AT |  |  |  |  | 1 | [6 empty] | No | No | No |  | HPS | 1 | 200 | [6 empty] | 480 L-N | [18 empty] | 2025-10-22 13:29 | NULL | 0 |  | mhurlow1 | 2018-05-23 14:28 | cneeley | 2020-01-15 19:00 | No | No | No | No | No | Standing | None | None | None | No | No | No |  | No | 2025-10-22 13:29 |  | csonner1 | 2025-10-22 13:29 | csonner1 | 2025-10-22 13:29 | No Photo Available | No Photo Available | http://data.mapchannels.com/dualmaps6/map.htm?lat=39.235073&lng=-84.628843
08 | HAMILTON | HAM | RA | 31058 |  | 0.29 |  | SHAMRA31058**C | HAM-31058-0.290 | 39.2317 | -84.6318 | 2025-12-31 | Active |  |  |  | State | HL0001221 | 2020-04-29 12:57 |  | State | T1-18E | Conventional | [7 empty] | 1 | [6 empty] | No | No | No |  | HPS | 1 | 200 | [25 empty] | 2025-10-21 18:14 | NULL | 0 |  | mhurlow1 | 2018-05-23 14:26 | csonner1 | 2025-10-21 18:13 | No | No | No | No | No | Standing | None | None | None | No | No | No |  | No | 2025-10-21 18:14 |  | csonner1 | 2025-10-21 18:15 | csonner1 | 2025-10-21 18:15 | No Photo Available | No Photo Available | http://data.mapchannels.com/dualmaps6/map.htm?lat=39.231690&lng=-84.631830
08 | HAMILTON | HAM | RA | 31058 |  | 0.322 |  | SHAMRA31058**C | HAM-31058-0.322 | 39.2314 | -84.6323 | 2025-12-31 | Active |  |  |  | State | HL0040246 |  |  | State | T1-17 | Conventional | [14 empty] | No | No | No |  | HPS | 1 | [26 empty] | 2025-10-21 18:15 | NULL |  |  | ascott3 | 2025-05-16 17:23 | ascott3 | 2025-05-16 17:23 | No | No | No | No | No | Standing | None | None | None | No | No | No |  | No | 2025-10-21 18:15 |  | csonner1 | 2025-10-21 18:15 | csonner1 | 2025-10-21 18:15 | No Photo Available | No Photo Available | http://data.mapchannels.com/dualmaps6/map.htm?lat=39.231400&lng=-84.632279
08 | HAMILTON | HAM | RA | 31058 |  | 0.352 |  | SHAMRA31058**C | HAM-31058-0.352 | 39.2312 | -84.6327 | 2025-12-31 | Active |  |  |  | State | HL0009219 | 2020-04-29 13:23 |  | State | T1-16E | Conventional | [7 empty] | 1 | [6 empty] | No | No | No |  | HPS | 1 | 200 | [25 empty] | 2025-10-21 18:19 | NULL | 0 |  | mhurlow1 | 2018-05-23 14:25 | csonner1 | 2025-10-21 18:19 | No | No | No | No | No | Standing | None | None | None | No | No | No |  | No | 2025-10-21 18:19 |  | csonner1 | 2025-10-21 18:19 | csonner1 | 2025-10-21 18:19 | No Photo Available | No Photo Available | http://data.mapchannels.com/dualmaps6/map.htm?lat=39.231172&lng=-84.632746
08 | HAMILTON | HAM | RA | 31061 |  | 0.064 |  | SHAMRA31061**C | HAM-31061-0.064 | 39.2626 | -84.337 | 2025-12-31 | Active |  |  |  | State | HL0003305 |  |  | State | A1-2 | Conventional | [14 empty] | No | No | No |  | HPS | 1 | [26 empty] | 2025-11-19 08:46 | NULL |  |  | mhurlow1 | 2018-05-24 11:09 | ascott3 | 2025-05-05 15:10 | No | No | No | No | No | Standing | None | None | None | No | No | No |  | No | 2025-11-19 08:46 |  | ascott3 | 2025-11-19 08:46 | ascott3 | 2025-11-19 08:46 | No Photo Available | No Photo Available | http://data.mapchannels.com/dualmaps6/map.htm?lat=39.262581&lng=-84.337008
08 | HAMILTON | HAM | RA | 31061 |  | 0.125 |  | SHAMRA31061**C | HAM-31061-0.125 | 39.2624 | -84.338 | 2025-12-31 | Active |  |  |  | State | HL0013756 |  |  | State | A1-3 | Conventional | [14 empty] | No | No | No |  | HPS | 1 | [26 empty] | 2025-11-19 08:46 | NULL |  |  | mhurlow1 | 2018-05-24 11:06 | ascott3 | 2025-05-05 15:08 | No | No | No | No | No | Standing | None | None | None | No | No | No |  | No | 2025-11-19 08:46 |  | ascott3 | 2025-11-19 08:46 | ascott3 | 2025-11-19 08:46 | No Photo Available | No Photo Available | http://data.mapchannels.com/dualmaps6/map.htm?lat=39.262427&lng=-84.337957
08 | HAMILTON | HAM | RA | 31061 |  | 0.31 |  | SHAMRA31061**C | HAM-31061-0.310 | 39.2638 | -84.3409 | 2025-12-31 | Active |  |  |  | State | HL0004656 |  |  | State | A1-4 | Conventional | No |  | AT | A |  |  |  | 1 |  |  |  |  | No | No | No | No | No |  | HPS | 1 |  |  |  | No | [22 empty] | 2025-11-19 08:46 | NULL |  |  | mhurlow1 | 2018-05-24 11:04 | jritchie2 | 2026-06-23 17:22 | No | No | No | No | No | Standing | None | None | None | No | No | No |  | No | 2025-11-19 08:46 |  | ascott3 | 2025-11-19 08:46 | ascott3 | 2025-11-19 08:46 | No Photo Available | No Photo Available | http://data.mapchannels.com/dualmaps6/map.htm?lat=39.263796&lng=-84.340855
08 | HAMILTON | HAM | RA | 31061 |  | 0.379 |  | SHAMRA31061**C | HAM-31061-0.379 | 39.2645 | -84.3418 | 2025-12-31 | Retired |  |  |  | State | HL0008439 |  |  | State |  | Conventional | [14 empty] | No | No | No |  | HPS | [28 empty] | NULL |  |  | mhurlow1 | 2018-05-24 11:04 | acode1@Admin | 2022-06-15 17:46 | [20 empty] | No Photo Available | No Photo Available | http://data.mapchannels.com/dualmaps6/map.htm?lat=39.264475&lng=-84.341798
08 | HAMILTON | HAM | RA | 31061 |  | 0.379 |  | SHAMRA31061**C | HAM-31061-0.379 | 39.2645 | -84.3418 | 2025-12-31 | Active |  |  |  | State | HL0015806 |  |  | State | A1-5 | Conventional | No |  | AT | A |  |  |  | 1 |  |  |  |  | No | No | No | No | No |  | HPS | 1 |  |  |  | No | [22 empty] | 2025-11-19 08:45 | NULL |  |  | mhurlow1 | 2018-05-24 11:04 | jritchie2 | 2026-06-23 17:22 | No | No | No | No | No | Standing | None | None | None | No | No | No |  | No | 2025-11-19 08:45 |  | ascott3 | 2025-11-19 08:46 | ascott3 | 2025-11-19 08:46 | No Photo Available | No Photo Available | http://data.mapchannels.com/dualmaps6/map.htm?lat=39.264475&lng=-84.341793
08 | HAMILTON | HAM | RA | 31062 |  | 0.008 |  | SHAMRA31062**C | HAM-31062-0.008 | 39.2581 | -84.3332 | 2025-12-31 | Active |  |  |  | State | HL0035699 |  |  | State | A2L4 | Conventional | [14 empty] | No | No | No |  | HPS |  | 200 | [6 empty] | 480 L-L | [19 empty] | NULL |  |  | rdixon5 | 2023-02-16 07:59 | rdixon5 | 2023-02-16 07:59 | [20 empty] | No Photo Available | No Photo Available | http://data.mapchannels.com/dualmaps6/map.htm?lat=39.258057&lng=-84.333234
08 | HAMILTON | HAM | RA | 31062 |  | 0.01 |  | SHAMRA31062**C | HAM-31062-0.010 | 39.2581 | -84.3332 | 2025-12-31 | Active |  |  |  | State | HL0025564 |  |  | State | A2-5 | Conventional | [14 empty] | No | No | No |  | HPS | 1 | [26 empty] | 2025-11-19 08:48 | NULL |  |  | mhurlow1 | 2018-05-24 11:12 | ascott3 | 2025-10-08 15:52 | No | No | No | No | No | Standing | None | None | None | No | No | No |  | No | 2025-11-19 08:48 |  | ascott3 | 2025-11-19 08:48 | ascott3 | 2025-11-19 08:48 | No Photo Available | No Photo Available | http://data.mapchannels.com/dualmaps6/map.htm?lat=39.258073&lng=-84.333248
08 | HAMILTON | HAM | RA | 31062 |  | 0.137 |  | SHAMRA31062**C | HAM-31062-0.137 | 39.2594 | -84.3349 | 2025-12-31 | Active |  |  |  | State | HL0011467 |  |  | State | a2-4 | Conventional | No |  | AT | A |  |  |  | 1 |  |  |  |  | No | No | No | No | No |  | HPS | 1 | 200 | [25 empty] | 2025-11-19 08:47 | NULL |  |  | mhurlow1 | 2018-05-24 11:11 | jritchie2 | 2026-06-10 16:19 | No | No | No | No | No | Standing | None | None | None | No | No | No |  | No | 2025-11-19 08:47 |  | ascott3 | 2025-11-19 08:47 | ascott3 | 2025-11-19 08:47 | No Photo Available | No Photo Available | http://data.mapchannels.com/dualmaps6/map.htm?lat=39.259412&lng=-84.334909
08 | HAMILTON | HAM | RA | 31062 |  | 0.181 |  | SHAMRA31062**C | HAM-31062-0.181 | 39.2599 | -84.3354 | 2025-12-31 | Active |  |  |  | State | HL0024786 |  |  | State | A2L2 | Conventional | No |  | AT | A |  |  |  | 1 |  |  |  |  | No | No | No | No | No |  | HPS | 1 | 200 |  |  | No | [22 empty] | 2025-11-19 08:47 | NULL |  |  | mhurlow1 | 2018-05-24 11:11 | jritchie2 | 2026-06-10 16:18 | No | No | No | No | No | Standing | None | None | None | No | No | No |  | No | 2025-11-19 08:47 |  | ascott3 | 2025-11-19 08:47 | ascott3 | 2025-11-19 08:47 | No Photo Available | No Photo Available | http://data.mapchannels.com/dualmaps6/map.htm?lat=39.259919&lng=-84.335394
08 | HAMILTON | HAM | RA | 31063 |  | 0.291 |  | SHAMRA31063**C | HAM-31063-0.291 | 39.2585 | -84.3348 | 2025-12-31 | Active |  |  |  | State | HL0007030 |  |  | State | B2-L1 | Conventional | No |  | AT | A |  |  |  | 1 |  |  |  |  | No | No | No | No | No |  | HPS | 1 | 200 | [25 empty] | 2025-11-19 08:48 | NULL |  |  | mhurlow1 | 2018-05-24 11:12 | jritchie2 | 2026-06-10 16:21 | No | No | No | No | No | Standing | None | None | None | No | No | No |  | No | 2025-11-19 08:48 |  | ascott3 | 2025-11-19 08:49 | ascott3 | 2025-11-19 08:49 | No Photo Available | No Photo Available | http://data.mapchannels.com/dualmaps6/map.htm?lat=39.258474&lng=-84.334820
08 | HAMILTON | HAM | RA | 31063 |  | 0.358 |  | SHAMRA31063**C | HAM-31063-0.358 | 39.2578 | -84.3339 | 2025-12-31 | Active |  |  |  | State | HL0023145 |  |  | State | B1-2 | Conventional | No |  | AT | A |  |  |  | 1 |  |  |  |  | No | No | No | No | No |  | HPS | 1 | 200 |  |  | No | [22 empty] | 2025-11-19 08:48 | NULL |  |  | mhurlow1 | 2018-05-24 11:13 | jritchie2 | 2026-06-10 16:22 | No | No | No | No | No | Standing | None | None | None | No | No | No |  | No | 2025-11-19 08:48 |  | ascott3 | 2025-11-19 08:48 | ascott3 | 2025-11-19 08:48 | No Photo Available | No Photo Available | http://data.mapchannels.com/dualmaps6/map.htm?lat=39.257806&lng=-84.333886
08 | HAMILTON | HAM | RA | 31063 |  | 0.427 |  | SHAMRA31063**C | HAM-31063-0.427 | 39.2571 | -84.3329 | 2025-12-31 | Active |  |  |  | State | HL0018549 |  |  | State | B1-3 | Conventional | No |  | AT | A |  |  |  | 1 |  |  |  |  | No | No | No | No | No |  | HPS | 1 | [26 empty] | 2025-11-19 08:48 | NULL |  |  | mhurlow1 | 2018-05-24 11:13 | jritchie2 | 2026-06-10 16:25 | No | No | No | No | No | Standing | None | None | None | No | No | No |  | No | 2025-11-19 08:48 |  | ascott3 | 2025-11-19 08:48 | ascott3 | 2025-11-19 08:48 | No Photo Available | No Photo Available | http://data.mapchannels.com/dualmaps6/map.htm?lat=39.257129&lng=-84.332931
08 | HAMILTON | HAM | RA | 31064 |  | 0.019 |  | SHAMRA31064**C | HAM-31064-0.019 | 39.2621 | -84.3397 | 2025-12-31 | Active |  |  |  | State | HL0003954 | 2020-03-11 19:15 |  | State | B1-L6 | Conventional | [7 empty] | 1 | [6 empty] | No | No | No |  | HPS | 1 | 400 | [25 empty] | 2025-11-19 02:04 | NULL | 0 |  | mhurlow1 | 2018-05-24 11:05 | dturner | 2020-03-11 19:16 | No | No | No | No | No | Down | None | Bent | None | Yes | No | No | Pull down from at car accident | Yes | 2025-11-19 02:04 |  | ascott3 | 2025-11-19 02:05 | ascott3 | 2025-11-19 02:05 | No Photo Available | https://collectorweb.dot.state.oh.us/arcgis/rest/services/HIGHWAY_LIGHTING/HighwayLighting_Reference/FeatureServer/7/580487/attachments/ | http://data.mapchannels.com/dualmaps6/map.htm?lat=39.262118&lng=-84.339658
08 | HAMILTON | HAM | RA | 31064 |  | 0.151 |  | SHAMRA31064**C | HAM-31064-0.151 | 39.2608 | -84.3379 | 2025-12-31 | Active |  |  |  | State | HL0015394 |  |  | State | B1-5 | Conventional | No |  | AT | A |  |  |  | 1 |  |  |  |  | No | No | No | No | No |  | HPS | 1 | 200 |  |  | No | [22 empty] | 2025-11-19 08:49 | NULL |  |  | Dsnyder5 | 2018-06-08 16:04 | jritchie2 | 2026-06-10 16:11 | No | No | No | No | No | Standing | None | None | None | No | No | No |  | No | 2025-11-19 08:49 |  | ascott3 | 2025-11-19 08:49 | ascott3 | 2025-11-19 08:49 | No Photo Available | No Photo Available | http://data.mapchannels.com/dualmaps6/map.htm?lat=39.260758&lng=-84.337936
08 | HAMILTON | HAM | RA | 31064 |  | 0.177 |  | SHAMRA31064**C | HAM-31064-0.177 | 39.2606 | -84.3375 | 2025-12-31 | Active |  |  |  | State | HL0016954 |  |  | State | B1-4 | Conventional | No |  | AT | A |  |  |  | 1 |  |  |  |  | No | No | No | No | No |  | HPS | 1 | 200 |  | 12,000 - 15,999 | No |  |  |  | 480 L-L | [18 empty] | 2025-11-19 08:49 | NULL |  |  | Dsnyder5 | 2018-06-08 16:04 | jritchie2 | 2026-06-10 16:09 | No | No | No | No | No | Standing | None | None | None | No | No | No |  | No | 2025-11-19 08:49 |  | ascott3 | 2025-11-19 08:49 | ascott3 | 2025-11-19 08:49 | No Photo Available | No Photo Available | http://data.mapchannels.com/dualmaps6/map.htm?lat=39.260555&lng=-84.337477
08 | HAMILTON | HAM | RA | 31064 |  | 0.185 |  | SHAMRA31064**C | HAM-31064-0.185 | 39.2604 | -84.3376 | 2025-12-31 | Active |  |  |  | State | HL0013224 |  |  | State | B1-3 | Conventional | No |  | AT | A |  |  |  | 1 |  |  |  |  | No | No | No | No | No |  | HPS | 1 | 200 |  |  | No |  |  |  | 480 L-L | [18 empty] | 2025-11-19 08:49 | NULL |  |  | Dsnyder5 | 2018-06-08 16:04 | jritchie2 | 2026-06-10 16:10 | No | No | No | No | No | Standing | None | None | None | No | No | No |  | No | 2025-11-19 08:49 |  | ascott3 | 2025-11-19 08:49 | ascott3 | 2025-11-19 08:49 | No Photo Available | No Photo Available | http://data.mapchannels.com/dualmaps6/map.htm?lat=39.260382&lng=-84.337579
08 | HAMILTON | HAM | RA | 31066 |  | 0.023 |  | SHAMRA31066**C | HAM-31066-0.023 | 39.2622 | -84.3376 | 2025-12-31 | Active |  |  |  | State | HL0006421 |  |  | State | A1-1 | Conventional | [14 empty] | No | No | No |  | HPS | 1 | [26 empty] | 2025-11-19 08:46 | NULL |  |  | mhurlow1 | 2018-05-24 11:07 | ascott3 | 2025-05-05 15:11 | No | No | No | No | No | Standing | None | None | None | No | No | No |  | No | 2025-11-19 08:46 |  | ascott3 | 2025-11-19 08:46 | ascott3 | 2025-11-19 08:46 | No Photo Available | No Photo Available | http://data.mapchannels.com/dualmaps6/map.htm?lat=39.262165&lng=-84.337638
08 | HAMILTON | HAM | RA | 31067 |  | 0.144 |  | SHAMRA31067**C | HAM-31067-0.144 | 39.0528 | -84.3904 | 2025-12-31 | Active |  |  |  | State | HL0025095 | 2020-06-04 13:24 |  | State | B12 | Conventional | No |  | AT | A |  |  |  | 1 |  |  |  |  | No |  | No | No | No |  | LED | 1 |  | 155 | [24 empty] | 2025-10-29 14:29 | NULL |  |  | Dsnyder5 | 2018-06-08 14:48 | jritchie2 | 2026-06-17 16:25 | No | No | No | No | No | Standing | None | None | None | No | No | No |  | No | 2025-10-29 14:29 |  | csonner1 | 2025-10-29 14:29 | csonner1 | 2025-10-29 14:29 | No Photo Available | No Photo Available | http://data.mapchannels.com/dualmaps6/map.htm?lat=39.052834&lng=-84.390413
08 | HAMILTON | HAM | RA | 31067 |  | 0.18 |  | SHAMRA31067**C | HAM-31067-0.180 | 39.0534 | -84.3905 | 2025-12-31 | Active |  |  |  | State | HL0006008 | 2020-06-04 13:28 |  | State | B14 | Conventional | No |  | AT | A |  |  |  | 1 |  |  |  |  | No | No | No | No | No |  | LED | 1 |  | 155 | [24 empty] | 2025-10-29 14:32 | NULL |  |  | Dsnyder5 | 2018-06-08 14:48 | jritchie2 | 2026-06-17 16:25 | No | No | No | No | No | Standing | None | None | None | No | No | No |  | No | 2025-10-29 14:32 |  | csonner1 | 2025-10-29 14:32 | csonner1 | 2025-10-29 14:32 | No Photo Available | No Photo Available | http://data.mapchannels.com/dualmaps6/map.htm?lat=39.053355&lng=-84.390459
08 | HAMILTON | HAM | RA | 31067 |  | 0.523 |  | SHAMRA31067**C | HAM-31067-0.523 | 39.0572 | -84.387 | 2025-12-31 | Active |  |  |  | State | HL0015228 | 2020-06-04 13:50 |  | State | B15 | Conventional | No |  | AT | A |  |  |  | 1 |  |  |  |  | No | No | No | No | No |  | LED | 1 |  | 155 | [24 empty] | 2025-10-29 14:45 | NULL |  |  | Dsnyder5 | 2018-06-08 15:33 | jritchie2 | 2026-06-17 16:30 | No | No | No | No | No | Standing | None | None | None | No | No | No |  | No | 2025-10-29 14:45 |  | csonner1 | 2025-10-29 14:45 | csonner1 | 2025-10-29 14:45 | No Photo Available | No Photo Available | http://data.mapchannels.com/dualmaps6/map.htm?lat=39.057161&lng=-84.387029
08 | HAMILTON | HAM | RA | 31069 |  | 0.016 |  | SHAMRA31069**C | HAM-31069-0.016 | 39.0555 | -84.3914 | 2025-12-31 | Active |  |  |  | State | HL0033840 | 2020-06-04 14:13 |  | State | A1 | Conventional | [14 empty] | No | No | No |  | HPS | 1 | 400 | [25 empty] | 2025-10-29 15:22 | NULL | 0 |  | csonner | 2020-06-04 14:13 | csonner1 | 2025-10-29 15:22 | No | No | No | No | No | Standing | None | None | None | No | No | No |  | No | 2025-10-29 15:22 |  | csonner1 | 2025-10-29 15:23 | csonner1 | 2025-10-29 15:23 | No Photo Available | No Photo Available | http://data.mapchannels.com/dualmaps6/map.htm?lat=39.055452&lng=-84.391408
08 | HAMILTON | HAM | RA | 31069 |  | 0.179 |  | SHAMRA31069**C | HAM-31069-0.179 | 39.0549 | -84.3943 | 2025-12-31 | Active |  |  |  | State | HL0013202 | 2020-06-04 14:17 |  | State | A2 | Conventional | No |  | AT | A |  |  |  | 1 |  |  |  |  | No | No | No | No | No |  | HPS | 1 | 200 | [25 empty] | 2025-10-29 15:24 | NULL | 0 |  | Dsnyder5 | 2018-06-08 14:37 | jritchie2 | 2026-06-16 15:51 | No | No | No | No | No | Standing | None | None | None | No | No | No |  | No | 2025-10-29 15:24 |  | csonner1 | 2025-10-29 15:24 | csonner1 | 2025-10-29 15:24 | No Photo Available | No Photo Available | http://data.mapchannels.com/dualmaps6/map.htm?lat=39.054890&lng=-84.394257
08 | HAMILTON | HAM | RA | 31069 |  | 0.203 |  | SHAMRA31069**C | HAM-31069-0.203 | 39.0548 | -84.3947 | 2025-12-31 | Active |  |  |  | State | HL0022739 | 2020-06-04 14:18 |  | State | A3 | Conventional | No |  | AT | A |  |  |  | 1 |  |  |  |  | No | No | No | No | No |  | HPS | 1 | 310 | [25 empty] | 2025-10-29 15:25 | NULL | 0 |  | Dsnyder5 | 2018-06-08 14:37 | jritchie2 | 2026-06-16 15:51 | No | No | No | No | No | Standing | None | None | None | No | No | No |  | No | 2025-10-29 15:25 |  | csonner1 | 2025-10-29 15:25 | csonner1 | 2025-10-29 15:25 | No Photo Available | No Photo Available | http://data.mapchannels.com/dualmaps6/map.htm?lat=39.054794&lng=-84.394737
08 | HAMILTON | HAM | RA | 31069 |  | 0.215 |  | SHAMRA31069**C | HAM-31069-0.215 | 39.055 | -84.3949 | 2025-12-31 | Active |  |  |  | State | HL0004513 | 2020-06-04 14:21 |  | State | A4 | Conventional | No |  | AT | A |  |  |  | 1 |  |  |  |  | No | No | No | No | No |  | HPS | 1 | 250 | [25 empty] | 2025-10-29 15:26 | NULL | 0 |  | Dsnyder5 | 2018-06-08 14:37 | jritchie2 | 2026-06-16 15:52 | No | No | No | No | No | Standing | None | None | None | No | No | No |  | No | 2025-10-29 15:26 |  | csonner1 | 2025-10-29 15:26 | csonner1 | 2025-10-29 15:26 | No Photo Available | No Photo Available | http://data.mapchannels.com/dualmaps6/map.htm?lat=39.054978&lng=-84.394895
08 | HAMILTON | HAM | RA | 31069 |  | 0.248 |  | SHAMRA31069**C | HAM-31069-0.248 | 39.0553 | -84.3953 | 2025-12-31 | Active |  |  |  | State | HL0033841 | 2020-06-04 14:34 |  | State | A5 | Conventional | No |  | AT | A |  |  |  | 1 |  |  |  |  | No | No | No | No | No |  | HPS | 1 | 250 | [25 empty] | 2025-10-29 15:28 | NULL | 0 |  | csonner | 2020-06-04 14:34 | jritchie2 | 2026-06-16 15:52 | No | No | No | No | No | Standing | None | None | None | No | No | No |  | No | 2025-10-29 15:28 |  | csonner1 | 2025-10-29 15:28 | csonner1 | 2025-10-29 15:28 | No Photo Available | No Photo Available | http://data.mapchannels.com/dualmaps6/map.htm?lat=39.055255&lng=-84.395329
08 | HAMILTON | HAM | RA | 31069 |  | 0.274 |  | SHAMRA31069**C | HAM-31069-0.274 | 39.0556 | -84.3953 | 2025-12-31 | Active |  |  |  | State | HL0025230 | 2020-06-04 14:32 |  | State | A6 | Conventional | No |  | AT | A |  |  |  | 1 |  |  |  |  | No | No | No | No | No |  | HPS | 1 | 200 | [25 empty] | 2025-10-29 15:30 | NULL | 0 |  | Dsnyder5 | 2018-06-08 14:38 | jritchie2 | 2026-06-16 15:53 | No | No | No | No | No | Standing | None | None | None | No | No | No |  | No | 2025-10-29 15:30 |  | csonner1 | 2025-10-29 15:30 | csonner1 | 2025-10-29 15:30 | No Photo Available | No Photo Available | http://data.mapchannels.com/dualmaps6/map.htm?lat=39.055613&lng=-84.395348
08 | HAMILTON | HAM | RA | 31069 |  | 0.303 |  | SHAMRA31069**C | HAM-31069-0.303 | 39.056 | -84.3951 | 2025-12-31 | Active |  |  |  | State | HL0009849 | 2020-06-04 14:42 |  | State | A7 | Conventional | No |  | AT | A |  |  |  | 1 |  |  |  |  | No | No | No | No | No |  | HPS | 1 | 310 | [25 empty] | 2025-10-29 15:30 | NULL | 0 |  | Dsnyder5 | 2018-06-08 14:38 | jritchie2 | 2026-06-16 15:53 | No | No | No | No | No | Standing | None | None | None | No | No | No |  | No | 2025-10-29 15:30 |  | csonner1 | 2025-10-29 15:31 | csonner1 | 2025-10-29 15:31 | No Photo Available | No Photo Available | http://data.mapchannels.com/dualmaps6/map.htm?lat=39.055954&lng=-84.395126
08 | HAMILTON | HAM | RA | 31069 |  | 0.331 |  | SHAMRA31069**C | HAM-31069-0.331 | 39.0561 | -84.3947 | 2025-12-31 | Active |  |  |  | State | HL0022980 | 2020-06-04 14:42 |  | State | A8 | Conventional | [14 empty] | No | No | No |  | HPS | 1 | 200 | [25 empty] | 2025-10-29 15:33 | NULL | 0 |  | Dsnyder5 | 2018-06-08 14:38 | csonner1 | 2025-10-29 15:32 | No | No | No | No | No | Standing | None | None | None | No | No | No |  | No | 2025-10-29 15:33 |  | csonner1 | 2025-10-29 15:33 | csonner1 | 2025-10-29 15:33 | No Photo Available | No Photo Available | http://data.mapchannels.com/dualmaps6/map.htm?lat=39.056132&lng=-84.394686
08 | HAMILTON | HAM | RA | 31069 |  | 0.359 |  | SHAMRA31069**C | HAM-31069-0.359 | 39.0562 | -84.3942 | 2025-12-31 | Active |  |  |  | State | HL0007536 | 2020-06-04 14:45 |  | State | A9 | Conventional | [14 empty] | No | No | No |  | HPS | 1 | 200 | [25 empty] | 2026-08-10 17:31 | NULL | 0 | 2026-08-10 17:31 | Dsnyder5 | 2018-06-08 14:38 | csonner1 | 2025-10-29 15:36 | No | No | No | No | No | Standing | None | None | None | No | No | No | RESET BRACKET ARM RESET POLE INSTALLED NUMBER 10 BRACKET ARM AND POLE CABLE INSTALLED TV THREE INSTALL INSTALLED FUSED PULL APART CONNECTOR KITS INSTALLED KTK FUSES INSTALL INSTALLED LED CONVENTIONAL FIXTURE | No | 2026-08-10 17:31 | 2026-08-10 17:31 | csonner1 | 2026-08-10 17:33 | csonner1 | 2026-08-10 17:33 | No Photo Available | https://collectorweb.dot.state.oh.us/arcgis/rest/services/HIGHWAY_LIGHTING/HighwayLighting_Reference/FeatureServer/7/594167/attachments/ | http://data.mapchannels.com/dualmaps6/map.htm?lat=39.056188&lng=-84.394179
08 | HAMILTON | HAM | RA | 31069 |  | 0.573 |  | SHAMRA31069**C | HAM-31069-0.573 | 39.0544 | -84.3915 | 2025-12-31 | Active |  |  |  | State | HL0042666 |  |  | State | PULL BOX | Other | [14 empty] | No | No | No |  | Other | 0 | [26 empty] | 2026-01-16 13:17 | NULL |  | 2026-01-16 13:17 | csonner1 | 2026-01-19 13:16 | csonner1 | 2026-01-19 13:16 | No | No | No | No | No | Standing | None | None | None | No | No | No | INSTALLED NEW PULL BOX | No | 2026-01-16 13:17 | 2026-01-16 13:17 | csonner1 | 2026-01-19 13:18 | csonner1 | 2026-01-19 13:18 | No Photo Available | No Photo Available | http://data.mapchannels.com/dualmaps6/map.htm?lat=39.054382&lng=-84.391454
08 | HAMILTON | HAM | RA | 31070 |  | 0.032 |  | SHAMRA31070**C | HAM-31070-0.032 | 39.0626 | -84.4226 | 2025-12-31 | Active |  |  |  | State | HL0000238 |  |  | State | A3-1 | Conventional | [14 empty] | No | No | No |  | HPS | [27 empty] | 2024-06-28 10:33 | NULL |  |  | Dsnyder5 | 2018-06-08 13:57 | jhudson | 2022-06-22 17:01 | No | No | No | No | No | Standing | None | None | None | No | No | No |  |  | 2024-06-28 10:33 |  | ascott3 | 2024-06-28 10:33 | ascott3 | 2024-06-28 10:33 | No Photo Available | No Photo Available | http://data.mapchannels.com/dualmaps6/map.htm?lat=39.062575&lng=-84.422645
08 | HAMILTON | HAM | RA | 31070 |  | 0.069 |  | SHAMRA31070**C | HAM-31070-0.069 | 39.0621 | -84.4226 | 2025-12-31 | Active |  |  |  | State | HL0017059 |  |  | State | A3-2 | Conventional | [14 empty] | No | No | No |  | HPS | [27 empty] | 2025-06-03 13:41 | NULL |  | 2025-06-03 13:40 | Dsnyder5 | 2018-06-08 13:57 | jhudson | 2022-06-22 17:01 | No | No | No | No | No | Standing | None | None | None | No | No | No |  | No | 2025-06-03 13:41 | 2025-06-03 13:40 | ascott3 | 2025-06-03 13:41 | ascott3 | 2025-06-03 13:41 | No Photo Available | https://collectorweb.dot.state.oh.us/arcgis/rest/services/HIGHWAY_LIGHTING/HighwayLighting_Reference/FeatureServer/7/550048/attachments/ | http://data.mapchannels.com/dualmaps6/map.htm?lat=39.062063&lng=-84.422642
08 | HAMILTON | HAM | RA | 31070 |  | 0.104 |  | SHAMRA31070**C | HAM-31070-0.104 | 39.0616 | -84.4228 | 2025-12-31 | Active |  |  |  | State | HL0002755 |  |  | State | A3-3 | Conventional | [14 empty] | No | No | No |  | HPS | [27 empty] | 2025-10-14 13:23 | NULL |  |  | Dsnyder5 | 2018-06-08 13:57 | jhudson | 2022-06-22 17:01 | No | No | No | No | No | Standing | None | None | None | No | No | No |  | No | 2025-10-14 13:23 |  | mneeley | 2025-10-14 13:23 | mneeley | 2025-10-14 13:23 | No Photo Available | No Photo Available | http://data.mapchannels.com/dualmaps6/map.htm?lat=39.061580&lng=-84.422803
08 | HAMILTON | HAM | RA | 31070 |  | 0.14 |  | SHAMRA31070**C | HAM-31070-0.140 | 39.0611 | -84.4231 | 2025-12-31 | Active |  |  |  | State | HL0020295 |  |  | State | A3-4 | Conventional | [14 empty] | No | No | No |  | HPS | [27 empty] | 2025-10-14 13:23 | NULL |  |  | Dsnyder5 | 2018-06-08 13:57 | jhudson | 2022-06-22 17:00 | No | No | No | No | No | Standing | None | None | None | No | No | No |  | No | 2025-10-14 13:23 |  | mneeley | 2025-10-14 13:23 | mneeley | 2025-10-14 13:23 | No Photo Available | No Photo Available | http://data.mapchannels.com/dualmaps6/map.htm?lat=39.061130&lng=-84.423112
08 | HAMILTON | HAM | RA | 31070 |  | 0.175 |  | SHAMRA31070**C | HAM-31070-0.175 | 39.0608 | -84.4235 | 2025-12-31 | Active |  |  |  | State | HL0023513 |  |  | State | A3-5 | Conventional | [14 empty] | No | No | No |  | HPS | [27 empty] | 2025-10-14 13:23 | NULL |  |  | Dsnyder5 | 2018-06-08 13:57 | jhudson | 2022-06-22 17:00 | No | No | No | No | No | Standing | None | None | None | No | No | No |  | No | 2025-10-14 13:23 |  | mneeley | 2025-10-14 13:23 | mneeley | 2025-10-14 13:23 | No Photo Available | No Photo Available | http://data.mapchannels.com/dualmaps6/map.htm?lat=39.060757&lng=-84.423527
08 | HAMILTON | HAM | RA | 31070 |  | 0.211 |  | SHAMRA31070**C | HAM-31070-0.211 | 39.0605 | -84.424 | 2025-12-31 | Active |  |  |  | State | HL0000846 |  |  | State | A3-6 | Conventional | [14 empty] | No | No | No |  | HPS | [27 empty] | 2025-10-14 13:23 | NULL |  |  | Dsnyder5 | 2018-06-08 13:57 | jhudson | 2022-06-22 17:00 | No | No | No | No | No | Standing | None | None | None | No | No | No |  | No | 2025-10-14 13:23 |  | mneeley | 2025-10-14 13:24 | mneeley | 2025-10-14 13:24 | No Photo Available | No Photo Available | http://data.mapchannels.com/dualmaps6/map.htm?lat=39.060466&lng=-84.424048
08 | HAMILTON | HAM | RA | 31070 |  | 0.238 |  | SHAMRA31070**C | HAM-31070-0.238 | 39.0603 | -84.4245 | 2025-12-31 | Active |  |  |  | State | HL0016252 |  |  | State | A3-7 | Conventional | [14 empty] | No | No | No |  | HPS | [27 empty] | 2025-10-14 13:24 | NULL |  |  | Dsnyder5 | 2018-06-08 13:54 | jhudson | 2022-06-22 17:00 | No | No | No | No | No | Standing | None | None | None | No | No | No |  | No | 2025-10-14 13:24 |  | mneeley | 2025-10-14 13:24 | mneeley | 2025-10-14 13:24 | No Photo Available | No Photo Available | http://data.mapchannels.com/dualmaps6/map.htm?lat=39.060262&lng=-84.424488
08 | HAMILTON | HAM | RA | 31070 |  | 0.267 |  | SHAMRA31070**C | HAM-31070-0.267 | 39.0601 | -84.4249 | 2025-12-31 | Active |  |  |  | State | HL0011763 |  |  | State | A3-8 | Conventional | [14 empty] | No | No | No |  | HPS | [27 empty] | 2025-10-14 13:24 | NULL |  |  | Dsnyder5 | 2018-06-08 13:54 | jhudson | 2022-06-22 16:59 | No | No | No | No | No | Standing | None | None | None | No | No | No |  | No | 2025-10-14 13:24 |  | mneeley | 2025-10-14 13:24 | mneeley | 2025-10-14 13:24 | No Photo Available | No Photo Available | http://data.mapchannels.com/dualmaps6/map.htm?lat=39.060058&lng=-84.424949
08 | HAMILTON | HAM | RA | 31070 |  | 0.299 |  | SHAMRA31070**C | HAM-31070-0.299 | 39.0598 | -84.4255 | 2025-12-31 | Active |  |  |  | State | HL0006952 |  |  | State | A3-9 | Conventional | [14 empty] | No | No | No |  | HPS | [27 empty] | 2025-10-14 13:24 | NULL |  |  | Dsnyder5 | 2018-06-08 13:54 | jhudson | 2022-06-22 16:58 | No | No | No | No | No | Standing | None | None | None | No | No | No |  | No | 2025-10-14 13:24 |  | mneeley | 2025-10-14 13:24 | mneeley | 2025-10-14 13:24 | No Photo Available | No Photo Available | http://data.mapchannels.com/dualmaps6/map.htm?lat=39.059822&lng=-84.425472
08 | HAMILTON | HAM | RA | 31070 |  | 0.332 |  | SHAMRA31070**C | HAM-31070-0.332 | 39.0596 | -84.426 | 2025-12-31 | Active |  |  |  | State | HL0013704 |  |  | State | A3-10 | Conventional | [14 empty] | No | No | No |  | HPS | [27 empty] | 2025-10-14 13:25 | NULL |  |  | Dsnyder5 | 2018-06-08 13:54 | jhudson | 2022-06-22 16:58 | No | No | No | No | No | Standing | None | None | None | No | No | No |  | No | 2025-10-14 13:25 |  | mneeley | 2025-10-14 13:25 | mneeley | 2025-10-14 13:25 | No Photo Available | No Photo Available | http://data.mapchannels.com/dualmaps6/map.htm?lat=39.059576&lng=-84.425995
08 | HAMILTON | HAM | RA | 31071 |  | 0.007 |  | SHAMRA31071**C | HAM-31071-0.007 | 39.0591 | -84.4256 | 2025-12-31 | Active |  |  |  | State | HL0012125 |  |  | State | A1-4 | Conventional | [14 empty] | No | No | No |  | HPS | [27 empty] | 2025-10-14 13:25 | NULL |  |  | Dsnyder5 | 2018-06-08 13:54 | jhudson | 2022-06-22 17:21 | No | No | No | No | No | Standing | None | None | None | No | No | No |  | No | 2025-10-14 13:25 |  | mneeley | 2025-10-14 13:25 | mneeley | 2025-10-14 13:25 | No Photo Available | No Photo Available | http://data.mapchannels.com/dualmaps6/map.htm?lat=39.059120&lng=-84.425606
08 | HAMILTON | HAM | RA | 31071 |  | 0.04 |  | SHAMRA31071**C | HAM-31071-0.040 | 39.0593 | -84.425 | 2025-12-31 | Active |  |  |  | State | HL0020006 |  |  | State | A1-5 | Conventional | [14 empty] | No | No | No |  | HPS | [27 empty] | 2025-10-14 13:26 | NULL |  |  | Dsnyder5 | 2018-06-08 13:54 | jhudson | 2022-06-22 17:22 | No | No | No | No | No | Standing | None | None | None | No | No | No |  | No | 2025-10-14 13:26 |  | mneeley | 2025-10-14 13:26 | mneeley | 2025-10-14 13:26 | No Photo Available | No Photo Available | http://data.mapchannels.com/dualmaps6/map.htm?lat=39.059333&lng=-84.425040
08 | HAMILTON | HAM | RA | 31071 |  | 0.073 |  | SHAMRA31071**C | HAM-31071-0.073 | 39.0595 | -84.4245 | 2025-12-31 | Active |  |  |  | State | HL0006011 |  |  | State | A1-6 | Conventional | [14 empty] | No | No | No |  | HPS | 1 | [26 empty] | 2025-10-14 13:26 | NULL |  |  | Dsnyder5 | 2018-06-08 13:55 | ascott3 | 2025-08-28 15:42 | No | No | No | No | No | Standing | None | None | None | No | No | No |  | No | 2025-10-14 13:26 |  | mneeley | 2025-10-14 13:26 | mneeley | 2025-10-14 13:26 | No Photo Available | No Photo Available | http://data.mapchannels.com/dualmaps6/map.htm?lat=39.059543&lng=-84.424482
08 | HAMILTON | HAM | RA | 31071 |  | 0.108 |  | SHAMRA31071**C | HAM-31071-0.108 | 39.0597 | -84.4239 | 2025-12-31 | Active |  |  |  | State | HL0003620 |  |  | State | A1-7 | Conventional | [14 empty] | No | No | No |  | HPS | 1 | [26 empty] | 2025-10-14 13:26 | NULL |  |  | Dsnyder5 | 2018-06-08 13:55 | ascott3 | 2025-08-28 15:43 | No | No | No | No | No | Standing | None | None | None | No | No | No |  | No | 2025-10-14 13:26 |  | mneeley | 2025-10-14 13:26 | mneeley | 2025-10-14 13:26 | No Photo Available | No Photo Available | http://data.mapchannels.com/dualmaps6/map.htm?lat=39.059701&lng=-84.423887
08 | HAMILTON | HAM | RA | 31071 |  | 0.14 |  | SHAMRA31071**C | HAM-31071-0.140 | 39.0598 | -84.4233 | 2025-12-31 | Active |  |  |  | State | HL0017579 |  |  | State | A1-8 | Conventional | [14 empty] | No | No | No |  | HPS | [27 empty] | 2025-10-14 13:27 | NULL |  |  | Dsnyder5 | 2018-06-08 13:55 | jhudson | 2022-06-22 17:23 | No | No | No | No | No | Standing | None | None | None | No | No | No |  | No | 2025-10-14 13:27 |  | mneeley | 2025-10-14 13:27 | mneeley | 2025-10-14 13:27 | No Photo Available | No Photo Available | http://data.mapchannels.com/dualmaps6/map.htm?lat=39.059758&lng=-84.423308
08 | HAMILTON | HAM | RA | 31071 |  | 0.186 |  | SHAMRA31071**C | HAM-31071-0.186 | 39.0597 | -84.4225 | 2025-12-31 | Active |  |  |  | State | HL0010216 |  |  | State | A1-9 | Conventional | [14 empty] | No | No | No |  | HPS | [27 empty] | 2025-10-14 13:27 | NULL |  |  | Dsnyder5 | 2018-06-08 13:55 | jhudson | 2022-06-22 17:24 | No | No | No | No | No | Standing | None | None | None | No | No | No |  | No | 2025-10-14 13:27 |  | mneeley | 2025-10-14 13:27 | mneeley | 2025-10-14 13:27 | No Photo Available | No Photo Available | http://data.mapchannels.com/dualmaps6/map.htm?lat=39.059699&lng=-84.422479
08 | HAMILTON | HAM | RA | 31071 |  | 0.23 |  | SHAMRA31071**C | HAM-31071-0.230 | 39.0596 | -84.4217 | 2025-12-31 | Active |  |  |  | State | HL0003147 |  |  | State | A1-10 | Conventional | [14 empty] | No | No | No |  | HPS | [27 empty] | 2025-10-14 14:00 | NULL |  |  | Dsnyder5 | 2018-06-08 13:55 | jhudson | 2022-06-22 17:25 | No | No | No | No | No | Standing | None | None | None | No | No | No |  | Yes | 2025-10-14 14:00 |  | mneeley | 2025-10-14 14:01 | mneeley | 2025-10-14 14:01 | No Photo Available | https://collectorweb.dot.state.oh.us/arcgis/rest/services/HIGHWAY_LIGHTING/HighwayLighting_Reference/FeatureServer/7/568463/attachments/ | http://data.mapchannels.com/dualmaps6/map.htm?lat=39.059554&lng=-84.421671
08 | HAMILTON | HAM | RA | 31071 |  | 0.277 |  | SHAMRA31071**C | HAM-31071-0.277 | 39.0594 | -84.4208 | 2025-12-31 | Active |  |  |  | State | HL0003133 |  |  | State | A1-11 | Conventional | [14 empty] | No | No | No |  | HPS | [27 empty] | 2025-10-14 13:27 | NULL |  |  | Dsnyder5 | 2018-06-08 13:55 | jhudson | 2022-06-22 17:26 | No | No | No | No | No | Standing | None | None | None | No | No | No |  | No | 2025-10-14 13:27 |  | mneeley | 2025-10-14 13:28 | mneeley | 2025-10-14 13:28 | No Photo Available | No Photo Available | http://data.mapchannels.com/dualmaps6/map.htm?lat=39.059437&lng=-84.420832
08 | HAMILTON | HAM | RA | 31071 |  | 0.307 |  | SHAMRA31071**C | HAM-31071-0.307 | 39.0588 | -84.4197 | 2025-12-31 | Active |  |  |  | State | HL0008595 |  |  | State |  | Conventional | [14 empty] | No | No | No |  | HPS | [28 empty] | NULL |  |  | Dsnyder5 | 2018-06-08 14:02 | Dsnyder5 | 2018-07-24 16:13 | [20 empty] | No Photo Available | No Photo Available | http://data.mapchannels.com/dualmaps6/map.htm?lat=39.058785&lng=-84.419737
08 | HAMILTON | HAM | RA | 31071 |  | 0.307 |  | SHAMRA31071**C | HAM-31071-0.307 | 39.0589 | -84.4202 | 2025-12-31 | Active |  |  |  | State | HL0002917 |  |  | State |  | Conventional | [14 empty] | No | No | No |  | HPS | [28 empty] | NULL |  |  | Dsnyder5 | 2018-06-08 13:57 | Dsnyder5 | 2018-07-24 16:13 | [20 empty] | No Photo Available | No Photo Available | http://data.mapchannels.com/dualmaps6/map.htm?lat=39.058856&lng=-84.420202
08 | HAMILTON | HAM | RA | 31073 |  | 0.03 |  | SHAMRA31073**C | HAM-31073-0.030 | 39.0614 | -84.4217 | 2025-12-31 | Active |  |  |  | State | HL0022247 |  |  | State | C1-0 | Conventional | [14 empty] | No | No | No |  | HPS | 1 | [27 empty] | NULL |  |  | Dsnyder5 | 2018-06-08 13:56 | mneeley | 2025-10-14 11:23 | [20 empty] | No Photo Available | No Photo Available | http://data.mapchannels.com/dualmaps6/map.htm?lat=39.061372&lng=-84.421709
08 | HAMILTON | HAM | RA | 31073 |  | 0.047 |  | SHAMRA31073**C | HAM-31073-0.047 | 39.0616 | -84.4219 | 2025-12-31 | Active |  |  |  | State | HL0007990 |  |  | State | K-4 | Conventional | No |  | AT | A |  |  |  | 1 |  |  |  |  | No | No | No | No | No |  | LED | 1 |  | 120 |  | No |  | Philips Lumec |  | 480 L-L | [19 empty] | NULL |  |  | Dsnyder5 | 2018-06-08 14:00 | jritchie2 | 2026-06-11 16:32 | [20 empty] | No Photo Available | No Photo Available | http://data.mapchannels.com/dualmaps6/map.htm?lat=39.061642&lng=-84.421875
08 | HAMILTON | HAM | RA | 31073 |  | 0.066 |  | SHAMRA31073**C | HAM-31073-0.066 | 39.0618 | -84.4216 | 2025-12-31 | Active |  |  |  | State | HL0010762 |  |  | State | C1-1 | Conventional | [14 empty] | No | No | No |  | HPS | [27 empty] | 2025-10-14 13:30 | NULL |  |  | Dsnyder5 | 2018-06-08 13:59 | jhudson | 2022-06-20 17:50 | No | No | No | No | No | Standing | None | None | None | No | No | No |  | No | 2025-10-14 13:30 |  | mneeley | 2025-10-14 13:30 | mneeley | 2025-10-14 13:30 | No Photo Available | No Photo Available | http://data.mapchannels.com/dualmaps6/map.htm?lat=39.061828&lng=-84.421586
08 | HAMILTON | HAM | RA | 31073 |  | 0.095 |  | SHAMRA31073**C | HAM-31073-0.095 | 39.0621 | -84.4212 | 2025-12-31 | Active |  |  |  | State | HL0007933 |  |  | State | C1-2 | Conventional | [14 empty] | No | No | No |  | HPS | [27 empty] | 2025-10-14 13:30 | NULL |  |  | Dsnyder5 | 2018-06-08 13:59 | jhudson | 2022-06-20 17:51 | No | No | No | No | No | Standing | None | None | None | No | No | No |  | No | 2025-10-14 13:30 |  | mneeley | 2025-10-14 13:30 | mneeley | 2025-10-14 13:30 | No Photo Available | No Photo Available | http://data.mapchannels.com/dualmaps6/map.htm?lat=39.062074&lng=-84.421194
08 | HAMILTON | HAM | RA | 31073 |  | 0.123 |  | SHAMRA31073**C | HAM-31073-0.123 | 39.0621 | -84.4207 | 2025-12-31 | Active |  |  |  | State | HL0012192 |  |  | State | C1-3 | Conventional | [14 empty] | No | No | No |  | HPS | [27 empty] | 2025-10-14 13:30 | NULL |  |  | Dsnyder5 | 2018-06-08 13:59 | jhudson | 2022-06-20 17:52 | No | No | No | No | No | Standing | None | None | None | No | No | No |  | No | 2025-10-14 13:30 |  | mneeley | 2025-10-14 13:30 | mneeley | 2025-10-14 13:30 | No Photo Available | No Photo Available | http://data.mapchannels.com/dualmaps6/map.htm?lat=39.062084&lng=-84.420695
08 | HAMILTON | HAM | RA | 31073 |  | 0.152 |  | SHAMRA31073**C | HAM-31073-0.152 | 39.0619 | -84.4203 | 2025-12-31 | Active |  |  |  | State | HL0002623 |  |  | State | C1-4 | Conventional | [14 empty] | No | No | No |  | HPS | [27 empty] | 2025-10-14 13:31 | NULL |  |  | Dsnyder5 | 2018-06-08 14:00 | jhudson | 2022-06-20 13:56 | No | No | No | No | No | Standing | None | None | None | No | No | No |  | No | 2025-10-14 13:31 |  | mneeley | 2025-10-14 13:31 | mneeley | 2025-10-14 13:31 | No Photo Available | No Photo Available | http://data.mapchannels.com/dualmaps6/map.htm?lat=39.061861&lng=-84.420287
08 | HAMILTON | HAM | RA | 31073 |  | 0.182 |  | SHAMRA31073**C | HAM-31073-0.182 | 39.0615 | -84.4201 | 2025-12-31 | Active |  |  |  | State | HL0019812 |  |  | State | C1-5 | Conventional | [14 empty] | No | No | No |  | HPS | [27 empty] | 2025-10-14 13:31 | NULL |  |  | Dsnyder5 | 2018-06-08 14:00 | jhudson | 2022-06-20 17:53 | No | No | No | No | No | Standing | None | None | None | No | No | No |  | No | 2025-10-14 13:31 |  | mneeley | 2025-10-14 13:31 | mneeley | 2025-10-14 13:31 | No Photo Available | No Photo Available | http://data.mapchannels.com/dualmaps6/map.htm?lat=39.061497&lng=-84.420118
08 | HAMILTON | HAM | RA | 31073 |  | 0.211 |  | SHAMRA31073**C | HAM-31073-0.211 | 39.0611 | -84.4203 | 2025-12-31 | Active |  |  |  | State | HL0024211 |  |  | State | C1-6 | Conventional | [14 empty] | No | No | No |  | HPS | [27 empty] | 2025-12-29 18:17 | NULL |  | 2025-12-29 18:17 | Dsnyder5 | 2018-06-08 13:56 | jhudson | 2022-06-20 17:54 | No | No | No | No | No | Standing | None | None | None | No | No | No | Pole was rerect back up with a new light on it | No | 2025-12-29 18:17 | 2025-12-29 18:17 | ascott3 | 2025-12-29 18:17 | ascott3 | 2025-12-29 18:17 | No Photo Available | https://collectorweb.dot.state.oh.us/arcgis/rest/services/HIGHWAY_LIGHTING/HighwayLighting_Reference/FeatureServer/7/583323/attachments/ | http://data.mapchannels.com/dualmaps6/map.htm?lat=39.061130&lng=-84.420266
08 | HAMILTON | HAM | RA | 31073 |  | 0.24 |  | SHAMRA31073**C | HAM-31073-0.240 | 39.0608 | -84.4206 | 2025-12-31 | Active |  |  |  | State | HL0009095 |  |  | State | D2-12 | Conventional | [14 empty] | No | No | No |  | HPS | [27 empty] | 2025-10-14 13:57 | NULL |  |  | Dsnyder5 | 2018-06-08 13:56 | ascott3 | 2024-06-25 14:22 | No | No | No | No | No | Standing | None | None | None | No | No | No |  | No | 2025-10-14 13:57 |  | mneeley | 2025-10-14 13:58 | mneeley | 2025-10-14 13:58 | No Photo Available | No Photo Available | http://data.mapchannels.com/dualmaps6/map.htm?lat=39.060772&lng=-84.420593
08 | HAMILTON | HAM | RA | 31073 |  | 0.24 |  | SHAMRA31073**C | HAM-31073-0.240 | 39.0609 | -84.4207 | 2025-12-31 | Active |  |  |  | State | HL0011271 |  |  | State | C1-7 | Conventional | [14 empty] | No | No | No |  | HPS | [27 empty] | 2025-10-14 13:31 | NULL |  |  | Dsnyder5 | 2018-06-08 13:56 | ascott3 | 2024-06-25 14:23 | No | No | No | No | No | Standing | None | None | None | No | No | No |  | No | 2025-10-14 13:31 |  | mneeley | 2025-10-14 13:32 | mneeley | 2025-10-14 13:32 | No Photo Available | No Photo Available | http://data.mapchannels.com/dualmaps6/map.htm?lat=39.060899&lng=-84.420660
08 | HAMILTON | HAM | RA | 31073 |  | 0.268 |  | SHAMRA31073**C | HAM-31073-0.268 | 39.0608 | -84.4211 | 2025-12-31 | Active |  |  |  | State | HL0003333 |  |  | State | C1-7 | Conventional | [14 empty] | No | No | No |  | HPS | [27 empty] | 2025-10-14 13:32 | NULL |  |  | Dsnyder5 | 2018-06-08 13:56 | jhudson | 2022-06-20 17:54 | No | No | No | No | No | Standing | None | None | None | No | No | No |  | No | 2025-10-14 13:32 |  | mneeley | 2025-10-14 13:32 | mneeley | 2025-10-14 13:32 | No Photo Available | No Photo Available | http://data.mapchannels.com/dualmaps6/map.htm?lat=39.060824&lng=-84.421148
08 | HAMILTON | HAM | RA | 31073 |  | 0.299 |  | SHAMRA31073**C | HAM-31073-0.299 | 39.0608 | -84.4217 | 2025-12-31 | Active |  |  |  | State | HL0015181 |  |  | State | d2-13 | Conventional | [14 empty] | No | No | No |  | HPS | [27 empty] | 2025-10-14 13:32 | NULL |  |  | Dsnyder5 | 2018-06-08 13:56 | ascott3 | 2024-06-25 15:38 | No | No | No | No | No | Standing | None | None | None | No | No | No |  | No | 2025-10-14 13:32 |  | mneeley | 2025-10-14 13:32 | mneeley | 2025-10-14 13:32 | No Photo Available | No Photo Available | http://data.mapchannels.com/dualmaps6/map.htm?lat=39.060776&lng=-84.421714
08 | HAMILTON | HAM | RA | 31073 |  | 0.335 |  | SHAMRA31073**C | HAM-31073-0.335 | 39.0607 | -84.4224 | 2025-12-31 | Active |  |  |  | State | HL0003992 |  |  | State | A2-2 | Conventional | [14 empty] | No | No | No |  | HPS | [27 empty] | 2025-10-14 13:32 | NULL |  |  | Dsnyder5 | 2018-06-08 13:56 | jhudson | 2022-06-22 17:19 | No | No | No | No | No | Standing | None | None | None | No | No | No |  | No | 2025-10-14 13:32 |  | mneeley | 2025-10-14 13:33 | mneeley | 2025-10-14 13:33 | No Photo Available | No Photo Available | http://data.mapchannels.com/dualmaps6/map.htm?lat=39.060693&lng=-84.422374
08 | HAMILTON | HAM | RA | 31073 |  | 0.372 |  | SHAMRA31073**C | HAM-31073-0.372 | 39.0606 | -84.423 | 2025-12-31 | Active |  |  |  | State | HL0024300 |  |  | State | A2-3 | Conventional | [14 empty] | No | No | No |  | HPS | [27 empty] | 2025-10-14 13:33 | NULL |  |  | Dsnyder5 | 2018-06-08 13:55 | jhudson | 2022-06-22 17:20 | No | No | No | No | No | Standing | None | None | None | No | No | No |  | No | 2025-10-14 13:33 |  | mneeley | 2025-10-14 13:33 | mneeley | 2025-10-14 13:33 | No Photo Available | No Photo Available | http://data.mapchannels.com/dualmaps6/map.htm?lat=39.060568&lng=-84.423042
08 | HAMILTON | HAM | RA | 31075 |  | 0.009 |  | SHAMRA31075**C | HAM-31075-0.009 | 39.2457 | -84.3043 | 2025-12-31 | Active |  |  |  | State | HL0026305 | 2020-03-12 18:10 |  | State | D2-L5 | Conventional | No |  | AT | A |  |  |  | 1 |  |  |  |  | No | No | No | No | No |  | HPS | 1 | 200 |  |  | No | [22 empty] | 2025-11-19 08:51 | NULL | 0 |  | mhurlow1 | 2018-05-24 11:21 | jritchie2 | 2026-06-25 16:41 | No | No | No | No | No | Standing | None | None | None | No | No | No |  | No | 2025-11-19 08:51 |  | ascott3 | 2025-11-19 08:51 | ascott3 | 2025-11-19 08:51 | No Photo Available | No Photo Available | http://data.mapchannels.com/dualmaps6/map.htm?lat=39.245736&lng=-84.304284
08 | HAMILTON | HAM | RA | 31075 |  | 0.137 |  | SHAMRA31075**C | HAM-31075-0.137 | 39.2442 | -84.3029 | 2025-12-31 | Active |  |  |  | State | HL0012625 | 2020-03-12 18:11 |  | State | D2-L4 | Conventional | No |  | AT | A |  |  |  | 1 |  |  |  |  | No | No | No | No | No |  | HPS | 1 | 200 |  |  | No | [22 empty] | 2025-11-19 08:51 | NULL | 0 |  | mhurlow1 | 2018-05-24 11:23 | jritchie2 | 2026-06-25 16:41 | No | No | No | No | No | Standing | None | None | None | No | No | No |  | No | 2025-11-19 08:51 |  | ascott3 | 2025-11-19 08:51 | ascott3 | 2025-11-19 08:51 | No Photo Available | No Photo Available | http://data.mapchannels.com/dualmaps6/map.htm?lat=39.244189&lng=-84.302928
08 | HAMILTON | HAM | RA | 31075 |  | 0.168 |  | SHAMRA31075**C | HAM-31075-0.168 | 39.2439 | -84.3025 | 2025-12-31 | Active |  |  |  | State | HL0010011 | 2020-03-12 18:13 |  | State | D2-L3 | Conventional | No |  | AT | A |  |  |  | 1 |  |  |  |  | No | No | No | No | No |  | HPS | 1 | 400 |  |  | No | [22 empty] | 2025-11-19 08:52 | NULL | 0 |  | mhurlow1 | 2018-05-24 11:33 | jritchie2 | 2026-06-25 16:42 | No | No | No | No | No | Standing | None | None | None | No | No | No |  | No | 2025-11-19 08:52 |  | ascott3 | 2025-11-19 08:52 | ascott3 | 2025-11-19 08:52 | No Photo Available | No Photo Available | http://data.mapchannels.com/dualmaps6/map.htm?lat=39.243862&lng=-84.302483
08 | HAMILTON | HAM | RA | 31075 |  | 0.171 |  | SHAMRA31075**C | HAM-31075-0.171 | 39.2438 | -84.3026 | 2025-12-31 | Active |  |  |  | State | HL0006280 | 2020-03-12 18:15 |  | State | D2-L2 | Conventional | [7 empty] | 1 | [6 empty] | No | No | No |  | HPS | 1 | 200 | [25 empty] | 2025-11-19 08:51 | NULL | 0 |  | mhurlow1 | 2018-05-24 11:34 | dturner | 2020-03-12 18:16 | No | No | No | No | No | Standing | None | None | None | No | No | No |  | No | 2025-11-19 08:51 |  | ascott3 | 2025-11-19 08:52 | ascott3 | 2025-11-19 08:52 | No Photo Available | No Photo Available | http://data.mapchannels.com/dualmaps6/map.htm?lat=39.243760&lng=-84.302631
08 | HAMILTON | HAM | RA | 31075 |  | 0.503 |  | SHAMRA31075**C | HAM-31075-0.503 | 39.2392 | -84.3017 | 2025-12-31 | Active |  |  |  | State | HL0008859 | 2020-03-12 18:16 |  | State | D2-L1 | Conventional | No |  | AT | A |  |  |  | 1 |  |  |  |  | No | No | No | No | No |  | HPS | 1 | 200 |  |  | No | [22 empty] | 2025-11-19 08:53 | NULL | 0 |  | mhurlow1 | 2018-05-24 11:35 | jritchie2 | 2026-06-25 16:33 | No | No | No | No | No | Standing | None | None | None | No | No | No |  | No | 2025-11-19 08:53 |  | ascott3 | 2025-11-19 08:53 | ascott3 | 2025-11-19 08:53 | No Photo Available | No Photo Available | http://data.mapchannels.com/dualmaps6/map.htm?lat=39.239246&lng=-84.301748
08 | HAMILTON | HAM | RA | 31076 |  | 0.003 |  | SHAMRA31076**C | HAM-31076-0.003 | 39.2456 | -84.2975 | 2025-12-31 | Active |  |  |  | State | HL0025598 | 2020-03-13 18:38 |  | State | C2-L2 | Conventional | No |  | AT | A |  |  |  | 1 |  |  |  |  | No | No | No | No | No |  | HPS | 1 | 200 |  |  | No | [22 empty] | 2025-11-19 08:54 | NULL | 0 |  | mhurlow1 | 2018-05-24 11:27 | jritchie2 | 2026-06-25 16:09 | No | No | No | No | No | Standing | None | None | None | No | No | No |  | No | 2025-11-19 08:54 |  | ascott3 | 2025-11-19 08:54 | ascott3 | 2025-11-19 08:54 | No Photo Available | No Photo Available | http://data.mapchannels.com/dualmaps6/map.htm?lat=39.245644&lng=-84.297535
08 | HAMILTON | HAM | RA | 31076 |  | 0.043 |  | SHAMRA31076**C | HAM-31076-0.043 | 39.2451 | -84.2977 | 2025-12-31 | Active |  |  |  | State | HL0025856 | 2020-03-13 18:38 |  | State | C2-L1 | Conventional | No |  | AT | A |  |  |  | 1 |  |  |  |  | No | No | No | No | No |  | HPS | 1 | 200 |  |  | No | [22 empty] | 2025-11-19 08:54 | NULL | 0 |  | mhurlow1 | 2018-05-24 11:26 | jritchie2 | 2026-06-25 16:23 | No | No | No | No | No | Standing | None | None | None | No | No | No |  | No | 2025-11-19 08:54 |  | ascott3 | 2025-11-19 08:55 | ascott3 | 2025-11-19 08:55 | No Photo Available | No Photo Available | http://data.mapchannels.com/dualmaps6/map.htm?lat=39.245074&lng=-84.297659
08 | HAMILTON | HAM | RA | 31076 |  | 0.13 |  | SHAMRA31076**C | HAM-31076-0.130 | 39.2443 | -84.2987 | 2025-12-31 | Active |  |  |  | State | HL0002400 | 2020-03-13 18:40 |  | State | C2-L3 | Conventional | No |  | AT | A |  |  |  | 1 |  |  |  |  | No | No | No | No | No |  | HPS | 1 | 310 |  |  | No | [22 empty] | 2025-11-19 08:55 | NULL | 0 |  | mhurlow1 | 2018-05-24 11:25 | jritchie2 | 2026-06-25 16:25 | No | No | No | No | No | Standing | None | None | None | No | No | No |  | No | 2025-11-19 08:55 |  | ascott3 | 2025-11-19 08:55 | ascott3 | 2025-11-19 08:55 | No Photo Available | No Photo Available | http://data.mapchannels.com/dualmaps6/map.htm?lat=39.244291&lng=-84.298669
08 | HAMILTON | HAM | RA | 31076 |  | 0.389 |  | SHAMRA31076**C | HAM-31076-0.389 | 39.2453 | -84.303 | 2025-12-31 | Active |  |  |  | State | HL0015558 | 2020-03-13 18:41 |  | State | C2-L4 | Conventional | No |  | AT | A |  |  |  | 1 |  |  |  |  | No | No | No | No | No |  | HPS | 1 | 200 |  |  | No | [22 empty] | 2025-11-19 08:51 | NULL | 0 |  | mhurlow1 | 2018-05-24 11:21 | jritchie2 | 2026-06-25 16:37 | No | No | No | No | No | Standing | None | None | None | No | No | No |  | No | 2025-11-19 08:51 |  | ascott3 | 2025-11-19 08:51 | ascott3 | 2025-11-19 08:51 | No Photo Available | No Photo Available | http://data.mapchannels.com/dualmaps6/map.htm?lat=39.245294&lng=-84.302989
08 | HAMILTON | HAM | RA | 31076 |  | 0.458 |  | SHAMRA31076**C | HAM-31076-0.458 | 39.2461 | -84.3038 | 2025-12-31 | Active |  |  |  | State | HL0003655 | 2020-03-13 18:42 |  | State | C2-L5 | Conventional | No |  | AT | A |  |  |  | 1 |  |  |  |  | No | No | No | No | No |  | HPS | 1 | 200 |  |  | No | [22 empty] | 2025-11-19 08:50 | NULL | 0 |  | mhurlow1 | 2018-05-24 11:21 | jritchie2 | 2026-06-25 16:38 | No | No | No | No | No | Standing | None | None | None | No | No | No |  | No | 2025-11-19 08:50 |  | ascott3 | 2025-11-19 08:51 | ascott3 | 2025-11-19 08:51 | No Photo Available | No Photo Available | http://data.mapchannels.com/dualmaps6/map.htm?lat=39.246083&lng=-84.303774
08 | HAMILTON | HAM | RA | 31077 |  | 0.003 |  | SHAMRA31077**C | HAM-31077-0.003 | 39.2404 | -84.2999 | 2025-12-31 | Active |  |  |  | State | HL0033658 | 2024-10-15 17:23 |  | State | D1-L4 | Conventional | [7 empty] | 1 | [6 empty] | No | No | No |  | HPS | 1 | 200 | [25 empty] | 2025-11-19 08:52 | NULL | 2 |  | dturner | 2020-03-12 18:09 | odotonline\rdixon5 | 2024-10-15 17:24 | No | No | No | No | No | Standing | None | None | None | No | No | No |  | No | 2025-11-19 08:52 |  | ascott3 | 2025-11-19 08:53 | ascott3 | 2025-11-19 08:53 | No Photo Available | No Photo Available | http://data.mapchannels.com/dualmaps6/map.htm?lat=39.240449&lng=-84.299903
08 | HAMILTON | HAM | RA | 31077 |  | 0.039 |  | SHAMRA31077**C | HAM-31077-0.039 | 39.2402 | -84.3005 | 2025-12-31 | Active |  |  |  | State | HL0026098 | 2020-03-12 18:21 |  | State | D1-L3 | Conventional | [7 empty] | 1 | [6 empty] | No | No | No |  | HPS | 1 | 200 | [25 empty] | 2025-11-19 08:53 | NULL | 0 |  | mhurlow1 | 2018-05-24 11:35 | dturner | 2020-03-12 18:22 | No | No | No | No | No | Standing | None | None | None | No | No | No |  | No | 2025-11-19 08:53 |  | ascott3 | 2025-11-19 08:53 | ascott3 | 2025-11-19 08:53 | No Photo Available | No Photo Available | http://data.mapchannels.com/dualmaps6/map.htm?lat=39.240154&lng=-84.300469
08 | HAMILTON | HAM | RA | 31077 |  | 0.128 |  | SHAMRA31077**C | HAM-31077-0.128 | 39.24 | -84.3019 | 2025-12-31 | Active |  |  |  | State | HL0020433 | 2020-03-12 18:22 |  | State | D1-L2 | Conventional | No |  | AT | A |  |  |  | 1 |  |  |  |  | No | No | No | No | No |  | HPS | 1 | 310 |  |  | No | [22 empty] | 2025-11-19 08:53 | NULL | 0 |  | mhurlow1 | 2018-05-24 11:36 | jritchie2 | 2026-06-25 16:32 | No | No | No | No | No | Standing | None | None | None | No | No | No |  | No | 2025-11-19 08:53 |  | ascott3 | 2025-11-19 08:53 | ascott3 | 2025-11-19 08:53 | No Photo Available | No Photo Available | http://data.mapchannels.com/dualmaps6/map.htm?lat=39.240010&lng=-84.301948
08 | HAMILTON | HAM | RA | 31077 |  | 0.413 |  | SHAMRA31077**C | HAM-31077-0.413 | 39.2411 | -84.3 | 2025-12-31 | Active |  |  |  | State | HL0004523 | 2020-03-12 18:25 |  | State | D1-L5 | Conventional | [7 empty] | 1 | [6 empty] | No | No | No |  | HPS | 1 | 200 | [25 empty] | 2025-11-19 08:52 | NULL | 0 |  | mhurlow1 | 2018-05-24 11:37 | dturner | 2020-03-12 18:26 | No | No | No | No | No | Standing | None | None | None | No | No | No |  | No | 2025-11-19 08:52 |  | ascott3 | 2025-11-19 08:52 | ascott3 | 2025-11-19 08:52 | No Photo Available | No Photo Available | http://data.mapchannels.com/dualmaps6/map.htm?lat=39.241128&lng=-84.300005
08 | HAMILTON | HAM | RA | 31077 |  | 0.549 |  | SHAMRA31077**C | HAM-31077-0.549 | 39.2396 | -84.2984 | 2025-12-31 | Active |  |  |  | State | HL0009531 | 2020-03-12 18:27 |  | State | D1-L7 | Conventional | No |  | AT | A |  |  |  | 1 |  |  |  |  | No | No | No | No | No |  | HPS | 1 | 200 |  |  | No | [22 empty] | 2025-11-19 08:52 | NULL | 0 |  | mhurlow1 | 2018-05-24 11:39 | jritchie2 | 2026-06-25 16:31 | No | No | No | No | No | Standing | None | None | None | No | No | No |  | No | 2025-11-19 08:52 |  | ascott3 | 2025-11-19 08:52 | ascott3 | 2025-11-19 08:52 | No Photo Available | No Photo Available | http://data.mapchannels.com/dualmaps6/map.htm?lat=39.239578&lng=-84.298428
08 | HAMILTON | HAM | RA | 31078 |  | 0.018 |  | SHAMRA31078**C | HAM-31078-0.018 | 39.2415 | -84.2994 | 2025-12-31 | Active |  |  |  | State | HL0007151 | 2020-03-12 18:29 |  | State | C1-L6 | Conventional | No |  | AT | A |  |  |  | 1 |  |  |  |  | No | No | No | No | No |  | HPS | 1 | 200 |  |  | No | [22 empty] | 2025-11-19 08:56 | NULL | 0 |  | mhurlow1 | 2018-05-24 11:38 | jritchie2 | 2026-06-25 16:29 | No | No | No | No | No | Standing | None | None | None | No | No | No |  | No | 2025-11-19 08:56 |  | ascott3 | 2025-11-19 08:56 | ascott3 | 2025-11-19 08:56 | No Photo Available | No Photo Available | http://data.mapchannels.com/dualmaps6/map.htm?lat=39.241472&lng=-84.299432
08 | HAMILTON | HAM | RA | 31078 |  | 0.084 |  | SHAMRA31078**C | HAM-31078-0.084 | 39.2423 | -84.3001 | 2025-12-31 | Active |  |  |  | State | HL0024683 | 2020-03-12 18:31 |  | State | C1-L5 | Conventional | No |  | AT | A |  |  |  | 1 |  |  |  |  | No | No | No | No | No |  | HPS | 1 | 400 |  | 12,000 - 15,999 | No | [22 empty] | 2025-11-19 08:55 | NULL | 0 |  | mhurlow1 | 2018-05-24 11:38 | jritchie2 | 2026-06-25 16:30 | No | No | No | No | No | Standing | None | None | None | No | No | No |  | No | 2025-11-19 08:55 |  | ascott3 | 2025-11-19 08:55 | ascott3 | 2025-11-19 08:55 | No Photo Available | No Photo Available | http://data.mapchannels.com/dualmaps6/map.htm?lat=39.242262&lng=-84.300126
08 | HAMILTON | HAM | RA | 31078 |  | 0.149 |  | SHAMRA31078**C | HAM-31078-0.149 | 39.2431 | -84.3007 | 2025-12-31 | Active |  |  |  | State | HL0015060 | 2020-03-12 18:34 |  | State | C1-L3 | Conventional | [7 empty] | 1 | [6 empty] | No | No | No |  | HPS | 1 | 200 | [25 empty] | 2025-11-19 08:55 | NULL | 0 |  | mhurlow1 | 2018-05-24 11:32 | dturner | 2020-03-12 18:35 | No | No | No | No | No | Standing | None | None | None | No | No | No |  | No | 2025-11-19 08:55 |  | ascott3 | 2025-11-19 08:55 | ascott3 | 2025-11-19 08:55 | No Photo Available | No Photo Available | http://data.mapchannels.com/dualmaps6/map.htm?lat=39.243076&lng=-84.300661
08 | HAMILTON | HAM | RA | 31078 |  | 0.359 |  | SHAMRA31078**C | HAM-31078-0.359 | 39.2438 | -84.2977 | 2025-12-31 | Active |  |  |  | State | HL0006642 | 2020-03-12 18:36 |  | State | C1-L2 | Conventional | No |  | AT | A |  |  |  | 1 |  |  |  |  | No | No | No | No | No |  | HPS | 1 | 200 |  |  | No | [22 empty] | 2025-11-19 08:54 | NULL | 0 |  | mhurlow1 | 2018-05-24 11:29 | jritchie2 | 2026-06-25 16:26 | No | No | No | No | No | Standing | None | None | None | No | No | No |  | No | 2025-11-19 08:54 |  | ascott3 | 2025-11-19 08:54 | ascott3 | 2025-11-19 08:54 | No Photo Available | No Photo Available | http://data.mapchannels.com/dualmaps6/map.htm?lat=39.243845&lng=-84.297684
08 | HAMILTON | HAM | RA | 31079 |  | 0 |  | SHAMRA31079**C | HAM-31079-0.000 | 39.2442 | -84.2973 | 2025-12-31 | Active |  |  |  | State | HL0001661 | 2020-03-13 18:36 |  | State | C1-L1 | Conventional | No |  | AT | A |  |  |  | 1 |  |  |  |  | No | No | No | No | No |  | HPS | 1 | 200 |  |  | No | [22 empty] | 2025-11-19 08:54 | NULL | 0 |  | mhurlow1 | 2018-05-24 11:29 | jritchie2 | 2026-06-25 16:26 | No | No | No | No | No | Standing | None | None | None | No | No | No |  | No | 2025-11-19 08:54 |  | ascott3 | 2025-11-19 08:54 | ascott3 | 2025-11-19 08:54 | No Photo Available | No Photo Available | http://data.mapchannels.com/dualmaps6/map.htm?lat=39.244190&lng=-84.297306
08 | HAMILTON | HAM | RA | 31080 |  | 0 |  | SHAMRA31080**C | HAM-31080-0.000 | 39.2394 | -84.301 | 2025-12-31 | Active |  |  |  | State | HL0023522 | 2020-03-12 18:18 |  | State | D1-L1 | Conventional | No |  | AT | A |  |  |  | 1 |  |  |  |  | No | No | No | No | No |  | HPS | 1 | 200 |  |  | No | [22 empty] | 2025-11-19 08:53 | NULL | 0 |  | Dsnyder5 | 2018-06-08 15:57 | jritchie2 | 2026-06-25 16:33 | No | No | No | No | No | Standing | None | None | None | No | No | No |  | No | 2025-11-19 08:53 |  | ascott3 | 2025-11-19 08:54 | ascott3 | 2025-11-19 08:54 | No Photo Available | No Photo Available | http://data.mapchannels.com/dualmaps6/map.htm?lat=39.239358&lng=-84.301015
08 | HAMILTON | HAM | RA | 31081 |  | 0 |  | SHAMRA31081**C | HAM-31081-0.000 | 39.1878 | -84.7784 | 2025-12-31 | Active |  |  |  | State | HL0014213 | 2020-01-20 12:59 |  | State | ZA-1 | Conventional |  |  | AT |  |  |  |  | 1 | [6 empty] | No | No | No |  | LED | 1 |  | 95 |  |  |  | Cooper/Eaton | [20 empty] | 2025-09-29 15:32 | NULL |  |  | mhurlow1 | 2018-05-23 12:53 | mneeley | 2025-09-29 14:39 | No | No | No | No | No | Standing | None | None | None | No | No | No |  | No | 2025-09-29 15:32 |  | mneeley | 2025-09-29 15:33 | mneeley | 2025-09-29 15:33 | No Photo Available | No Photo Available | http://data.mapchannels.com/dualmaps6/map.htm?lat=39.187784&lng=-84.778375
08 | HAMILTON | HAM | RA | 31081 |  | 0.336 |  | SHAMRA31081**C | HAM-31081-0.336 | 39.1852 | -84.7833 | 2025-12-31 | Active |  |  |  | State | HL0019839 |  |  | State | ZA-10 | Conventional | [14 empty] | No | No | No |  | LED | 1 |  | 95 | [24 empty] | 2025-09-29 15:35 | NULL |  |  | mhurlow1 | 2018-05-23 12:45 | mneeley | 2025-09-29 14:41 | No | No | No | No | No | Standing | None | None | None | No | No | No |  | No | 2025-09-29 15:35 |  | mneeley | 2025-09-29 15:35 | mneeley | 2025-09-29 15:35 | No Photo Available | No Photo Available | http://data.mapchannels.com/dualmaps6/map.htm?lat=39.185151&lng=-84.783251
08 | HAMILTON | HAM | RA | 31081 |  | 0.413 |  | SHAMRA31081**C | HAM-31081-0.413 | 39.185 | -84.7847 | 2025-12-31 | Active |  |  |  | State | HL0014068 |  |  | State | ZA-15 | Conventional | [14 empty] | No | No | No |  | LED | 1 |  | 95 | [24 empty] | 2025-09-29 15:35 | NULL |  |  | Dsnyder5 | 2018-06-12 19:07 | mneeley | 2025-09-29 14:42 | No | No | No | No | No | Standing | None | None | None | No | No | No |  | No | 2025-09-29 15:35 |  | mneeley | 2025-09-29 15:35 | mneeley | 2025-09-29 15:35 | No Photo Available | No Photo Available | http://data.mapchannels.com/dualmaps6/map.htm?lat=39.184977&lng=-84.784676
08 | HAMILTON | HAM | RA | 31082 |  | 0.01 |  | SHAMRA31082**C | HAM-31082-0.010 | 39.1845 | -84.7851 | 2025-12-31 | Active |  |  |  | State | HL0002184 | 2020-01-20 12:58 |  | State | ZA-14 | Conventional | [7 empty] | 1 | [6 empty] | No | No | No |  | LED | 1 |  | 95 |  |  |  | American Electric Lighting (AEL) |  | 480 L-N | [18 empty] | 2025-09-29 15:36 | NULL |  |  | mhurlow1 | 2018-05-23 12:43 | mneeley | 2025-09-29 14:42 | No | No | No | No | No | Standing | None | None | None | No | No | No |  | No | 2025-09-29 15:36 |  | mneeley | 2025-09-29 15:36 | mneeley | 2025-09-29 15:36 | No Photo Available | No Photo Available | http://data.mapchannels.com/dualmaps6/map.htm?lat=39.184486&lng=-84.785095
08 | HAMILTON | HAM | RA | 31082 |  | 0.133 |  | SHAMRA31082**C | HAM-31082-0.133 | 39.1847 | -84.7828 | 2025-12-31 | Active |  |  |  | State | HL0003833 | 2020-01-20 12:58 |  | State | ZA-13 | Conventional | [7 empty] | 1 | [6 empty] | No | No | No |  | LED | 1 |  | 95 |  |  |  | Cooper/Eaton | [20 empty] | 2025-09-29 15:36 | NULL |  |  | mhurlow1 | 2018-05-23 12:45 | mneeley | 2025-09-29 14:44 | No | No | No | No | No | Standing | None | None | None | No | No | No |  | No | 2025-09-29 15:36 |  | mneeley | 2025-09-29 15:36 | mneeley | 2025-09-29 15:36 | No Photo Available | No Photo Available | http://data.mapchannels.com/dualmaps6/map.htm?lat=39.184669&lng=-84.782790
08 | HAMILTON | HAM | RA | 31082 |  | 0.172 |  | SHAMRA31082**C | HAM-31082-0.172 | 39.1847 | -84.7821 | 2025-12-31 | Active |  |  |  | State | HL0015409 | 2020-01-20 12:56 |  | State | ZA-11 | Conventional | [7 empty] | 1 | [6 empty] | No | No | No |  | LED | 1 |  | 95 |  |  |  | American Electric Lighting (AEL) | [20 empty] | 2025-09-29 15:37 | NULL |  |  | mhurlow1 | 2018-05-23 12:45 | mneeley | 2025-09-29 14:44 | No | No | No | No | No | Standing | None | None | None | No | No | No |  | No | 2025-09-29 15:37 |  | mneeley | 2025-09-29 15:37 | mneeley | 2025-09-29 15:37 | No Photo Available | No Photo Available | http://data.mapchannels.com/dualmaps6/map.htm?lat=39.184691&lng=-84.782076
08 | HAMILTON | HAM | RA | 31082 |  | 0.406 |  | SHAMRA31082**C | HAM-31082-0.406 | 39.1839 | -84.7779 | 2025-12-31 | Active |  |  |  | State | HL0002036 | 2020-01-20 12:56 |  | State | ZB-8 | Conventional |  |  | AT |  |  |  |  | 1 | [6 empty] | No | No | No |  | LED | 1 |  | 95 |  |  |  | American Electric Lighting (AEL) | [20 empty] | 2025-09-29 15:33 | NULL |  |  | mhurlow1 | 2018-05-23 12:46 | mneeley | 2025-09-29 14:40 | No | No | No | No | No | Standing | None | None | None | No | No | No |  | No | 2025-09-29 15:33 |  | mneeley | 2025-09-29 15:33 | mneeley | 2025-09-29 15:33 | No Photo Available | No Photo Available | http://data.mapchannels.com/dualmaps6/map.htm?lat=39.183920&lng=-84.777940
08 | HAMILTON | HAM | RA | 31082 |  | 0.418 |  | SHAMRA31082**C | HAM-31082-0.418 | 39.1843 | -84.7776 | 2025-12-31 | Active |  |  |  | State | HL0007341 | 2020-01-20 12:57 |  | State | ZB-7 | Conventional |  |  | AT |  |  |  |  | 1 | [6 empty] | No | No | No |  | LED | 1 |  | 95 |  |  |  | Cooper/Eaton | [20 empty] | 2025-09-29 15:33 | NULL |  |  | mhurlow1 | 2018-05-23 12:54 | mneeley | 2025-09-29 14:40 | No | No | No | No | No | Standing | None | None | None | No | No | No |  | No | 2025-09-29 15:33 |  | mneeley | 2025-09-29 15:33 | mneeley | 2025-09-29 15:33 | No Photo Available | No Photo Available | http://data.mapchannels.com/dualmaps6/map.htm?lat=39.184309&lng=-84.777640
08 | HAMILTON | HAM | RA | 31083 |  | 0.012 |  | SHAMRA31083**C | HAM-31083-0.012 | 39.1871 | -84.7771 | 2025-12-31 | Active |  |  |  | State | HL0035189 |  |  | State | ZA-9 | Conventional | [14 empty] | No | No | No |  | LED | 1 |  | 95 | [24 empty] | 2025-09-29 15:30 | NULL |  |  | jhudson | 2022-06-30 17:43 | mneeley | 2025-09-29 14:35 | No | No | No | No | No | Standing | None | None | None | No | No | No |  | No | 2025-09-29 15:30 |  | mneeley | 2025-09-29 15:30 | mneeley | 2025-09-29 15:30 | No Photo Available | No Photo Available | http://data.mapchannels.com/dualmaps6/map.htm?lat=39.187079&lng=-84.777106
08 | HAMILTON | HAM | RA | 31083 |  | 0.115 |  | SHAMRA31083**C | HAM-31083-0.115 | 39.1863 | -84.7787 | 2025-12-31 | Active |  |  |  | State | HL0035190 |  |  | State | ZA-8 | Conventional | [14 empty] | No | No | No |  | LED | 1 |  | 95 | [24 empty] | 2025-09-29 15:30 | NULL |  |  | jhudson | 2022-06-30 17:46 | mneeley | 2025-09-29 14:36 | No | No | No | No | No | Standing | None | None | None | No | No | No |  | No | 2025-09-29 15:30 |  | mneeley | 2025-09-29 15:31 | mneeley | 2025-09-29 15:31 | No Photo Available | No Photo Available | http://data.mapchannels.com/dualmaps6/map.htm?lat=39.186328&lng=-84.778739
08 | HAMILTON | HAM | RA | 31083 |  | 0.137 |  | SHAMRA31083**C | HAM-31083-0.137 | 39.1862 | -84.7791 | 2025-12-31 | Active |  |  |  | State | HL0018267 | 2020-01-20 12:48 |  | State | ZA-8 | Conventional |  |  | AT |  |  |  |  | 1 | [6 empty] | No | No | No |  | LED | 1 |  | 95 |  |  |  | American Electric Lighting (AEL) | [20 empty] | 2025-09-29 15:30 | NULL |  |  | mhurlow1 | 2018-05-23 12:58 | mneeley | 2025-09-29 14:37 | No | No | No | No | No | Standing | None | None | None | No | No | No |  | No | 2025-09-29 15:30 |  | mneeley | 2025-09-29 15:31 | mneeley | 2025-09-29 15:31 | No Photo Available | No Photo Available | http://data.mapchannels.com/dualmaps6/map.htm?lat=39.186222&lng=-84.779130
08 | HAMILTON | HAM | RA | 31083 |  | 0.164 |  | SHAMRA31083**C | HAM-31083-0.164 | 39.186 | -84.7796 | 2025-12-31 | Active |  |  |  | State | HL0024556 | 2020-01-20 12:50 |  | State | F2-9 | Conventional |  |  | AT |  |  |  |  | 1 | [6 empty] | No | No | No |  | LED | 1 |  | 95 |  |  |  | American Electric Lighting (AEL) | [20 empty] | 2025-09-29 15:31 | NULL |  |  | mhurlow1 | 2018-05-23 12:59 | mneeley | 2025-09-29 14:48 | No | No | No | No | No | Standing | None | None | None | No | No | No |  | No | 2025-09-29 15:31 |  | mneeley | 2025-09-29 15:31 | mneeley | 2025-09-29 15:31 | No Photo Available | No Photo Available | http://data.mapchannels.com/dualmaps6/map.htm?lat=39.185985&lng=-84.779567
08 | HAMILTON | HAM | RA | 31083 |  | 0.175 |  | SHAMRA31083**C | HAM-31083-0.175 | 39.1861 | -84.7798 | 2025-12-31 | Active |  |  |  | State | HL0012953 | 2020-01-20 12:51 |  | State | ZA-6 | Conventional |  |  | AT |  |  |  |  | 1 | [6 empty] | No | No | No |  | LED | 1 |  | 95 |  |  |  | American Electric Lighting (AEL) | [20 empty] | 2025-09-29 15:31 | NULL |  |  | mhurlow1 | 2018-05-23 12:58 | mneeley | 2025-09-29 14:37 | No | No | No | No | No | Standing | None | None | None | No | No | No |  | No | 2025-09-29 15:31 |  | mneeley | 2025-09-29 15:31 | mneeley | 2025-09-29 15:31 | No Photo Available | No Photo Available | http://data.mapchannels.com/dualmaps6/map.htm?lat=39.186097&lng=-84.779782
08 | HAMILTON | HAM | RA | 31083 |  | 0.212 |  | SHAMRA31083**C | HAM-31083-0.212 | 39.1863 | -84.7804 | 2025-12-31 | Active |  |  |  | State | HL0017533 | 2020-01-20 12:52 |  | State | ZA-5 | Conventional |  |  | AT |  |  |  |  | 1 | [6 empty] | No | No | No |  | LED | 1 |  | 95 |  |  |  | Cooper/Eaton | [20 empty] | 2025-09-29 15:31 | NULL |  |  | mhurlow1 | 2018-05-23 12:51 | mneeley | 2025-09-29 14:38 | No | No | No | No | No | Standing | None | None | None | No | No | No |  | No | 2025-09-29 15:31 |  | mneeley | 2025-09-29 15:32 | mneeley | 2025-09-29 15:32 | No Photo Available | No Photo Available | http://data.mapchannels.com/dualmaps6/map.htm?lat=39.186251&lng=-84.780365
08 | HAMILTON | HAM | RA | 31083 |  | 0.251 |  | SHAMRA31083**C | HAM-31083-0.251 | 39.1867 | -84.7807 | 2025-12-31 | Active |  |  |  | State | HL0001233 | 2020-01-20 12:53 |  | State | ZA-4 | Conventional |  |  | AT |  |  |  |  | 1 | [6 empty] | No | No | No |  | LED | 1 |  | 95 |  |  |  | Cooper/Eaton | [20 empty] | 2025-09-29 15:31 | NULL |  |  | mhurlow1 | 2018-05-23 12:51 | mneeley | 2025-09-29 14:38 | No | No | No | No | No | Standing | None | None | None | No | No | No |  | No | 2025-09-29 15:31 |  | mneeley | 2025-09-29 15:32 | mneeley | 2025-09-29 15:32 | No Photo Available | No Photo Available | http://data.mapchannels.com/dualmaps6/map.htm?lat=39.186679&lng=-84.780652
08 | HAMILTON | HAM | RA | 31083 |  | 0.286 |  | SHAMRA31083**C | HAM-31083-0.286 | 39.1871 | -84.7805 | 2025-12-31 | Active |  |  |  | State | HL0012474 | 2020-01-20 12:54 |  | State | ZA-3 | Conventional |  |  | AT |  |  |  |  | 1 | [6 empty] | No | No | No |  | LED | 1 |  | 95 |  |  |  | Cooper/Eaton | [20 empty] | 2025-09-29 15:32 | NULL |  |  | mhurlow1 | 2018-05-23 12:52 | mneeley | 2025-09-29 14:38 | No | No | No | No | No | Standing | None | None | None | No | No | No |  | No | 2025-09-29 15:32 |  | mneeley | 2025-09-29 15:32 | mneeley | 2025-09-29 15:32 | No Photo Available | No Photo Available | http://data.mapchannels.com/dualmaps6/map.htm?lat=39.187109&lng=-84.780505
08 | HAMILTON | HAM | RA | 31083 |  | 0.391 |  | SHAMRA31083**C | HAM-31083-0.391 | 39.1874 | -84.7787 | 2025-12-31 | Active |  |  |  | State | HL0015099 | 2020-01-20 12:55 |  | State | ZA-2 | Conventional |  |  | AT |  |  |  |  | 1 | [6 empty] | No | No | No |  | LED | 1 |  | 95 |  |  |  | Cooper/Eaton | [20 empty] | 2025-09-29 15:32 | NULL |  |  | mhurlow1 | 2018-05-23 12:49 | mneeley | 2025-09-29 14:39 | No | No | No | No | No | Standing | None | None | None | No | No | No |  | No | 2025-09-29 15:32 |  | mneeley | 2025-09-29 15:32 | mneeley | 2025-09-29 15:32 | No Photo Available | No Photo Available | http://data.mapchannels.com/dualmaps6/map.htm?lat=39.187446&lng=-84.778667
08 | HAMILTON | HAM | RA | 31084 |  | 0.115 |  | SHAMRA31084**C | HAM-31084-0.115 | 39.1843 | -84.7797 | 2025-12-31 | Active |  |  |  | State | HL0008449 | 2020-01-20 12:54 |  | State | ZB-6 | Conventional | [7 empty] | 1 | [6 empty] | No | No | No |  | LED | 1 |  | 95 |  |  |  | American Electric Lighting (AEL) | [20 empty] | 2025-09-29 15:33 | NULL |  |  | mhurlow1 | 2018-05-23 12:55 | mneeley | 2025-09-29 14:45 | No | No | No | No | No | Standing | None | None | None | No | No | No |  | No | 2025-09-29 15:33 |  | mneeley | 2025-09-29 15:33 | mneeley | 2025-09-29 15:33 | No Photo Available | No Photo Available | http://data.mapchannels.com/dualmaps6/map.htm?lat=39.184299&lng=-84.779747
08 | HAMILTON | HAM | RA | 31084 |  | 0.152 |  | SHAMRA31084**C | HAM-31084-0.152 | 39.1847 | -84.78 | 2025-12-31 | Active |  |  |  | State | HL0020967 | 2020-01-20 12:53 |  | State | ZB-5 | Conventional | [7 empty] | 1 | [6 empty] | No | No | No |  | LED | 1 |  | 95 |  |  |  | American Electric Lighting (AEL) | [20 empty] | 2025-09-29 15:33 | NULL |  |  | mhurlow1 | 2018-05-23 12:56 | mneeley | 2025-09-29 14:45 | No | No | No | No | No | Standing | None | None | None | No | No | No |  | No | 2025-09-29 15:33 |  | mneeley | 2025-09-29 15:34 | mneeley | 2025-09-29 15:34 | No Photo Available | No Photo Available | http://data.mapchannels.com/dualmaps6/map.htm?lat=39.184704&lng=-84.779988
08 | HAMILTON | HAM | RA | 31084 |  | 0.191 |  | SHAMRA31084**C | HAM-31084-0.191 | 39.1852 | -84.7798 | 2025-12-31 | Active |  |  |  | State | HL0024293 | 2020-01-20 12:52 |  | State | ZB-4 | Conventional | [7 empty] | 1 | [6 empty] | No | No | No |  | LED | 1 |  | 95 |  |  |  | Cooper/Eaton | [20 empty] | 2025-09-29 15:34 | NULL |  |  | mhurlow1 | 2018-05-23 12:56 | mneeley | 2025-09-29 14:46 | No | No | No | No | No | Standing | None | None | None | No | No | No |  | No | 2025-09-29 15:34 |  | mneeley | 2025-09-29 15:34 | mneeley | 2025-09-29 15:34 | No Photo Available | No Photo Available | http://data.mapchannels.com/dualmaps6/map.htm?lat=39.185167&lng=-84.779770
08 | HAMILTON | HAM | RA | 31084 |  | 0.262 |  | SHAMRA31084**C | HAM-31084-0.262 | 39.1857 | -84.7787 | 2025-12-31 | Active |  |  |  | State | HL0020841 | 2020-01-20 12:51 |  | State | ZB-3 | Conventional | [7 empty] | 1 | [6 empty] | No | No | No |  | LED | 1 |  | 95 |  |  |  | Cooper/Eaton | [20 empty] | 2025-09-29 15:34 | NULL |  |  | mhurlow1 | 2018-05-23 12:57 | mneeley | 2025-09-29 14:46 | No | No | No | No | No | Standing | None | None | None | No | No | No |  | No | 2025-09-29 15:34 |  | mneeley | 2025-09-29 15:34 | mneeley | 2025-09-29 15:34 | No Photo Available | No Photo Available | http://data.mapchannels.com/dualmaps6/map.htm?lat=39.185742&lng=-84.778698
08 | HAMILTON | HAM | RA | 31084 |  | 0.332 |  | SHAMRA31084**C | HAM-31084-0.332 | 39.1863 | -84.7776 | 2025-12-31 | Active |  |  |  | State | HL0013465 | 2020-01-20 12:50 |  | State | ZB-2 | Conventional | [7 empty] | 1 | [6 empty] | No | No | No |  | LED | 1 |  | 95 |  |  |  | Cooper/Eaton | [20 empty] | 2025-09-29 15:34 | NULL |  |  | mhurlow1 | 2018-05-23 13:02 | mneeley | 2025-09-29 14:46 | No | No | No | No | No | Standing | None | None | None | No | No | No |  | No | 2025-09-29 15:34 |  | mneeley | 2025-09-29 15:35 | mneeley | 2025-09-29 15:35 | No Photo Available | No Photo Available | http://data.mapchannels.com/dualmaps6/map.htm?lat=39.186263&lng=-84.777585
08 | HAMILTON | HAM | RA | 31084 |  | 0.417 |  | SHAMRA31084**C | HAM-31084-0.417 | 39.187 | -84.7763 | 2025-12-31 | Active |  |  |  | State | HL0026569 | 2020-01-20 12:49 |  | State | ZB-1 | Conventional | [7 empty] | 1 | [6 empty] | No | No | No |  | LED | 1 |  | 95 |  |  |  | Cooper/Eaton | [20 empty] | 2025-09-29 15:34 | NULL |  |  | mhurlow1 | 2018-05-23 13:03 | mneeley | 2025-09-29 14:47 | No | No | No | No | No | Standing | None | None | None | No | No | No |  | No | 2025-09-29 15:34 |  | mneeley | 2025-09-29 15:35 | mneeley | 2025-09-29 15:35 | No Photo Available | No Photo Available | http://data.mapchannels.com/dualmaps6/map.htm?lat=39.186972&lng=-84.776268
08 | HAMILTON | HAM | RA | 31085 |  | 0.392 |  | SHAMRA31085**C | HAM-31085-0.392 | 39.2601 | -84.7998 | 2025-12-31 | Active |  |  |  | State | HL0003307 |  |  | State | 3 | Conventional | No |  | AT | A |  |  |  | 1 |  |  |  |  | No | No | No | No | No |  | LED | 1 |  | 80 | 12,000 - 15,999 | No |  | Philips Lumec |  | 480 L-L |  |  |  | No | [14 empty] | 2025-09-29 13:11 | NULL |  |  | mhurlow1 | 2018-05-17 13:57 | jritchie2 | 2026-08-05 14:31 | No | No | No | No | No | Standing | None | None | None | No | No | No |  | No | 2025-09-29 13:11 |  | mneeley | 2025-09-29 13:12 | mneeley | 2025-09-29 13:12 | No Photo Available | No Photo Available | http://data.mapchannels.com/dualmaps6/map.htm?lat=39.260121&lng=-84.799827
08 | HAMILTON | HAM | RA | 31086 |  | 0.398 |  | SHAMRA31086**C | HAM-31086-0.398 | 39.2608 | -84.7975 | 2025-12-31 | Active |  |  |  | State | HL0017824 |  |  | State | 1 | Conventional | No |  | AT | A |  |  |  | 1 |  |  |  |  | No | No | No | No | No |  | LED | 1 |  | 120 | 12,000 - 15,999 | No |  | Philips Lumec |  | 480 L-L | [18 empty] | 2025-09-29 13:12 | NULL |  |  | mhurlow1 | 2018-05-17 14:02 | jritchie2 | 2026-08-05 14:30 | No | No | No | No | No | Standing | None | None | None | No | No | No |  | No | 2025-09-29 13:12 |  | mneeley | 2025-09-29 13:12 | mneeley | 2025-09-29 13:12 | No Photo Available | No Photo Available | http://data.mapchannels.com/dualmaps6/map.htm?lat=39.260756&lng=-84.797502
08 | HAMILTON | HAM | RA | 31087 |  | 0.017 |  | SHAMRA31087**C | HAM-31087-0.017 | 39.2608 | -84.7982 | 2025-12-31 | Active |  |  |  | State | HL0004256 |  |  | State | 2 | Conventional | No |  | AT | A |  |  |  | 1 |  |  |  |  | No | No | No | No | No |  | LED | 1 |  | 120 | 12,000 - 15,999 | No |  | Philips Lumec |  | 480 L-L | [18 empty] | 2025-09-29 13:12 | NULL |  |  | mhurlow1 | 2018-05-17 14:02 | jritchie2 | 2026-06-01 17:16 | No | No | No | No | No | Standing | None | None | None | No | No | No |  | No | 2025-09-29 13:12 |  | mneeley | 2025-09-29 13:13 | mneeley | 2025-09-29 13:13 | No Photo Available | No Photo Available | http://data.mapchannels.com/dualmaps6/map.htm?lat=39.260828&lng=-84.798156
08 | HAMILTON | HAM | RA | 31088 |  | 0.017 |  | SHAMRA31088**C | HAM-31088-0.017 | 39.26 | -84.7992 | 2025-12-31 | Active |  |  |  | State | HL0014352 |  |  | State | 4 | Conventional | No |  | AT | A |  |  |  | 1 |  |  |  |  | No | No | No | No | No |  | LED | 1 |  | 120 | 12,000 - 15,999 | No |  | Philips Lumec |  | 480 L-L |  |  | No | [15 empty] | 2025-09-29 13:12 | NULL |  |  | mhurlow1 | 2018-05-17 13:59 | jritchie2 | 2026-08-05 14:31 | No | No | No | No | No | Standing | None | None | None | No | No | No |  | No | 2025-09-29 13:12 |  | mneeley | 2025-09-29 13:12 | mneeley | 2025-09-29 13:12 | No Photo Available | No Photo Available | http://data.mapchannels.com/dualmaps6/map.htm?lat=39.259987&lng=-84.799200
08 | HAMILTON | HAM | RA | 31093 |  | 0.02 |  | SHAMRA31093**C | HAM-31093-0.020 | 39.1956 | -84.6696 | 2025-12-31 | Active |  |  |  | State | HL0000910 | 2020-03-26 18:13 |  | State | B-11 | Conventional | [7 empty] | 1 | [6 empty] | No | No | No |  | HPS | 1 | 200 | [25 empty] | 2025-09-30 12:35 | NULL | 0 |  | mhurlow1 | 2018-05-17 17:32 | dturner | 2020-03-26 18:33 | No | No | No | No | No | Standing | None | None | None | No | No | No |  | No | 2025-09-30 12:35 |  | mneeley | 2025-09-30 12:35 | mneeley | 2025-09-30 12:35 | No Photo Available | No Photo Available | http://data.mapchannels.com/dualmaps6/map.htm?lat=39.195648&lng=-84.669617
08 | HAMILTON | HAM | RA | 31093 |  | 0.064 |  | SHAMRA31093**C | HAM-31093-0.064 | 39.1955 | -84.6688 | 2025-12-31 | Active |  |  |  | State | HL0018551 | 2020-03-27 13:12 |  | State | B-12 | Conventional | [7 empty] | 1 | [6 empty] | No | No | No |  | HPS | 1 | 310 | [25 empty] | 2025-09-30 12:37 | NULL | 0 |  | mhurlow1 | 2018-05-17 17:32 | dturner | 2020-03-27 13:36 | No | No | No | No | No | Standing | None | None | None | No | No | No |  | No | 2025-09-30 12:37 |  | mneeley | 2025-09-30 12:37 | mneeley | 2025-09-30 12:37 | No Photo Available | No Photo Available | http://data.mapchannels.com/dualmaps6/map.htm?lat=39.195548&lng=-84.668799
08 | HAMILTON | HAM | RA | 31093 |  | 0.108 |  | SHAMRA31093**C | HAM-31093-0.108 | 39.1955 | -84.668 | 2025-12-31 | Active |  |  |  | State | HL0013674 | 2020-03-27 13:38 |  | State | B-13 | Conventional | [7 empty] | 1 | [6 empty] | No | No | No |  | HPS | 1 | 200 | [25 empty] | 2025-09-30 12:39 | NULL | 0 |  | mhurlow1 | 2018-05-17 17:32 | dturner | 2020-03-27 13:38 | No | No | No | No | No | Standing | None | None | None | No | No | No |  | No | 2025-09-30 12:39 |  | mneeley | 2025-09-30 12:39 | mneeley | 2025-09-30 12:39 | No Photo Available | No Photo Available | http://data.mapchannels.com/dualmaps6/map.htm?lat=39.195546&lng=-84.667970
08 | HAMILTON | HAM | RA | 31093 |  | 0.148 |  | SHAMRA31093**C | HAM-31093-0.148 | 39.1956 | -84.6672 | 2025-12-31 | Active |  |  |  | State | HL0011762 | 2020-03-27 13:53 |  | State | B-14 | Conventional | [7 empty] | 1 | [6 empty] | No | No | No |  | HPS | 1 | 200 | [25 empty] | 2025-09-30 12:41 | NULL | 0 |  | mhurlow1 | 2018-05-17 17:33 | dturner | 2020-03-27 13:54 | No | No | No | No | No | Standing | None | None | None | No | No | No |  | No | 2025-09-30 12:41 |  | mneeley | 2025-09-30 12:41 | mneeley | 2025-09-30 12:41 | No Photo Available | No Photo Available | http://data.mapchannels.com/dualmaps6/map.htm?lat=39.195630&lng=-84.667221
08 | HAMILTON | HAM | RA | 31093 |  | 0.184 |  | SHAMRA31093**C | HAM-31093-0.184 | 39.1957 | -84.6666 | 2025-12-31 | Active |  |  |  | State | HL0008012 | 2020-03-27 14:39 |  | State | B-15 | Conventional | [7 empty] | 1 | [6 empty] | No | No | No |  | HPS | 1 | 200 | [25 empty] | 2025-09-30 12:43 | NULL | 0 |  | mhurlow1 | 2018-05-17 17:37 | dturner | 2020-03-27 14:39 | No | No | No | No | No | Standing | None | None | None | No | No | No |  | No | 2025-09-30 12:43 |  | mneeley | 2025-09-30 12:43 | mneeley | 2025-09-30 12:43 | No Photo Available | No Photo Available | http://data.mapchannels.com/dualmaps6/map.htm?lat=39.195738&lng=-84.666550
08 | HAMILTON | HAM | RA | 31093 |  | 0.232 |  | SHAMRA31093**C | HAM-31093-0.232 | 39.1959 | -84.6657 | 2025-12-31 | Active |  |  |  | State | HL0013969 | 2020-03-27 14:58 |  | State | B-16 | Conventional | [7 empty] | 1 | [6 empty] | No | No | No |  | HPS | 1 | 250 | [25 empty] | 2025-09-30 12:45 | NULL | 0 |  | mhurlow1 | 2018-05-17 17:37 | dturner | 2020-03-27 14:59 | No | No | No | No | No | Standing | None | None | None | No | No | No |  | No | 2025-09-30 12:45 |  | mneeley | 2025-09-30 12:45 | mneeley | 2025-09-30 12:45 | No Photo Available | No Photo Available | http://data.mapchannels.com/dualmaps6/map.htm?lat=39.195892&lng=-84.665683
08 | HAMILTON | HAM | RA | 31093 |  | 0.267 |  | SHAMRA31093**C | HAM-31093-0.267 | 39.1959 | -84.6651 | 2025-12-31 | Active |  |  |  | State | HL0007491 | 2020-03-27 15:19 |  | State | B-17 | Conventional | [7 empty] | 1 | [6 empty] | No | No | No |  | LED | 1 |  | 93 | [24 empty] | 2025-09-30 12:45 | NULL |  |  | mhurlow1 | 2018-05-17 17:39 | mneeley | 2024-10-08 11:46 | No | No | No | No | No | Standing | None | None | None | No | No | No |  | No | 2025-09-30 12:45 |  | mneeley | 2025-09-30 12:45 | mneeley | 2025-09-30 12:45 | https://collectorweb.dot.state.oh.us/arcgis/rest/services/HIGHWAY_LIGHTING/HighwayLighting_Reference/FeatureServer/6/7491/attachments/ | No Photo Available | http://data.mapchannels.com/dualmaps6/map.htm?lat=39.195944&lng=-84.665080
08 | HAMILTON | HAM | RA | 31093 |  | 0.295 |  | SHAMRA31093**C | HAM-31093-0.295 | 39.1958 | -84.6647 | 2025-12-31 | Active |  |  |  | State | HL0024459 | 2020-03-27 15:37 |  | State | B-18 | Conventional | [7 empty] | 1 | [6 empty] | No | No | No |  | HPS | 1 | 200 | [25 empty] | 2025-09-30 12:48 | NULL | 0 |  | mhurlow1 | 2018-05-17 17:40 | dturner | 2020-03-27 15:37 | No | No | No | No | No | Standing | None | None | None | No | No | No |  | No | 2025-09-30 12:48 |  | mneeley | 2025-09-30 12:48 | mneeley | 2025-09-30 12:48 | No Photo Available | No Photo Available | http://data.mapchannels.com/dualmaps6/map.htm?lat=39.195776&lng=-84.664716
08 | HAMILTON | HAM | RA | 31093 |  | 0.311 |  | SHAMRA31093**C | HAM-31093-0.311 | 39.1955 | -84.6648 | 2025-12-31 | Active |  |  |  | State | HL0021300 | 2020-03-31 13:17 |  | State | A-18 | Conventional | [7 empty] | 1 | [6 empty] | No | No | No |  | HPS | 1 | 200 | [25 empty] | 2025-09-30 12:51 | NULL | 0 |  | mhurlow1 | 2018-05-17 17:41 | dturner | 2020-03-31 13:18 | No | No | No | No | No | Standing | None | None | None | No | No | No |  | No | 2025-09-30 12:51 |  | mneeley | 2025-09-30 12:51 | mneeley | 2025-09-30 12:51 | No Photo Available | No Photo Available | http://data.mapchannels.com/dualmaps6/map.htm?lat=39.195464&lng=-84.664805
08 | HAMILTON | HAM | RA | 31093 |  | 0.311 |  | SHAMRA31093**C | HAM-31093-0.311 | 39.1958 | -84.664 | 2025-12-31 | Active |  |  |  | State | HL0012799 | 2020-03-31 13:35 |  | State | A-12 | Conventional | [7 empty] | 1 | [6 empty] | No | No | No |  | HPS | 1 | 200 | [25 empty] | 2025-09-30 13:13 | NULL | 0 |  | mhurlow1 | 2018-05-17 17:43 | dturner | 2020-03-31 13:35 | No | No | No | No | No | Standing | None | None | None | No | No | No |  | No | 2025-09-30 13:13 |  | mneeley | 2025-09-30 13:13 | mneeley | 2025-09-30 13:13 | No Photo Available | No Photo Available | http://data.mapchannels.com/dualmaps6/map.htm?lat=39.195802&lng=-84.663975
08 | HAMILTON | HAM | RA | 31094 |  | 0 |  | SHAMRA31094**C | HAM-31094-0.000 | 39.196 | -84.6631 | 2025-12-31 | Active |  |  |  | State | HL0006500 | 2020-03-31 15:01 |  | State | A-8 | Conventional | [7 empty] | 1 | [6 empty] | No | No | No |  | HPS | 1 | 200 | [25 empty] | 2025-05-14 14:35 | NULL | 0 | 2025-05-14 14:35 | mhurlow1 | 2018-05-17 18:42 | dturner | 2020-03-31 15:02 | No | No | No | No | No | Standing | None | None | None | No | No | No |  | No | 2025-05-14 14:35 | 2025-05-14 14:35 | ascott3 | 2025-05-14 14:35 | ascott3 | 2025-05-14 14:35 | No Photo Available | https://collectorweb.dot.state.oh.us/arcgis/rest/services/HIGHWAY_LIGHTING/HighwayLighting_Reference/FeatureServer/7/549611/attachments/ | http://data.mapchannels.com/dualmaps6/map.htm?lat=39.195956&lng=-84.663067
08 | HAMILTON | HAM | RA | 31094 |  | 0 |  | SHAMRA31094**C | HAM-31094-0.000 | 39.1961 | -84.6633 | 2025-12-31 | Active |  |  |  | State | HL0033691 | 2020-03-31 14:31 |  | State | A-11 | Conventional | [7 empty] | 1 | [6 empty] | No | No | No |  | HPS | 1 | 200 | [25 empty] | 2025-09-30 13:13 | NULL | 0 |  | dturner | 2020-03-31 14:31 | dturner | 2020-03-31 14:31 | No | No | No | No | No | Standing | None | None | None | No | No | No |  | No | 2025-09-30 13:13 |  | mneeley | 2025-09-30 13:13 | mneeley | 2025-09-30 13:13 | No Photo Available | No Photo Available | http://data.mapchannels.com/dualmaps6/map.htm?lat=39.196061&lng=-84.663311
08 | HAMILTON | HAM | RA | 31094 |  | 0.019 |  | SHAMRA31094**C | HAM-31094-0.019 | 39.1959 | -84.6625 | 2025-12-31 | Active |  |  |  | State | HL0006937 | 2020-03-31 15:59 |  | State |  | Conventional | [7 empty] | 1 | [6 empty] | No | No | No |  | HPS | 1 | 200 | [25 empty] | 2025-09-30 13:18 | NULL | 0 |  | mhurlow1 | 2018-05-17 18:42 | dturner | 2020-03-31 16:00 | No | No | No | No | No | Standing | None | None | None | No | No | No |  | No | 2025-09-30 13:18 |  | mneeley | 2025-09-30 13:18 | mneeley | 2025-09-30 13:18 | No Photo Available | No Photo Available | http://data.mapchannels.com/dualmaps6/map.htm?lat=39.195912&lng=-84.662510
08 | HAMILTON | HAM | RA | 31094 |  | 0.021 |  | SHAMRA31094**C | HAM-31094-0.021 | 39.1962 | -84.6627 | 2025-12-31 | Active |  |  |  | State | HL0007886 | 2020-03-30 14:01 |  | State | A-7 | Conventional |  |  | AT |  |  |  |  | 1 | [6 empty] | No | No | No |  | HPS | 1 | 200 |  |  |  |  | Cooper/Eaton | [20 empty] | 2025-09-30 13:21 | NULL | 0 |  | mhurlow1 | 2018-05-17 18:43 | dturner | 2020-03-30 14:01 | No | No | No | No | No | Standing | None | None | None | No | No | No |  | No | 2025-09-30 13:21 |  | mneeley | 2025-09-30 13:21 | mneeley | 2025-09-30 13:21 | No Photo Available | No Photo Available | http://data.mapchannels.com/dualmaps6/map.htm?lat=39.196249&lng=-84.662697
08 | HAMILTON | HAM | RA | 31094 |  | 0.063 |  | SHAMRA31094**C | HAM-31094-0.063 | 39.1965 | -84.662 | 2025-12-31 | Active |  |  |  | State | HL0021371 | 2020-03-27 18:08 |  | State | C-12 | Conventional |  |  | AT |  |  |  |  | 1 | [6 empty] | No | No | No |  | HPS | 1 | 200 |  |  |  |  | American Electric Lighting (AEL) | [20 empty] | 2025-09-30 13:22 | NULL | 0 |  | mhurlow1 | 2018-05-17 18:44 | dturner | 2020-03-27 18:08 | No | No | No | No | No | Standing | None | None | None | No | No | No |  | No | 2025-09-30 13:22 |  | mneeley | 2025-09-30 13:22 | mneeley | 2025-09-30 13:22 | No Photo Available | No Photo Available | http://data.mapchannels.com/dualmaps6/map.htm?lat=39.196519&lng=-84.662008
08 | HAMILTON | HAM | RA | 31094 |  | 0.111 |  | SHAMRA31094**C | HAM-31094-0.111 | 39.1967 | -84.6612 | 2025-12-31 | Active |  |  |  | State | HL0019098 | 2020-03-27 18:20 |  | State | C-17 | Conventional |  |  | AT |  |  |  |  | 1 | [6 empty] | No | No | No |  | HPS | 1 | 400 |  |  |  |  | American Electric Lighting (AEL) | [20 empty] | 2025-09-30 13:26 | NULL | 0 |  | mhurlow1 | 2018-05-17 18:44 | dturner | 2020-03-27 18:20 | No | No | No | No | No | Standing | None | None | None | No | No | No |  | No | 2025-09-30 13:26 |  | mneeley | 2025-09-30 13:26 | mneeley | 2025-09-30 13:26 | No Photo Available | No Photo Available | http://data.mapchannels.com/dualmaps6/map.htm?lat=39.196712&lng=-84.661177
08 | HAMILTON | HAM | RA | 31094 |  | 0.153 |  | SHAMRA31094**C | HAM-31094-0.153 | 39.1968 | -84.6604 | 2025-12-31 | Active |  |  |  | State | HL0011717 | 2020-03-30 14:04 |  | State | C-10 | Conventional |  |  | AT |  |  |  |  | 1 | [6 empty] | No | No | No |  | HPS | 1 | 200 |  |  |  |  | GE | [20 empty] | 2025-09-30 13:27 | NULL | 0 |  | mhurlow1 | 2018-05-17 18:45 | dturner | 2020-03-30 14:04 | No | No | No | No | No | Standing | None | None | None | No | No | No |  | No | 2025-09-30 13:27 |  | mneeley | 2025-09-30 13:27 | mneeley | 2025-09-30 13:27 | No Photo Available | No Photo Available | http://data.mapchannels.com/dualmaps6/map.htm?lat=39.196797&lng=-84.660416
08 | HAMILTON | HAM | RA | 31094 |  | 0.197 |  | SHAMRA31094**C | HAM-31094-0.197 | 39.1968 | -84.6596 | 2025-12-31 | Active | 2020-01-21 19:06 |  |  | State | HL0022427 | 2020-01-21 19:06 |  | State | C-9 | Conventional |  |  | AT |  |  |  |  | 1 | [6 empty] | No | No | No |  | HPS | 1 | 200 |  |  |  |  | GE | [20 empty] | 2025-09-30 13:30 | NULL | 0 |  | mhurlow1 | 2018-05-17 18:46 | dturner | 2020-03-30 14:15 | No | No | No | No | No | Standing | None | None | None | No | No | No |  | No | 2025-09-30 13:30 |  | mneeley | 2025-09-30 13:30 | mneeley | 2025-09-30 13:30 | No Photo Available | No Photo Available | http://data.mapchannels.com/dualmaps6/map.htm?lat=39.196759&lng=-84.659597
08 | HAMILTON | HAM | RA | 31094 |  | 0.234 |  | SHAMRA31094**C | HAM-31094-0.234 | 39.1967 | -84.6589 | 2025-12-31 | Active |  |  |  | State | HL0019609 | 2020-03-30 14:23 |  | State | C-8 | Conventional |  |  | AT |  |  |  |  | 1 | [6 empty] | No | No | No |  | HPS | 1 | 200 |  |  |  |  | GE | [20 empty] | 2025-09-30 13:30 | NULL | 0 |  | mhurlow1 | 2018-05-17 18:46 | dturner | 2020-03-30 14:23 | No | No | No | No | No | Standing | None | None | None | No | No | No |  | No | 2025-09-30 13:30 |  | mneeley | 2025-09-30 13:30 | mneeley | 2025-09-30 13:30 | No Photo Available | No Photo Available | http://data.mapchannels.com/dualmaps6/map.htm?lat=39.196683&lng=-84.658948
08 | HAMILTON | HAM | RA | 31094 |  | 0.268 |  | SHAMRA31094**C | HAM-31094-0.268 | 39.1966 | -84.6583 | 2025-12-31 | Active |  |  |  | State | HL0014638 | 2020-03-30 14:32 |  | State | C-7 | Conventional |  |  | AT |  |  |  |  | 1 | [6 empty] | No | No | No |  | HPS | 1 | 200 |  |  |  |  | Cooper/Eaton | [20 empty] | 2025-09-30 13:30 | NULL | 0 |  | mhurlow1 | 2018-05-17 18:47 | dturner | 2020-03-30 14:33 | No | No | No | No | No | Standing | None | None | None | No | No | No |  | No | 2025-09-30 13:30 |  | mneeley | 2025-09-30 13:30 | mneeley | 2025-09-30 13:30 | No Photo Available | No Photo Available | http://data.mapchannels.com/dualmaps6/map.htm?lat=39.196560&lng=-84.658320
08 | HAMILTON | HAM | RA | 31094 |  | 0.304 |  | SHAMRA31094**C | HAM-31094-0.304 | 39.1964 | -84.6577 | 2025-12-31 | Active |  |  |  | State | HL0010499 | 2020-03-30 14:41 |  | State | C-6 | Conventional |  |  | AT |  |  |  |  | 1 | [6 empty] | No | No | No |  | HPS | 1 | 200 |  |  |  |  | Cooper/Eaton | [20 empty] | 2025-09-30 13:30 | NULL | 0 |  | mhurlow1 | 2018-05-17 18:47 | dturner | 2020-03-30 14:42 | No | No | No | No | No | Standing | None | None | None | No | No | No |  | No | 2025-09-30 13:30 |  | mneeley | 2025-09-30 13:30 | mneeley | 2025-09-30 13:30 | No Photo Available | No Photo Available | http://data.mapchannels.com/dualmaps6/map.htm?lat=39.196450&lng=-84.657660
08 | HAMILTON | HAM | RA | 31094 |  | 0.343 |  | SHAMRA31094**C | HAM-31094-0.343 | 39.1963 | -84.657 | 2025-12-31 | Active |  |  |  | State | HL0003636 | 2020-03-30 14:52 |  | State | C-5 | Conventional |  |  | AT |  |  |  |  | 1 | [6 empty] | No | No | No |  | HPS | 1 | 200 |  |  |  |  | American Electric Lighting (AEL) | [20 empty] | 2025-09-30 13:31 | NULL | 0 |  | mhurlow1 | 2018-05-17 18:47 | dturner | 2020-03-30 14:53 | No | No | No | No | No | Standing | None | None | None | No | No | No |  | No | 2025-09-30 13:31 |  | mneeley | 2025-09-30 13:31 | mneeley | 2025-09-30 13:31 | No Photo Available | No Photo Available | http://data.mapchannels.com/dualmaps6/map.htm?lat=39.196319&lng=-84.656963
08 | HAMILTON | HAM | RA | 31094 |  | 0.385 |  | SHAMRA31094**C | HAM-31094-0.385 | 39.1962 | -84.6562 | 2025-12-31 | Active |  |  |  | State | HL0007505 | 2020-03-30 15:03 |  | State | C-4 | Conventional |  |  | AT |  |  |  |  | 1 | [6 empty] | No | No | No |  | HPS | 1 | 200 |  |  |  |  | Cooper/Eaton | [20 empty] | 2025-09-30 13:31 | NULL | 0 |  | mhurlow1 | 2018-05-17 18:48 | dturner | 2020-03-30 15:04 | No | No | No | No | No | Standing | None | None | None | No | No | No |  | No | 2025-09-30 13:31 |  | mneeley | 2025-09-30 13:31 | mneeley | 2025-09-30 13:31 | No Photo Available | No Photo Available | http://data.mapchannels.com/dualmaps6/map.htm?lat=39.196165&lng=-84.656207
08 | HAMILTON | HAM | RA | 31094 |  | 0.426 |  | SHAMRA31094**C | HAM-31094-0.426 | 39.196 | -84.6554 | 2025-12-31 | Active |  |  |  | State | HL0004422 | 2020-03-30 15:31 |  | State | C-3 | Conventional |  |  | AT |  |  |  |  | 1 | [6 empty] | No | No | No |  | HPS | 1 | 200 |  |  |  |  | Cooper/Eaton | [20 empty] | 2025-09-30 13:31 | NULL | 0 |  | mhurlow1 | 2018-05-17 18:48 | dturner | 2020-03-30 15:31 | No | No | No | No | No | Standing | None | None | None | No | No | No |  | No | 2025-09-30 13:31 |  | mneeley | 2025-09-30 13:32 | mneeley | 2025-09-30 13:32 | No Photo Available | No Photo Available | http://data.mapchannels.com/dualmaps6/map.htm?lat=39.196038&lng=-84.655448
08 | HAMILTON | HAM | RA | 31096 |  | 0.008 |  | SHAMRA31096**C | HAM-31096-0.008 | 39.197 | -84.6575 | 2025-12-31 | Active |  |  |  | State | HL0000087 | 2020-03-25 16:38 |  | State | D-2 | Conventional | [7 empty] | 1 | [6 empty] | No | No | No |  | HPS | 1 | 200 | [25 empty] | 2025-09-30 14:06 | NULL | 0 |  | mhurlow1 | 2018-05-17 18:50 | dturner | 2020-03-25 16:39 | No | No | No | No | No | Standing | None | None | None | No | No | No |  | No | 2025-09-30 14:06 |  | mneeley | 2025-09-30 14:06 | mneeley | 2025-09-30 14:06 | No Photo Available | No Photo Available | http://data.mapchannels.com/dualmaps6/map.htm?lat=39.196995&lng=-84.657516
08 | HAMILTON | HAM | RA | 31096 |  | 0.055 |  | SHAMRA31096**C | HAM-31096-0.055 | 39.1972 | -84.6584 | 2025-12-31 | Active |  |  |  | State | HL0023558 | 2020-03-25 16:47 |  | State | D-3 | Conventional | [7 empty] | 1 | [6 empty] | No | No | No |  | HPS | 1 | 200 | [25 empty] | 2025-09-30 14:07 | NULL | 0 |  | mhurlow1 | 2018-05-17 18:39 | dturner | 2020-03-25 16:48 | No | No | No | No | No | Standing | None | None | None | No | No | No |  | No | 2025-09-30 14:07 |  | mneeley | 2025-09-30 14:07 | mneeley | 2025-09-30 14:07 | No Photo Available | No Photo Available | http://data.mapchannels.com/dualmaps6/map.htm?lat=39.197159&lng=-84.658380
08 | HAMILTON | HAM | RA | 31096 |  | 0.1 |  | SHAMRA31096**C | HAM-31096-0.100 | 39.1973 | -84.6592 | 2025-12-31 | Active |  |  |  | State | HL0021952 | 2020-03-25 16:57 |  | State | D-4 | Conventional | [7 empty] | 1 | [6 empty] | No | No | No |  | HPS | 1 | 200 | [25 empty] | 2025-09-30 14:10 | NULL | 0 |  | mhurlow1 | 2018-05-17 18:38 | dturner | 2020-03-25 16:58 | No | No | No | No | No | Standing | None | None | None | No | No | No |  | No | 2025-09-30 14:10 |  | mneeley | 2025-09-30 14:10 | mneeley | 2025-09-30 14:10 | No Photo Available | No Photo Available | http://data.mapchannels.com/dualmaps6/map.htm?lat=39.197319&lng=-84.659205
08 | HAMILTON | HAM | RA | 31096 |  | 0.143 |  | SHAMRA31096**C | HAM-31096-0.143 | 39.1975 | -84.66 | 2025-12-31 | Active |  |  |  | State | HL0017344 |  |  | State | D5 | Conventional | [14 empty] | No | No | No |  | HPS | 1 | 200 | [25 empty] | 2025-05-15 13:38 | NULL |  | 2025-05-15 13:39 | mhurlow1 | 2018-05-17 18:38 | mneeley | 2025-09-30 13:48 | No | No | No | No | No | Down | None | None | None | Yes | No | No |  | Yes | 2025-05-15 13:38 | 2025-05-15 13:39 | ascott3 | 2025-05-15 13:39 | ascott3 | 2025-05-15 13:39 | No Photo Available | https://collectorweb.dot.state.oh.us/arcgis/rest/services/HIGHWAY_LIGHTING/HighwayLighting_Reference/FeatureServer/7/550400/attachments/ | http://data.mapchannels.com/dualmaps6/map.htm?lat=39.197482&lng=-84.659977
08 | HAMILTON | HAM | RA | 31096 |  | 0.199 |  | SHAMRA31096**C | HAM-31096-0.199 | 39.1977 | -84.661 | 2025-12-31 | Active |  |  |  | State | HL0022738 | 2020-03-25 17:12 |  | State | D-6 | Conventional | [7 empty] | 1 | [6 empty] | No | No | No |  | HPS | 1 | 200 | [25 empty] | 2025-09-30 14:13 | NULL | 0 |  | mhurlow1 | 2018-05-17 18:08 | dturner | 2020-03-25 17:12 | No | No | No | No | No | Standing | None | None | None | No | No | No |  | No | 2025-09-30 14:13 |  | mneeley | 2025-09-30 14:13 | mneeley | 2025-09-30 14:13 | No Photo Available | No Photo Available | http://data.mapchannels.com/dualmaps6/map.htm?lat=39.197688&lng=-84.660969
08 | HAMILTON | HAM | RA | 31096 |  | 0.246 |  | SHAMRA31096**C | HAM-31096-0.246 | 39.198 | -84.6618 | 2025-12-31 | Active |  |  |  | State | HL0010341 | 2020-03-25 17:25 |  | State | D-7 | Conventional | [7 empty] | 1 | [6 empty] | No | No | No |  | HPS | 1 | 400 | [25 empty] | 2025-09-30 14:14 | NULL | 0 |  | mhurlow1 | 2018-05-17 18:06 | dturner | 2020-03-25 17:36 | No | No | No | No | No | Standing | None | None | None | No | No | No |  | No | 2025-09-30 14:14 |  | mneeley | 2025-09-30 14:15 | mneeley | 2025-09-30 14:15 | No Photo Available | No Photo Available | http://data.mapchannels.com/dualmaps6/map.htm?lat=39.197955&lng=-84.661778
08 | HAMILTON | HAM | RA | 31096 |  | 0.29 |  | SHAMRA31096**C | HAM-31096-0.290 | 39.1982 | -84.6625 | 2025-12-31 | Active |  |  |  | State | HL0027016 | 2020-03-25 17:36 |  | State | D-8 | Conventional | [7 empty] | 1 | [6 empty] | No | No | No |  | HPS | 1 | 200 | [25 empty] | 2025-09-30 14:25 | NULL | 0 |  | mhurlow1 | 2018-05-17 18:06 | dturner | 2020-03-25 17:36 | No | No | No | No | No | Standing | None | None | None | No | No | No |  | No | 2025-09-30 14:25 |  | mneeley | 2025-09-30 14:25 | mneeley | 2025-09-30 14:25 | No Photo Available | No Photo Available | http://data.mapchannels.com/dualmaps6/map.htm?lat=39.198199&lng=-84.662528
08 | HAMILTON | HAM | RA | 31096 |  | 0.492 |  | SHAMRA31096**C | HAM-31096-0.492 | 39.1971 | -84.6659 | 2025-12-31 | Active |  |  |  | State | HL0000840 | 2020-03-30 16:59 |  | State | CC-3 | Conventional | [7 empty] | 1 | [6 empty] | No | No | No |  | HPS | 1 | 400 | [25 empty] | 2025-09-30 14:25 | NULL | 0 |  | mhurlow1 | 2018-05-17 18:01 | dturner | 2020-03-30 17:00 | No | No | No | No | No | Standing | None | None | None | No | No | No |  | No | 2025-09-30 14:25 |  | mneeley | 2025-09-30 14:25 | mneeley | 2025-09-30 14:25 | No Photo Available | No Photo Available | http://data.mapchannels.com/dualmaps6/map.htm?lat=39.197145&lng=-84.665947
08 | HAMILTON | HAM | RA | 31097 |  | 0.023 |  | SHAMRA31097**C | HAM-31097-0.023 | 39.1965 | -84.6634 | 2025-12-31 | Active |  |  |  | State | HL0014999 | 2020-03-31 16:06 |  | State | A-6 | Conventional | [7 empty] | 1 | [6 empty] | No | No | No |  | HPS | 1 | 200 | [25 empty] | 2025-09-30 14:38 | NULL | 0 |  | mhurlow1 | 2018-05-17 17:53 | dturner | 2020-03-31 16:07 | No | No | No | No | No | Standing | None | None | None | No | No | No |  | No | 2025-09-30 14:38 |  | mneeley | 2025-09-30 14:38 | mneeley | 2025-09-30 14:38 | No Photo Available | No Photo Available | http://data.mapchannels.com/dualmaps6/map.htm?lat=39.196503&lng=-84.663359
08 | HAMILTON | HAM | RA | 31097 |  | 0.081 |  | SHAMRA31097**C | HAM-31097-0.081 | 39.197 | -84.6643 | 2025-12-31 | Retired |  |  |  | State | HL0016948 |  |  | State |  | Conventional | [14 empty] | No | No | No |  | HPS | [28 empty] | NULL |  |  | mhurlow1 | 2018-05-17 17:56 | acode1@Admin | 2022-06-15 18:28 | [20 empty] | No Photo Available | No Photo Available | http://data.mapchannels.com/dualmaps6/map.htm?lat=39.196951&lng=-84.664277
08 | HAMILTON | HAM | RA | 31097 |  | 0.096 |  | SHAMRA31097**C | HAM-31097-0.096 | 39.1971 | -84.6645 | 2025-12-31 | Active |  |  |  | State | HL0011074 | 2020-03-25 17:47 |  | State | A-3 | Conventional | [7 empty] | 1 | [6 empty] | No | No | No |  | HPS | 1 | 200 | [25 empty] | 2025-09-30 14:38 | NULL | 0 |  | mhurlow1 | 2018-05-17 17:56 | dturner | 2020-03-25 17:47 | No | No | No | No | No | Standing | None | None | None | No | No | No |  | No | 2025-09-30 14:38 |  | mneeley | 2025-09-30 14:38 | mneeley | 2025-09-30 14:38 | No Photo Available | No Photo Available | http://data.mapchannels.com/dualmaps6/map.htm?lat=39.197081&lng=-84.664514
08 | HAMILTON | HAM | RA | 31097 |  | 0.135 |  | SHAMRA31097**C | HAM-31097-0.135 | 39.1974 | -84.665 | 2025-12-31 | Active |  |  |  | State | HL0012720 | 2020-03-26 12:38 |  | State | D-13 | Conventional | [7 empty] | 1 | [6 empty] | No | No | No |  | HPS | 1 | 400 | [25 empty] | 2025-09-30 14:38 | NULL | 0 |  | mhurlow1 | 2018-05-17 17:58 | dturner | 2020-03-26 12:39 | No | No | No | No | No | Standing | None | None | None | No | No | No |  | No | 2025-09-30 14:38 |  | mneeley | 2025-09-30 14:43 | mneeley | 2025-09-30 14:43 | No Photo Available | No Photo Available | http://data.mapchannels.com/dualmaps6/map.htm?lat=39.197398&lng=-84.665033
08 | HAMILTON | HAM | RA | 31097 |  | 0.212 |  | SHAMRA31097**C | HAM-31097-0.212 | 39.1981 | -84.6643 | 2025-12-31 | Active |  |  |  | State | HL0016530 | 2020-03-26 13:13 |  | State | D-11 | Conventional | [7 empty] | 1 | [6 empty] | No | No | No |  | HPS | 1 | 200 | [25 empty] | 2025-09-30 14:43 | NULL | 0 |  | mhurlow1 | 2018-05-17 18:03 | dturner | 2020-03-26 13:13 | No | No | No | No | No | Standing | None | None | None | No | No | No |  | No | 2025-09-30 14:43 |  | mneeley | 2025-09-30 14:44 | mneeley | 2025-09-30 14:44 | No Photo Available | No Photo Available | http://data.mapchannels.com/dualmaps6/map.htm?lat=39.198095&lng=-84.664327
08 | HAMILTON | HAM | RA | 31097 |  | 0.252 |  | SHAMRA31097**C | HAM-31097-0.252 | 39.1982 | -84.6636 | 2025-12-31 | Active |  |  |  | State | HL0012791 | 2020-03-26 13:22 |  | State | D-10 | Conventional | [7 empty] | 1 | [6 empty] | No | No | No |  | HPS | 1 | 200 | [25 empty] | 2025-09-30 14:45 | NULL | 0 |  | mhurlow1 | 2018-05-17 18:04 | dturner | 2020-03-26 13:22 | No | No | No | No | No | Standing | None | None | None | No | No | No |  | No | 2025-09-30 14:45 |  | mneeley | 2025-09-30 14:45 | mneeley | 2025-09-30 14:45 | No Photo Available | No Photo Available | http://data.mapchannels.com/dualmaps6/map.htm?lat=39.198172&lng=-84.663597
08 | HAMILTON | HAM | RA | 31097 |  | 0.284 |  | SHAMRA31097**C | HAM-31097-0.284 | 39.1981 | -84.663 | 2025-12-31 | Active |  |  |  | State | HL0010486 | 2020-03-26 13:31 |  | State | D-9 | Conventional | [7 empty] | 1 | [6 empty] | No | No | No |  | HPS | 1 | 200 | [25 empty] | 2025-09-30 14:46 | NULL | 0 |  | mhurlow1 | 2018-05-17 18:04 | dturner | 2020-03-26 13:32 | No | No | No | No | No | Standing | None | None | None | No | No | No |  | No | 2025-09-30 14:46 |  | mneeley | 2025-09-30 14:46 | mneeley | 2025-09-30 14:46 | No Photo Available | No Photo Available | http://data.mapchannels.com/dualmaps6/map.htm?lat=39.198103&lng=-84.663036
08 | HAMILTON | HAM | RA | 31097 |  | 0.336 |  | SHAMRA31097**C | HAM-31097-0.336 | 39.1977 | -84.6624 | 2025-12-31 | Active |  |  |  | State | HL0007917 | 2020-03-26 13:41 |  | State | D-15 | Conventional | [7 empty] | 1 | [6 empty] | No | No | No |  | HPS | 1 | 200 | [25 empty] | 2025-09-30 14:48 | NULL | 0 |  | mhurlow1 | 2018-05-17 18:05 | dturner | 2020-03-26 13:42 | No | No | No | No | No | Standing | None | None | None | No | No | No |  | No | 2025-09-30 14:48 |  | mneeley | 2025-09-30 14:48 | mneeley | 2025-09-30 14:48 | No Photo Available | No Photo Available | http://data.mapchannels.com/dualmaps6/map.htm?lat=39.197723&lng=-84.662373
08 | HAMILTON | HAM | RA | 31097 |  | 0.418 |  | SHAMRA31097**C | HAM-31097-0.418 | 39.1971 | -84.6634 | 2025-12-31 | Active |  |  |  | State | HL0002150 | 2020-03-26 14:29 |  | State | E-5 | Conventional | [7 empty] | 1 | [6 empty] | No | No | No |  | HPS | 1 | 200 | [25 empty] | 2025-09-30 14:54 | NULL | 0 |  | mhurlow1 | 2018-05-17 17:50 | dturner | 2020-03-26 14:30 | No | No | No | No | No | Standing | None | None | None | No | No | No |  | No | 2025-09-30 14:54 |  | mneeley | 2025-09-30 14:54 | mneeley | 2025-09-30 14:54 | No Photo Available | No Photo Available | http://data.mapchannels.com/dualmaps6/map.htm?lat=39.197131&lng=-84.663407
08 | HAMILTON | HAM | RA | 31097 |  | 0.464 |  | SHAMRA31097**C | HAM-31097-0.464 | 39.1969 | -84.6642 | 2025-12-31 | Active |  |  |  | State | HL0018300 | 2020-03-26 14:39 |  | State | E-6 | Conventional | [7 empty] | 1 | [6 empty] | No | No | No |  | HPS | 1 | 200 | [25 empty] | 2025-09-30 15:19 | NULL | 0 |  | mhurlow1 | 2018-05-17 17:50 | cburden | 2020-05-15 02:48 | No | No | No | No | No | Standing | None | None | None | No | No | No |  | No | 2025-09-30 15:19 |  | mneeley | 2025-09-30 15:19 | mneeley | 2025-09-30 15:19 | No Photo Available | No Photo Available | http://data.mapchannels.com/dualmaps6/map.htm?lat=39.196900&lng=-84.664225
08 | HAMILTON | HAM | RA | 31097 |  | 0.506 |  | SHAMRA31097**C | HAM-31097-0.506 | 39.1967 | -84.665 | 2025-12-31 | Active |  |  |  | State | HL0026284 | 2020-03-26 14:50 |  | State | E-7 | Conventional | [7 empty] | 1 | [6 empty] | No | No | No |  | HPS | 1 | 200 | [25 empty] | 2025-09-30 15:19 | NULL | 0 |  | mhurlow1 | 2018-05-17 17:50 | cburden | 2020-05-15 02:49 | No | No | No | No | No | Standing | None | None | None | No | No | No |  | No | 2025-09-30 15:19 |  | mneeley | 2025-09-30 15:19 | mneeley | 2025-09-30 15:19 | No Photo Available | No Photo Available | http://data.mapchannels.com/dualmaps6/map.htm?lat=39.196734&lng=-84.664960
08 | HAMILTON | HAM | RA | 31097 |  | 0.512 |  | SHAMRA31097**C | HAM-31097-0.512 | 39.1969 | -84.6651 | 2025-12-31 | Active |  |  |  | State | HL0023009 | 2020-03-30 18:21 |  | State | A-13 | Conventional | [7 empty] | 1 | [6 empty] | No | No | No |  | HPS | 1 | 200 | [25 empty] | 2025-09-30 14:28 | NULL | 0 |  | mhurlow1 | 2018-05-17 18:00 | dturner | 2020-03-30 18:21 | No | No | No | No | No | Standing | None | None | None | No | No | No |  | No | 2025-09-30 14:28 |  | mneeley | 2025-09-30 14:28 | mneeley | 2025-09-30 14:28 | No Photo Available | No Photo Available | http://data.mapchannels.com/dualmaps6/map.htm?lat=39.196869&lng=-84.665136
08 | HAMILTON | HAM | RA | 31097 |  | 0.549 |  | SHAMRA31097**C | HAM-31097-0.549 | 39.1966 | -84.6657 | 2025-12-31 | Active |  |  |  | State | HL0021705 | 2020-03-26 15:05 |  | State | E-8 | Conventional | [7 empty] | 1 | [6 empty] | No | No | No |  | LED | 1 |  | 93 | [24 empty] | 2025-09-30 15:20 | NULL |  |  | mhurlow1 | 2018-05-17 17:49 | mneeley | 2024-10-08 12:12 | No | No | No | No | No | Standing | None | None | None | No | No | No |  | No | 2025-09-30 15:20 |  | mneeley | 2025-09-30 15:20 | mneeley | 2025-09-30 15:20 | https://collectorweb.dot.state.oh.us/arcgis/rest/services/HIGHWAY_LIGHTING/HighwayLighting_Reference/FeatureServer/6/21705/attachments/ | No Photo Available | http://data.mapchannels.com/dualmaps6/map.htm?lat=39.196575&lng=-84.665736
08 | HAMILTON | HAM | RA | 31097 |  | 0.562 |  | SHAMRA31097**C | HAM-31097-0.562 | 39.1969 | -84.6662 | 2025-12-31 | Active |  |  |  | State | HL0003331 | 2020-03-30 17:40 |  | State | A-19 | Conventional | [7 empty] | 1 | [6 empty] | No | No | No |  | HPS | 1 | 200 | [25 empty] | 2025-09-30 14:25 | NULL | 0 |  | mhurlow1 | 2018-05-17 18:02 | dturner | 2020-03-30 17:40 | No | No | No | No | No | Standing | None | None | None | No | No | No |  | No | 2025-09-30 14:25 |  | mneeley | 2025-09-30 14:25 | mneeley | 2025-09-30 14:25 | No Photo Available | No Photo Available | http://data.mapchannels.com/dualmaps6/map.htm?lat=39.196926&lng=-84.666158
08 | HAMILTON | HAM | RA | 31098 |  | 0.022 |  | SHAMRA31098**C | HAM-31098-0.022 | 39.1973 | -84.6653 | 2025-12-31 | Active |  |  |  | State | HL0007349 |  |  | State | D-14 | Conventional | [7 empty] | 1 | [6 empty] | No | No | No |  | HPS | [27 empty] | 2025-05-15 14:15 | NULL |  | 2025-05-15 14:15 | mhurlow1 | 2018-05-17 17:59 | dturner | 2020-03-26 13:09 | No | No | No | No | No | Standing | None | None | None | No | No | No |  | No | 2025-05-15 14:15 | 2025-05-15 14:15 | ascott3 | 2025-05-15 14:15 | ascott3 | 2025-05-15 14:15 | No Photo Available | https://collectorweb.dot.state.oh.us/arcgis/rest/services/HIGHWAY_LIGHTING/HighwayLighting_Reference/FeatureServer/7/550402/attachments/ | http://data.mapchannels.com/dualmaps6/map.htm?lat=39.197320&lng=-84.665290
08 | HAMILTON | HAM | RA | 31099 |  | 0.026 |  | SHAMRA31099**C | HAM-31099-0.026 | 39.1855 | -84.6099 | 2025-12-31 | Active |  |  |  | State | HL0011436 | 2020-01-21 18:42 |  | State | B-2 | Conventional |  |  | AT |  |  |  |  | 1 | [6 empty] | No | No | No |  | HPS | 1 | 200 |  |  |  |  | American Electric Lighting (AEL) | [20 empty] | 2025-10-08 13:12 | NULL | 0 |  | mhurlow1 | 2018-05-17 19:04 | csonner | 2020-01-21 18:43 | No | No | No | No | No | Standing | None | None | None | No | No | No |  | No | 2025-10-08 13:12 |  | mneeley | 2025-10-08 13:13 | mneeley | 2025-10-08 13:13 | No Photo Available | No Photo Available | http://data.mapchannels.com/dualmaps6/map.htm?lat=39.185546&lng=-84.609899
08 | HAMILTON | HAM | RA | 31099 |  | 0.07 |  | SHAMRA31099**C | HAM-31099-0.070 | 39.1855 | -84.6091 | 2025-12-31 | Active |  |  |  | State | HL0023750 | 2020-01-21 18:44 |  | State | B-3 | Conventional |  |  | AT |  |  |  |  | 1 | [6 empty] | No | No | No |  | HPS | 1 | 200 |  |  |  |  | Cooper/Eaton | [20 empty] | 2025-10-08 13:13 | NULL | 0 |  | mhurlow1 | 2018-05-17 19:04 | csonner | 2020-01-21 18:45 | No | No | No | No | No | Standing | None | None | None | No | No | No |  | No | 2025-10-08 13:13 |  | mneeley | 2025-10-08 13:13 | mneeley | 2025-10-08 13:13 | No Photo Available | No Photo Available | http://data.mapchannels.com/dualmaps6/map.htm?lat=39.185502&lng=-84.609070
08 | HAMILTON | HAM | RA | 31099 |  | 0.113 |  | SHAMRA31099**C | HAM-31099-0.113 | 39.1854 | -84.6083 | 2025-12-31 | Active |  |  |  | State | HL0010359 | 2020-01-21 18:45 |  | State | B-4 | Conventional |  |  | AT |  |  |  |  | 1 | [6 empty] | No | No | No |  | HPS | 1 | 200 |  |  |  |  | Cooper/Eaton | [20 empty] | 2025-10-08 13:13 | NULL | 0 |  | mhurlow1 | 2018-05-17 19:06 | csonner | 2020-01-21 18:46 | No | No | No | No | No | Standing | None | None | None | No | No | No |  | No | 2025-10-08 13:13 |  | mneeley | 2025-10-08 13:13 | mneeley | 2025-10-08 13:13 | No Photo Available | No Photo Available | http://data.mapchannels.com/dualmaps6/map.htm?lat=39.185440&lng=-84.608281
08 | HAMILTON | HAM | RA | 31099 |  | 0.149 |  | SHAMRA31099**C | HAM-31099-0.149 | 39.1853 | -84.6076 | 2025-12-31 | Active |  |  |  | State | HL0002933 | 2020-01-21 18:47 |  | State | B-5 | Conventional |  |  | AT |  |  |  |  | 1 | [6 empty] | No | No | No |  | HPS | 1 | 200 |  |  |  |  | Cooper/Eaton | [20 empty] | 2025-10-08 13:13 | NULL | 0 |  | mhurlow1 | 2018-05-17 19:07 | csonner | 2020-01-21 18:48 | No | No | No | No | No | Standing | None | None | None | No | No | No |  | No | 2025-10-08 13:13 |  | mneeley | 2025-10-08 13:13 | mneeley | 2025-10-08 13:13 | No Photo Available | No Photo Available | http://data.mapchannels.com/dualmaps6/map.htm?lat=39.185330&lng=-84.607631
08 | HAMILTON | HAM | RA | 31099 |  | 0.19 |  | SHAMRA31099**C | HAM-31099-0.190 | 39.1851 | -84.6069 | 2025-12-31 | Active |  |  |  | State | HL0005605 | 2020-01-21 18:48 |  | State | B-6 | Conventional |  |  | AT |  |  |  |  | 1 | [6 empty] | No | No | No |  | HPS | 1 | 200 |  |  |  |  | American Electric Lighting (AEL) | [20 empty] | 2026-04-29 15:51 | NULL | 0 | 2026-04-29 15:51 | mhurlow1 | 2018-05-17 19:12 | csonner | 2020-01-21 18:49 | No | No | No | No | No | Down | None | None | None | No | No | No | NEW FOUNDATION / NEEDS POLE , BRACKET ARM, #10AWG CABLE, AND FIXTURE. | Yes | 2026-04-29 15:51 | 2026-04-29 15:51 | csonner1 | 2026-04-29 15:53 | csonner1 | 2026-04-30 13:07 | No Photo Available | https://collectorweb.dot.state.oh.us/arcgis/rest/services/HIGHWAY_LIGHTING/HighwayLighting_Reference/FeatureServer/7/578995/attachments/ | http://data.mapchannels.com/dualmaps6/map.htm?lat=39.185125&lng=-84.606933
08 | HAMILTON | HAM | RA | 31099 |  | 0.225 |  | SHAMRA31099**C | HAM-31099-0.225 | 39.1848 | -84.6064 | 2025-12-31 | Active |  |  |  | State | HL0011043 | 2020-01-21 18:49 |  | State | B-7 | Conventional |  |  | AT |  |  |  |  | 1 | [6 empty] | No | No | No |  | HPS | 1 | 200 |  |  |  |  | American Electric Lighting (AEL) | [20 empty] | 2025-10-08 13:14 | NULL | 0 |  | mhurlow1 | 2018-05-17 19:12 | csonner | 2020-01-21 18:50 | No | No | No | No | No | Standing | None | None | None | No | No | No |  | No | 2025-10-08 13:14 |  | mneeley | 2025-10-08 13:14 | mneeley | 2025-10-08 13:14 | No Photo Available | No Photo Available | http://data.mapchannels.com/dualmaps6/map.htm?lat=39.184848&lng=-84.606410
08 | HAMILTON | HAM | RA | 31099 |  | 0.267 |  | SHAMRA31099**C | HAM-31099-0.267 | 39.1844 | -84.6059 | 2025-12-31 | Active |  |  |  | State | HL0010137 | 2020-01-21 18:50 |  | State | B-8 | Conventional |  |  | AT |  |  |  |  | 1 | [6 empty] | No | No | No |  | HPS | 1 | 200 |  |  |  |  | Cooper/Eaton | [20 empty] | 2025-10-08 13:14 | NULL | 0 |  | mhurlow1 | 2018-05-17 19:12 | csonner | 2020-01-21 18:51 | No | No | No | No | No | Standing | None | None | None | No | No | No |  | No | 2025-10-08 13:14 |  | mneeley | 2025-10-08 13:15 | mneeley | 2025-10-08 13:15 | No Photo Available | No Photo Available | http://data.mapchannels.com/dualmaps6/map.htm?lat=39.184411&lng=-84.605895
08 | HAMILTON | HAM | RA | 31099 |  | 0.308 |  | SHAMRA31099**C | HAM-31099-0.308 | 39.1839 | -84.6054 | 2025-12-31 | Active |  |  |  | State | HL0011780 | 2020-01-21 18:52 |  | State | B-9 | Conventional |  |  | AT |  |  |  |  | 1 | [6 empty] | No | No | No |  | HPS | 1 | 200 |  |  |  |  | Cooper/Eaton | [20 empty] | 2025-10-08 13:15 | NULL | 0 |  | mhurlow1 | 2018-05-17 19:24 | csonner | 2020-01-21 18:53 | No | No | No | No | No | Standing | None | None | None | No | No | No |  | No | 2025-10-08 13:15 |  | mneeley | 2025-10-08 13:15 | mneeley | 2025-10-08 13:15 | No Photo Available | No Photo Available | http://data.mapchannels.com/dualmaps6/map.htm?lat=39.183947&lng=-84.605407
08 | HAMILTON | HAM | RA | 31099 |  | 0.352 |  | SHAMRA31099**C | HAM-31099-0.352 | 39.1837 | -84.6046 | 2025-12-31 | Active |  |  |  | State | HL0005665 | 2020-01-21 18:53 |  | State | B-10 | Conventional |  |  | AT |  |  |  |  | 1 | [6 empty] | No | No | No |  | HPS | 1 | 200 |  |  |  |  | American Electric Lighting (AEL) | [20 empty] | 2025-10-08 13:15 | NULL | 0 |  | mhurlow1 | 2018-05-17 19:24 | csonner | 2020-01-21 18:54 | No | No | No | No | No | Standing | None | None | None | No | No | No |  | No | 2025-10-08 13:15 |  | mneeley | 2025-10-08 13:15 | mneeley | 2025-10-08 13:15 | No Photo Available | No Photo Available | http://data.mapchannels.com/dualmaps6/map.htm?lat=39.183650&lng=-84.604645
08 | HAMILTON | HAM | RA | 31099 |  | 0.37 |  | SHAMRA31099**C | HAM-31099-0.370 | 39.1834 | -84.6044 | 2025-12-31 | Active |  |  |  | State | HL0016408 | 2020-01-21 18:55 |  | State | A-3 | Conventional |  |  | AT |  |  |  |  | 1 | [6 empty] | No | No | No |  | HPS | 1 | 200 |  |  |  |  | Cooper/Eaton | [20 empty] | 2025-10-08 13:15 | NULL | 0 |  | mhurlow1 | 2018-05-21 11:51 | csonner | 2020-01-21 18:56 | No | No | No | No | No | Standing | None | None | None | No | No | No |  | No | 2025-10-08 13:15 |  | mneeley | 2025-10-08 13:15 | mneeley | 2025-10-08 13:15 | No Photo Available | No Photo Available | http://data.mapchannels.com/dualmaps6/map.htm?lat=39.183411&lng=-84.604382
08 | HAMILTON | HAM | RA | 31100 |  | 0.038 |  | SHAMRA31100**C | HAM-31100-0.038 | 39.1835 | -84.5981 | 2025-12-31 | Active |  |  |  | State | HL0006861 | 2020-01-21 20:28 |  | State | C32 | Conventional | [7 empty] | 1 | [6 empty] | No | No | No |  | LED | 1 |  | 93 |  |  |  | American Electric Lighting (AEL) |  | 480 L-N | [18 empty] | 2025-10-08 14:08 | NULL |  |  | mhurlow1 | 2018-05-21 12:45 | mneeley | 2024-09-26 14:19 | No | No | No | No | No | Standing | None | None | None | No | No | No |  | No | 2025-10-08 14:08 |  | mneeley | 2025-10-08 14:08 | mneeley | 2025-10-08 14:08 | No Photo Available | No Photo Available | http://data.mapchannels.com/dualmaps6/map.htm?lat=39.183478&lng=-84.598144
08 | HAMILTON | HAM | RA | 31100 |  | 0.071 |  | SHAMRA31100**C | HAM-31100-0.071 | 39.1837 | -84.5987 | 2025-12-31 | Active |  |  |  | State | HL0024808 |  |  | State | C31 | Conventional | [7 empty] | 1 | [6 empty] | No | No | No |  | HPS | 1 | 400 |  |  |  |  | American Electric Lighting (AEL) |  | 480 L-N | [18 empty] | 2025-10-08 14:08 | NULL |  |  | mhurlow1 | 2018-05-21 12:45 | cneeley | 2020-01-21 20:27 | No | No | No | No | No | Standing | None | None | None | No | No | No |  | No | 2025-10-08 14:08 |  | mneeley | 2025-10-08 14:08 | mneeley | 2025-10-08 14:08 | No Photo Available | No Photo Available | http://data.mapchannels.com/dualmaps6/map.htm?lat=39.183705&lng=-84.598680
08 | HAMILTON | HAM | RA | 31100 |  | 0.107 |  | SHAMRA31100**C | HAM-31100-0.107 | 39.184 | -84.5993 | 2025-12-31 | Active |  |  |  | State | HL0019951 | 2020-01-21 20:26 |  | State | C30 | Conventional | [7 empty] | 1 | [6 empty] | No | No | No |  | LED | 1 |  | 93 |  |  |  | American Electric Lighting (AEL) |  | 480 L-N | [18 empty] | 2025-10-08 14:08 | NULL |  |  | mhurlow1 | 2018-05-21 12:44 | mneeley | 2024-09-26 14:46 | No | No | No | No | No | Standing | None | None | None | No | No | No |  | No | 2025-10-08 14:08 |  | mneeley | 2025-10-08 14:09 | mneeley | 2025-10-08 14:09 | No Photo Available | No Photo Available | http://data.mapchannels.com/dualmaps6/map.htm?lat=39.183959&lng=-84.599259
08 | HAMILTON | HAM | RA | 31100 |  | 0.14 |  | SHAMRA31100**C | HAM-31100-0.140 | 39.1842 | -84.5998 | 2025-12-31 | Active |  |  |  | State | HL0018130 | 2020-01-21 20:25 |  | State | C26 | Conventional | [7 empty] | 1 | [6 empty] | No | No | No |  | HPS | 1 | 200 |  |  |  |  | American Electric Lighting (AEL) |  | 480 L-L | [18 empty] | 2025-10-08 14:09 | NULL | 0 |  | mhurlow1 | 2018-05-21 12:44 | cneeley | 2020-01-21 20:26 | No | No | No | No | No | Standing | None | None | None | No | No | No |  | No | 2025-10-08 14:09 |  | mneeley | 2025-10-08 14:09 | mneeley | 2025-10-08 14:09 | No Photo Available | No Photo Available | http://data.mapchannels.com/dualmaps6/map.htm?lat=39.184198&lng=-84.599791
08 | HAMILTON | HAM | RA | 31100 |  | 0.17 |  | SHAMRA31100**C | HAM-31100-0.170 | 39.1843 | -84.6004 | 2025-12-31 | Active |  |  |  | State | HL0009869 | 2020-03-24 18:13 |  | State | C-29 | Conventional | [7 empty] | 1 | [6 empty] | No | No | No |  | HPS | 1 | 200 | [25 empty] | 2025-10-08 14:48 | NULL | 0 |  | mhurlow1 | 2018-05-21 12:44 | dturner | 2020-03-24 18:26 | No | No | No | No | No | Standing | None | None | None | No | No | No |  | No | 2025-10-08 14:48 |  | mneeley | 2025-10-08 14:48 | mneeley | 2025-10-08 14:48 | No Photo Available | No Photo Available | http://data.mapchannels.com/dualmaps6/map.htm?lat=39.184297&lng=-84.600367
08 | HAMILTON | HAM | RA | 31100 |  | 0.183 |  | SHAMRA31100**C | HAM-31100-0.183 | 39.1845 | -84.6005 | 2025-12-31 | Active |  |  |  | State | HL0021668 | 2020-01-21 20:24 |  | State | C25 | Conventional | [7 empty] | 1 | [6 empty] | No | No | No |  | HPS | 1 | 200 |  |  |  |  | American Electric Lighting (AEL) |  | 480 L-N | [18 empty] | 2025-10-08 14:09 | NULL | 0 |  | mhurlow1 | 2018-05-21 12:44 | cneeley | 2020-01-21 20:25 | No | No | No | No | No | Standing | None | None | None | No | No | No |  | No | 2025-10-08 14:09 |  | mneeley | 2025-10-08 14:09 | mneeley | 2025-10-08 14:09 | No Photo Available | No Photo Available | http://data.mapchannels.com/dualmaps6/map.htm?lat=39.184534&lng=-84.600464
08 | HAMILTON | HAM | RA | 31100 |  | 0.231 |  | SHAMRA31100**C | HAM-31100-0.231 | 39.185 | -84.601 | 2025-12-31 | Active |  |  |  | State | HL0004460 | 2020-01-21 20:24 |  | State | C24 | Conventional | [7 empty] | 1 | [6 empty] | No | No | No |  | HPS | 1 | 200 | [25 empty] | 2025-10-08 14:09 | NULL | 0 |  | mhurlow1 | 2018-05-21 12:43 | cneeley | 2020-01-21 20:24 | No | No | No | No | No | Standing | None | None | None | No | No | No |  | No | 2025-10-08 14:09 |  | mneeley | 2025-10-08 14:09 | mneeley | 2025-10-08 14:09 | No Photo Available | No Photo Available | http://data.mapchannels.com/dualmaps6/map.htm?lat=39.185029&lng=-84.601024
08 | HAMILTON | HAM | RA | 31100 |  | 0.269 |  | SHAMRA31100**C | HAM-31100-0.269 | 39.1855 | -84.6014 | 2025-12-31 | Active |  |  |  | State | HL0016054 | 2020-01-21 20:22 |  | State | C23 | Conventional | [7 empty] | 1 | [6 empty] | No | No | No |  | HPS | 1 | 200 |  |  |  |  | American Electric Lighting (AEL) |  | 480 L-N | [18 empty] | 2025-10-08 14:10 | NULL | 0 |  | mhurlow1 | 2018-05-21 12:43 | cneeley | 2020-01-21 20:23 | No | No | No | No | No | Standing | None | None | None | No | No | No |  | No | 2025-10-08 14:10 |  | mneeley | 2025-10-08 14:10 | mneeley | 2025-10-08 14:10 | No Photo Available | No Photo Available | http://data.mapchannels.com/dualmaps6/map.htm?lat=39.185485&lng=-84.601405
08 | HAMILTON | HAM | RA | 31100 |  | 0.309 |  | SHAMRA31100**C | HAM-31100-0.309 | 39.186 | -84.6018 | 2025-12-31 | Active |  |  |  | State | HL0026099 | 2020-01-21 20:21 |  | State | C22 | Conventional | [7 empty] | 1 | [6 empty] | No | No | No |  | HPS | 1 | 200 |  |  |  |  | American Electric Lighting (AEL) |  | 480 L-N | [18 empty] | 2025-10-08 14:10 | NULL | 0 |  | mhurlow1 | 2018-05-21 12:42 | cneeley | 2020-01-21 20:22 | No | No | No | No | No | Standing | None | None | None | No | No | No |  | No | 2025-10-08 14:10 |  | mneeley | 2025-10-08 14:10 | mneeley | 2025-10-08 14:10 | No Photo Available | No Photo Available | http://data.mapchannels.com/dualmaps6/map.htm?lat=39.185993&lng=-84.601801
08 | HAMILTON | HAM | RA | 31100 |  | 0.354 |  | SHAMRA31100**C | HAM-31100-0.354 | 39.1863 | -84.6026 | 2025-12-31 | Active |  |  |  | State | HL0012522 | 2020-01-21 20:18 |  | State | A10 | Conventional | [7 empty] | 1 | [6 empty] | No | No | No |  | HPS | 1 | 310 |  |  |  |  | Cooper/Eaton |  | 480 L-N | [18 empty] | 2025-10-08 14:10 | NULL | 0 |  | mhurlow1 | 2018-05-21 12:41 | cneeley | 2020-01-21 20:19 | No | No | No | No | No | Standing | None | None | None | No | No | No |  | No | 2025-10-08 14:10 |  | mneeley | 2025-10-08 14:10 | mneeley | 2025-10-08 14:10 | No Photo Available | No Photo Available | http://data.mapchannels.com/dualmaps6/map.htm?lat=39.186318&lng=-84.602574
08 | HAMILTON | HAM | RA | 31100 |  | 0.37 |  | SHAMRA31100**C | HAM-31100-0.370 | 39.1865 | -84.6028 | 2025-12-31 | Active |  |  |  | State | HL0026264 | 2020-01-21 20:17 |  | State | A5 | Conventional | [7 empty] | 1 | [6 empty] | No | No | No |  | HPS | 1 | 200 |  |  |  |  | American Electric Lighting (AEL) |  | 480 L-N | [18 empty] | 2025-10-08 14:11 | NULL | 0 |  | mhurlow1 | 2018-05-21 12:31 | cneeley | 2020-01-21 20:18 | No | No | No | No | No | Standing | None | None | None | No | No | No |  | No | 2025-10-08 14:11 |  | mneeley | 2025-10-08 14:11 | mneeley | 2025-10-08 14:11 | No Photo Available | No Photo Available | http://data.mapchannels.com/dualmaps6/map.htm?lat=39.186474&lng=-84.602820
08 | HAMILTON | HAM | RA | 31100 |  | 0.38 |  | SHAMRA31100**C | HAM-31100-0.380 | 39.1864 | -84.6032 | 2025-12-31 | Active |  |  |  | State | HL0016254 | 2020-01-21 20:16 |  | State | A6 | Conventional | [7 empty] | 1 | [6 empty] | No | No | No |  | HPS | 1 | 200 |  |  |  |  | American Electric Lighting (AEL) |  | 480 L-N | [18 empty] | 2025-10-08 14:11 | NULL | 0 |  | mhurlow1 | 2018-05-21 12:32 | mneeley | 2025-10-08 14:31 | No | No | No | No | No | Standing | None | None | None | No | No | No |  | No | 2025-10-08 14:11 |  | mneeley | 2025-10-08 14:11 | mneeley | 2025-10-08 14:11 | No Photo Available | No Photo Available | http://data.mapchannels.com/dualmaps6/map.htm?lat=39.186447&lng=-84.603198
08 | HAMILTON | HAM | RA | 31101 |  | 0.08 |  | SHAMRA31101**C | HAM-31101-0.080 | 39.1836 | -84.6039 | 2025-12-31 | Active |  |  |  | State | HL0008265 | 2020-01-21 18:57 |  | State | A-1 | Conventional |  |  | AT |  |  |  |  | 1 | [6 empty] | No | No | No |  | HPS | 1 | 200 |  |  |  |  | Cooper/Eaton | [20 empty] | 2025-10-08 13:39 | NULL | 0 |  | mhurlow1 | 2018-05-17 19:34 | csonner | 2020-01-21 18:58 | No | No | No | No | No | Standing | None | None | None | No | No | No |  | No | 2025-10-08 13:39 |  | mneeley | 2025-10-08 13:39 | mneeley | 2025-10-08 13:39 | No Photo Available | No Photo Available | http://data.mapchannels.com/dualmaps6/map.htm?lat=39.183555&lng=-84.603948
08 | HAMILTON | HAM | RA | 31101 |  | 0.107 |  | SHAMRA31101**C | HAM-31101-0.107 | 39.1839 | -84.6038 | 2025-12-31 | Active |  |  |  | State | HL0040240 |  |  | State | B1-1 | Conventional | [14 empty] | No | No | No |  | HPS | 1 | [26 empty] | 2025-10-08 13:39 | NULL |  |  | ascott3 | 2025-05-15 14:29 | ascott3 | 2025-05-15 14:29 | No | No | No | No | No | Standing | None | None | None | No | No | No |  | No | 2025-10-08 13:39 |  | mneeley | 2025-10-08 13:40 | mneeley | 2025-10-08 13:40 | No Photo Available | No Photo Available | http://data.mapchannels.com/dualmaps6/map.htm?lat=39.183889&lng=-84.603750
08 | HAMILTON | HAM | RA | 31101 |  | 0.146 |  | SHAMRA31101**C | HAM-31101-0.146 | 39.1842 | -84.6032 | 2025-12-31 | Active |  |  |  | State | HL0023974 | 2020-01-21 20:05 |  | State | A-8 | Conventional |  |  | AT |  |  |  |  | 1 | [6 empty] | No | No | No |  | HPS | 1 | 200 |  |  |  |  | Cooper/Eaton | [20 empty] | 2026-04-29 15:54 | NULL | 0 | 2026-04-29 15:54 | mhurlow1 | 2018-05-21 12:00 | csonner | 2020-01-21 20:06 | No | No | No | No | No | Standing | None | None | None | No | No | No | Set pole and TBase months ago, needs fixture | Yes | 2026-04-29 15:54 | 2026-04-29 15:54 | csonner1 | 2026-04-29 15:57 | csonner1 | 2026-08-03 16:08 | No Photo Available | No Photo Available | http://data.mapchannels.com/dualmaps6/map.htm?lat=39.184184&lng=-84.603228
08 | HAMILTON | HAM | RA | 31101 |  | 0.189 |  | SHAMRA31101**C | HAM-31101-0.189 | 39.1841 | -84.6025 | 2025-12-31 | Active |  |  |  | State | HL0023540 | 2020-01-21 20:07 |  | State | B34 | Conventional |  |  | AT |  |  |  |  | 1 | [6 empty] | No | No | No |  | HPS | 1 | 200 |  |  |  |  | American Electric Lighting (AEL) | [20 empty] | 2025-10-08 13:44 | NULL | 0 |  | mhurlow1 | 2018-05-21 12:01 | csonner | 2020-01-21 20:08 | No | No | No | No | No | Standing | None | None | None | No | No | No |  | No | 2025-10-08 13:44 |  | mneeley | 2025-10-08 13:44 | mneeley | 2025-10-08 13:44 | No Photo Available | No Photo Available | http://data.mapchannels.com/dualmaps6/map.htm?lat=39.184145&lng=-84.602453
08 | HAMILTON | HAM | RA | 31101 |  | 0.234 |  | SHAMRA31101**C | HAM-31101-0.234 | 39.184 | -84.6016 | 2025-12-31 | Active |  |  |  | State | HL0013009 | 2020-01-21 20:08 |  | State | B33 | Conventional |  |  | AT |  |  |  |  | 1 | [6 empty] | No | No | No |  | HPS | 1 | 200 |  |  |  |  | Cooper/Eaton | [20 empty] | 2025-10-08 13:44 | NULL | 0 |  | mhurlow1 | 2018-05-21 12:02 | csonner | 2020-01-21 20:09 | No | No | No | No | No | Standing | None | None | None | No | No | No |  | No | 2025-10-08 13:44 |  | mneeley | 2025-10-08 13:44 | mneeley | 2025-10-08 13:44 | No Photo Available | No Photo Available | http://data.mapchannels.com/dualmaps6/map.htm?lat=39.184016&lng=-84.601630
08 | HAMILTON | HAM | RA | 31102 |  | 0.048 |  | SHAMRA31102**C | HAM-31102-0.048 | 39.1859 | -84.6037 | 2025-12-31 | Active | 2025-10-08 16:45 |  |  | State | HL0040919 |  |  | State | A4 | Conventional | [14 empty] | No | No | No |  | HPS | 1 | 200 | [25 empty] | 2025-10-08 16:46 | NULL |  |  | mneeley | 2025-10-08 16:46 | mneeley | 2025-10-08 16:46 | No | No | No | No | No | Standing | None | None | None | No | No | No |  | No | 2025-10-08 16:46 |  | mneeley | 2025-10-08 16:46 | mneeley | 2025-10-08 16:46 | No Photo Available | No Photo Available | http://data.mapchannels.com/dualmaps6/map.htm?lat=39.185873&lng=-84.603675
08 | HAMILTON | HAM | RA | 31102 |  | 0.076 |  | SHAMRA31102**C | HAM-31102-0.076 | 39.1857 | -84.6041 | 2025-12-31 | Active |  |  |  | State | HL0024888 | 2020-01-21 20:16 |  | State | C9 | Conventional | [7 empty] | 1 | [6 empty] | No | No | No |  | HPS | 1 | 250 |  |  |  |  | American Electric Lighting (AEL) |  | 480 L-N | [18 empty] | 2025-10-08 15:03 | NULL | 0 |  | mhurlow1 | 2018-05-17 19:16 | cneeley | 2020-01-21 20:16 | No | No | No | No | No | Standing | None | None | None | No | No | No |  | No | 2025-10-08 15:03 |  | mneeley | 2025-10-08 15:03 | mneeley | 2025-10-08 15:03 | No Photo Available | No Photo Available | http://data.mapchannels.com/dualmaps6/map.htm?lat=39.185717&lng=-84.604101
08 | HAMILTON | HAM | RA | 31102 |  | 0.118 |  | SHAMRA31102**C | HAM-31102-0.118 | 39.1858 | -84.6049 | 2025-12-31 | Active |  |  |  | State | HL0001937 | 2020-01-21 20:15 |  | State | C8 | Conventional | [7 empty] | 1 | [6 empty] | No | No | No |  | HPS | 1 | 200 |  |  |  |  | American Electric Lighting (AEL) |  | 480 L-N | [18 empty] | 2025-10-08 12:55 | NULL | 0 |  | mhurlow1 | 2018-05-17 19:16 | cneeley | 2020-01-21 20:15 | No | No | No | No | No | Standing | None | None | None | No | No | No |  | No | 2025-10-08 12:55 |  | mneeley | 2025-10-08 12:55 | mneeley | 2025-10-08 12:55 | No Photo Available | No Photo Available | http://data.mapchannels.com/dualmaps6/map.htm?lat=39.185751&lng=-84.604858
08 | HAMILTON | HAM | RA | 31102 |  | 0.154 |  | SHAMRA31102**C | HAM-31102-0.154 | 39.1858 | -84.6055 | 2025-12-31 | Active |  |  |  | State | HL0015169 | 2020-01-21 20:13 |  | State | C-17 | Conventional | [7 empty] | 1 | [6 empty] | No | No | No |  | HPS | 1 | 200 |  |  |  |  | American Electric Lighting (AEL) |  | 480 L-N | [18 empty] | 2025-10-08 12:55 | NULL | 0 |  | mhurlow1 | 2018-05-17 19:15 | ascott3 | 2025-05-16 14:45 | No | No | No | No | No | Standing | None | None | None | No | No | No |  | No | 2025-10-08 12:55 |  | mneeley | 2025-10-08 12:55 | mneeley | 2025-10-08 12:57 | No Photo Available | No Photo Available | http://data.mapchannels.com/dualmaps6/map.htm?lat=39.185793&lng=-84.605528
08 | HAMILTON | HAM | RA | 31103 |  | 0.022 |  | SHAMRA31103**C | HAM-31103-0.022 | 39.1845 | -84.604 | 2025-12-31 | Active |  |  |  | State | HL0014223 | 2020-01-21 12:39 |  | State | A-7 | Conventional |  |  | AT |  |  |  |  | 1 | [6 empty] | No | No | No |  | HPS | 1 | 200 |  |  |  |  | Cooper/Eaton | [20 empty] | 2025-10-08 14:36 | NULL | 0 |  | mhurlow1 | 2018-05-21 11:53 | csonner | 2020-01-23 12:40 | No | No | No | No | No | Standing | None | None | None | No | No | No |  | No | 2025-10-08 14:36 |  | mneeley | 2025-10-08 14:36 | mneeley | 2025-10-08 14:36 | No Photo Available | No Photo Available | http://data.mapchannels.com/dualmaps6/map.htm?lat=39.184453&lng=-84.604014
08 | HAMILTON | HAM | RA | 31103 |  | 0.062 |  | SHAMRA31103**C | HAM-31103-0.062 | 39.184 | -84.6044 | 2025-12-31 | Active |  |  |  | State | HL0014514 | 2020-01-21 12:41 |  | State | A-2 | Conventional |  |  | AT |  |  |  |  | 1 | [6 empty] | No | No | No |  | HPS | 1 | 200 |  |  |  |  | American Electric Lighting (AEL) | [20 empty] | 2025-10-08 14:36 | NULL | 0 |  | mhurlow1 | 2018-05-17 19:25 | csonner | 2020-01-23 12:41 | No | No | No | No | No | Standing | None | None | None | No | No | No |  | No | 2025-10-08 14:36 |  | mneeley | 2025-10-08 14:36 | mneeley | 2025-10-08 14:36 | No Photo Available | No Photo Available | http://data.mapchannels.com/dualmaps6/map.htm?lat=39.183979&lng=-84.604351
08 | HAMILTON | HAM | RA | 31103 |  | 0.104 |  | SHAMRA31103**C | HAM-31103-0.104 | 39.1839 | -84.605 | 2025-12-31 | Active |  |  |  | State | HL0019672 | 2020-01-21 12:42 |  | State | B-11 | Conventional |  |  | AT |  |  |  |  | 1 | [6 empty] | No | No | No |  | HPS | 1 | 200 |  |  |  |  | American Electric Lighting (AEL) | [20 empty] | 2025-10-08 14:36 | NULL | 0 |  | mhurlow1 | 2018-05-17 19:14 | csonner | 2020-01-23 12:43 | No | No | No | No | No | Standing | None | None | None | No | No | No |  | No | 2025-10-08 14:36 |  | mneeley | 2025-10-08 14:36 | mneeley | 2025-10-08 14:36 | No Photo Available | No Photo Available | http://data.mapchannels.com/dualmaps6/map.htm?lat=39.183938&lng=-84.604992
08 | HAMILTON | HAM | RA | 31103 |  | 0.147 |  | SHAMRA31103**C | HAM-31103-0.147 | 39.1844 | -84.6053 | 2025-12-31 | Active |  |  |  | State | HL0013608 | 2020-01-21 12:43 |  | State | B-12 | Conventional |  |  | AT |  |  |  |  | 1 | [6 empty] | No | No | No |  | HPS | 1 | 200 |  |  |  |  | American Electric Lighting (AEL) | [20 empty] | 2025-10-08 14:36 | NULL | 0 |  | mhurlow1 | 2018-05-17 19:14 | csonner | 2020-01-23 12:44 | No | No | No | No | No | Standing | None | None | None | No | No | No |  | No | 2025-10-08 14:36 |  | mneeley | 2025-10-08 14:36 | mneeley | 2025-10-08 14:36 | No Photo Available | No Photo Available | http://data.mapchannels.com/dualmaps6/map.htm?lat=39.184387&lng=-84.605341
08 | HAMILTON | HAM | RA | 31103 |  | 0.28 |  | SHAMRA31103**C | HAM-31103-0.280 | 39.1847 | -84.6034 | 2025-12-31 | Active |  |  |  | State | HL0010854 | 2020-03-24 16:37 |  | State | B-19 | Conventional | [7 empty] | 2 | [6 empty] | No | No | No |  | HPS | 2 | 200 | [25 empty] | 2025-10-08 15:31 | NULL | 0 |  | mhurlow1 | 2018-05-21 11:55 | dturner | 2020-03-24 16:38 | No | No | No | No | No | Standing | None | None | None | No | No | No |  | No | 2025-10-08 15:31 |  | mneeley | 2025-10-08 15:31 | mneeley | 2025-10-08 15:31 | No Photo Available | No Photo Available | http://data.mapchannels.com/dualmaps6/map.htm?lat=39.184700&lng=-84.603359
08 | HAMILTON | HAM | RA | 31103 |  | 0.323 |  | SHAMRA31103**C | HAM-31103-0.323 | 39.1845 | -84.6026 | 2025-12-31 | Active |  |  |  | State | HL0011062 | 2020-03-24 16:55 |  | State | B-20 | Conventional | [7 empty] | 2 | [6 empty] | No | No | No |  | HPS | 2 | 200 | [25 empty] | 2025-10-08 15:31 | NULL | 0 |  | mhurlow1 | 2018-05-21 12:03 | dturner | 2020-03-24 16:56 | No | No | No | No | No | Standing | None | None | None | No | No | No |  | No | 2025-10-08 15:31 |  | mneeley | 2025-10-08 15:31 | mneeley | 2025-10-08 15:31 | No Photo Available | No Photo Available | http://data.mapchannels.com/dualmaps6/map.htm?lat=39.184519&lng=-84.602594
08 | HAMILTON | HAM | RA | 31103 |  | 0.371 |  | SHAMRA31103**C | HAM-31103-0.371 | 39.1843 | -84.6018 | 2025-12-31 | Active |  |  |  | State | HL0019046 | 2020-03-24 17:09 |  | State | B-21 | Conventional | [7 empty] | 2 | [6 empty] | No | No | No |  | HPS | 2 | 200 | [25 empty] | 2025-10-08 15:32 | NULL | 0 |  | mhurlow1 | 2018-05-21 12:04 | dturner | 2020-03-24 17:09 | No | No | No | No | No | Standing | None | None | None | No | No | No |  | No | 2025-10-08 15:32 |  | mneeley | 2025-10-08 15:32 | mneeley | 2025-10-08 15:32 | No Photo Available | No Photo Available | http://data.mapchannels.com/dualmaps6/map.htm?lat=39.184279&lng=-84.601766
08 | HAMILTON | HAM | RA | 31103 |  | 0.418 |  | SHAMRA31103**C | HAM-31103-0.418 | 39.184 | -84.6009 | 2025-12-31 | Active |  |  |  | State | HL0026563 | 2020-03-24 17:30 |  | State | B-22 | Conventional | [7 empty] | 2 | [6 empty] | No | No | No |  | HPS | 2 | 200 | [25 empty] | 2025-10-08 15:32 | NULL | 0 |  | mhurlow1 | 2018-05-21 12:04 | dturner | 2020-03-24 17:31 | No | No | No | No | No | Standing | None | None | None | No | No | No |  | No | 2025-10-08 15:32 |  | mneeley | 2025-10-08 15:32 | mneeley | 2025-10-08 15:32 | No Photo Available | No Photo Available | http://data.mapchannels.com/dualmaps6/map.htm?lat=39.184028&lng=-84.600949
08 | HAMILTON | HAM | RA | 31103 |  | 0.459 |  | SHAMRA31103**C | HAM-31103-0.459 | 39.1838 | -84.6002 | 2025-12-31 | Active |  |  |  | State | HL0006494 | 2020-03-24 17:47 |  | State | B-23 | Conventional | [7 empty] | 2 | [6 empty] | No | No | No |  | HPS | 2 | 200 | [25 empty] | 2025-10-08 15:32 | NULL | 0 |  | mhurlow1 | 2018-05-21 12:04 | dturner | 2020-03-24 17:47 | No | No | No | No | No | Standing | None | None | None | No | No | No |  | No | 2025-10-08 15:32 |  | mneeley | 2025-10-08 15:32 | mneeley | 2025-10-08 15:32 | No Photo Available | No Photo Available | http://data.mapchannels.com/dualmaps6/map.htm?lat=39.183794&lng=-84.600230
08 | HAMILTON | HAM | RA | 31103 |  | 0.493 |  | SHAMRA31103**C | HAM-31103-0.493 | 39.1835 | -84.5997 | 2025-12-31 | Active |  |  |  | State | HL0009806 | 2020-01-21 20:09 |  | State | B32 | Conventional |  |  | AT |  |  |  |  | 1 | [6 empty] | No | No | No |  | HPS | 1 | 200 |  |  |  |  | American Electric Lighting (AEL) | [20 empty] | 2025-10-08 13:44 | NULL | 0 |  | mhurlow1 | 2018-05-21 12:21 | csonner | 2020-01-21 20:10 | No | No | No | No | No | Standing | None | None | None | No | No | No |  | No | 2025-10-08 13:44 |  | mneeley | 2025-10-08 13:45 | mneeley | 2025-10-08 13:45 | No Photo Available | No Photo Available | http://data.mapchannels.com/dualmaps6/map.htm?lat=39.183483&lng=-84.599730
08 | HAMILTON | HAM | RA | 31103 |  | 0.523 |  | SHAMRA31103**C | HAM-31103-0.523 | 39.1833 | -84.5992 | 2025-12-31 | Active |  |  |  | State | HL0013478 | 2020-01-21 20:10 |  | State | B24 | Conventional |  |  | AT |  |  |  |  | 1 | [6 empty] | No | No | No |  | LED | 1 |  | 93 |  |  |  | Cooper/Eaton | [20 empty] | 2025-10-08 13:45 | NULL |  |  | mhurlow1 | 2018-05-21 12:21 | mneeley | 2024-09-26 14:45 | No | No | No | No | No | Standing | None | None | None | No | No | No |  | No | 2025-10-08 13:45 |  | mneeley | 2025-10-08 13:45 | mneeley | 2025-10-08 13:45 | No Photo Available | No Photo Available | http://data.mapchannels.com/dualmaps6/map.htm?lat=39.183315&lng=-84.599215
08 | HAMILTON | HAM | RA | 31103 |  | 0.558 |  | SHAMRA31103**C | HAM-31103-0.558 | 39.1831 | -84.5986 | 2025-12-31 | Active |  |  |  | State | HL0003609 | 2020-01-21 20:11 |  | State | B25 | Conventional |  |  | AT |  |  |  |  | 1 | [6 empty] | No | No | No |  | HPS | 1 | 200 |  |  |  |  | Cooper/Eaton | [20 empty] | 2025-10-08 13:45 | NULL | 0 |  | mhurlow1 | 2018-05-21 12:21 | csonner | 2020-01-21 20:12 | No | No | No | No | No | Standing | None | None | None | No | No | No |  | No | 2025-10-08 13:45 |  | mneeley | 2025-10-08 13:45 | mneeley | 2025-10-08 13:45 | No Photo Available | No Photo Available | http://data.mapchannels.com/dualmaps6/map.htm?lat=39.183092&lng=-84.598617
08 | HAMILTON | HAM | RA | 31103 |  | 0.594 |  | SHAMRA31103**C | HAM-31103-0.594 | 39.1829 | -84.598 | 2025-12-31 | Active |  |  |  | State | HL0019245 | 2020-01-21 20:12 |  | State | B26 | Conventional |  |  | AT |  |  |  |  | 1 | [6 empty] | No | No | No |  | HPS | 1 | 200 |  |  |  |  | Cooper/Eaton | [20 empty] | 2025-10-08 13:45 | NULL | 0 |  | mhurlow1 | 2018-05-21 12:21 | csonner | 2020-01-21 20:13 | No | No | No | No | No | Standing | None | None | None | No | No | No |  | No | 2025-10-08 13:45 |  | mneeley | 2025-10-08 13:45 | mneeley | 2025-10-08 13:45 | No Photo Available | No Photo Available | http://data.mapchannels.com/dualmaps6/map.htm?lat=39.182860&lng=-84.598034
08 | HAMILTON | HAM | RA | 31103 |  | 0.632 |  | SHAMRA31103**C | HAM-31103-0.632 | 39.1826 | -84.5974 | 2025-12-31 | Active |  |  |  | State | HL0022091 | 2020-01-21 20:13 |  | State | B27 | Conventional |  |  | AT |  |  |  |  | 1 | [6 empty] | No | No | No |  | LED | 1 |  | 93 |  |  |  | Cooper/Eaton | [20 empty] | 2025-10-08 13:45 | NULL |  |  | mhurlow1 | 2018-05-21 12:21 | mneeley | 2024-09-26 15:03 | No | No | No | No | No | Standing | None | None | None | No | No | No |  | No | 2025-10-08 13:45 |  | mneeley | 2025-10-08 13:45 | mneeley | 2025-10-08 13:45 | No Photo Available | No Photo Available | http://data.mapchannels.com/dualmaps6/map.htm?lat=39.182591&lng=-84.597399
08 | HAMILTON | HAM | RA | 31103 |  | 0.673 |  | SHAMRA31103**C | HAM-31103-0.673 | 39.1823 | -84.5967 | 2025-12-31 | Active |  |  |  | State | HL0007612 | 2020-01-21 20:15 |  | State | B28 | Conventional |  |  | AT |  |  |  |  | 1 | [6 empty] | No | No | No |  | HPS | 1 | 400 |  |  |  |  | American Electric Lighting (AEL) | [20 empty] | 2025-10-08 13:46 | NULL | 0 |  | mhurlow1 | 2018-05-21 12:22 | csonner | 2020-01-21 20:15 | No | No | No | No | No | Standing | None | None | None | No | No | No |  | No | 2025-10-08 13:46 |  | mneeley | 2025-10-08 13:46 | mneeley | 2025-10-08 13:46 | No Photo Available | No Photo Available | http://data.mapchannels.com/dualmaps6/map.htm?lat=39.182284&lng=-84.596739
08 | HAMILTON | HAM | RA | 31104 |  | 0.007 |  | SHAMRA31104**C | HAM-31104-0.007 | 39.1856 | -84.6032 | 2025-12-31 | Active |  |  |  | State | HL0017896 |  |  | State | D-1 | Conventional | [14 empty] | No | No | No |  | HPS | 1 | [26 empty] | 2025-10-08 16:23 | NULL |  |  | mhurlow1 | 2018-05-21 11:54 | ascott3 | 2025-05-16 13:24 | No | No | No | No | No | Standing | None | None | None | No | No | No |  | No | 2025-10-08 16:23 |  | mneeley | 2025-10-08 16:23 | mneeley | 2025-10-08 16:23 | No Photo Available | No Photo Available | http://data.mapchannels.com/dualmaps6/map.htm?lat=39.185562&lng=-84.603222
08 | HAMILTON | HAM | RA | 31104 |  | 0.038 |  | SHAMRA31104**C | HAM-31104-0.038 | 39.1859 | -84.603 | 2025-12-31 | Active |  |  |  | State | HL0013105 |  |  | State | D-2 | Conventional | [14 empty] | No | No | No |  | HPS | 1 | [26 empty] | 2025-10-08 16:23 | NULL |  |  | mhurlow1 | 2018-05-21 12:39 | ascott3 | 2025-05-16 13:25 | No | No | No | No | No | Standing | None | None | None | No | No | No |  | No | 2025-10-08 16:23 |  | mneeley | 2025-10-08 16:23 | mneeley | 2025-10-08 16:23 | No Photo Available | No Photo Available | http://data.mapchannels.com/dualmaps6/map.htm?lat=39.185937&lng=-84.602960
08 | HAMILTON | HAM | RA | 31104 |  | 0.082 |  | SHAMRA31104**C | HAM-31104-0.082 | 39.186 | -84.6023 | 2025-12-31 | Active |  |  |  | State | HL0017488 |  |  | State | D-3 | Conventional | [14 empty] | No | No | No |  | HPS | 1 | [26 empty] | 2025-10-08 16:23 | NULL |  |  | mhurlow1 | 2018-05-21 12:39 | ascott3 | 2025-05-16 13:25 | No | No | No | No | No | Standing | None | None | None | No | No | No |  | No | 2025-10-08 16:23 |  | mneeley | 2025-10-08 16:24 | mneeley | 2025-10-08 16:24 | No Photo Available | No Photo Available | http://data.mapchannels.com/dualmaps6/map.htm?lat=39.186006&lng=-84.602265
08 | HAMILTON | HAM | RA | 31104 |  | 0.119 |  | SHAMRA31104**C | HAM-31104-0.119 | 39.1856 | -84.6019 | 2025-12-31 | Active |  |  |  | State | HL0005821 |  |  | State | D-4 | Conventional | [14 empty] | No | No | No |  | HPS | 1 | [26 empty] | 2025-10-08 16:24 | NULL |  |  | mhurlow1 | 2018-05-21 12:38 | ascott3 | 2025-05-16 13:25 | No | No | No | No | No | Standing | None | None | None | No | No | No |  | No | 2025-10-08 16:24 |  | mneeley | 2025-10-08 16:24 | mneeley | 2025-10-08 16:24 | No Photo Available | No Photo Available | http://data.mapchannels.com/dualmaps6/map.htm?lat=39.185648&lng=-84.601914
08 | HAMILTON | HAM | RA | 31104 |  | 0.15 |  | SHAMRA31104**C | HAM-31104-0.150 | 39.1853 | -84.602 | 2025-12-31 | Active |  |  |  | State | HL0015683 |  |  | State | D-5 | Conventional | [14 empty] | No | No | No |  | HPS | 1 | [26 empty] | 2025-10-08 16:24 | NULL |  |  | mhurlow1 | 2018-05-21 12:36 | ascott3 | 2025-05-16 13:26 | No | No | No | No | No | Standing | None | None | None | No | No | No |  | No | 2025-10-08 16:24 |  | mneeley | 2025-10-08 16:24 | mneeley | 2025-10-08 16:24 | No Photo Available | No Photo Available | http://data.mapchannels.com/dualmaps6/map.htm?lat=39.185281&lng=-84.602039
08 | HAMILTON | HAM | RA | 31104 |  | 0.175 |  | SHAMRA31104**C | HAM-31104-0.175 | 39.1849 | -84.6023 | 2025-12-31 | Active |  |  |  | State | HL0014212 | 2020-03-25 13:16 |  | State | C-17 | Conventional | [7 empty] | 1 | [6 empty] | No | No | No |  | HPS | 1 | 200 | [25 empty] | 2025-10-08 14:51 | NULL | 0 |  | mhurlow1 | 2018-05-21 12:35 | dturner | 2020-03-25 13:16 | No | No | No | No | No | Standing | None | None | None | No | No | No |  | No | 2025-10-08 14:51 |  | mneeley | 2025-10-08 14:51 | mneeley | 2025-10-08 14:51 | No Photo Available | No Photo Available | http://data.mapchannels.com/dualmaps6/map.htm?lat=39.184914&lng=-84.602304
08 | HAMILTON | HAM | RA | 31104 |  | 0.214 |  | SHAMRA31104**C | HAM-31104-0.214 | 39.1851 | -84.6031 | 2025-12-31 | Active |  |  |  | State | HL0012605 | 2020-03-25 13:30 |  | State | C-16 | Conventional | [7 empty] | 2 | [6 empty] | No | No | No |  | HPS | 2 | 200 | [25 empty] | 2025-10-08 14:51 | NULL | 0 |  | mhurlow1 | 2018-05-21 12:34 | dturner | 2020-03-25 13:30 | No | No | No | No | No | Standing | None | None | None | No | No | No |  | No | 2025-10-08 14:51 |  | mneeley | 2025-10-08 14:52 | csonner1 | 2026-08-03 16:06 | No Photo Available | No Photo Available | http://data.mapchannels.com/dualmaps6/map.htm?lat=39.185070&lng=-84.603079
08 | HAMILTON | HAM | RA | 31104 |  | 0.263 |  | SHAMRA31104**C | HAM-31104-0.263 | 39.1853 | -84.604 | 2025-12-31 | Active |  |  |  | State | HL0017419 | 2020-03-25 13:47 |  | State | C-15 | Conventional | [7 empty] | 2 | [6 empty] | No | No | No |  | HPS | 2 | 200 | [25 empty] | 2025-10-08 14:54 | NULL | 0 |  | mhurlow1 | 2018-05-17 19:19 | dturner | 2020-03-25 13:47 | No | No | No | No | No | Standing | None | None | None | No | No | No |  | No | 2025-10-08 14:54 |  | mneeley | 2025-10-08 14:55 | mneeley | 2025-10-08 14:55 | No Photo Available | No Photo Available | http://data.mapchannels.com/dualmaps6/map.htm?lat=39.185268&lng=-84.603951
08 | HAMILTON | HAM | RA | 31104 |  | 0.292 |  | SHAMRA31104**C | HAM-31104-0.292 | 39.1854 | -84.6045 | 2025-12-31 | Active |  |  |  | State | HL0018971 | 2020-03-25 14:04 |  | State | C-14 | Conventional | [7 empty] | 2 | [6 empty] | No | No | No |  | HPS | 2 | 200 | [25 empty] | 2025-10-08 14:55 | NULL | 0 |  | mhurlow1 | 2018-05-17 19:19 | dturner | 2020-03-25 14:04 | No | No | No | No | No | Standing | None | None | None | No | No | No |  | No | 2025-10-08 14:55 |  | mneeley | 2025-10-08 14:55 | mneeley | 2025-10-08 14:55 | No Photo Available | No Photo Available | http://data.mapchannels.com/dualmaps6/map.htm?lat=39.185378&lng=-84.604468
08 | HAMILTON | HAM | RA | 31104 |  | 0.33 |  | SHAMRA31104**C | HAM-31104-0.330 | 39.1855 | -84.6052 | 2025-12-31 | Active |  |  |  | State | HL0019869 | 2020-03-25 14:18 |  | State | C-13 | Conventional | [7 empty] | 2 | [6 empty] | No | No | No |  | HPS | 2 | 200 | [25 empty] | 2025-10-08 14:55 | NULL | 0 |  | mhurlow1 | 2018-05-17 19:19 | dturner | 2020-03-25 14:19 | No | No | No | No | No | Standing | None | None | None | No | No | No |  | No | 2025-10-08 14:55 |  | mneeley | 2025-10-08 14:55 | mneeley | 2025-10-08 14:55 | No Photo Available | No Photo Available | http://data.mapchannels.com/dualmaps6/map.htm?lat=39.185509&lng=-84.605158
08 | HAMILTON | HAM | RA | 31104 |  | 0.366 |  | SHAMRA31104**C | HAM-31104-0.366 | 39.1856 | -84.6058 | 2025-12-31 | Active |  |  |  | State | HL0003624 | 2020-03-25 14:36 |  | State | C-12 | Conventional | [7 empty] | 2 | [6 empty] | No | No | No |  | HPS | 2 | 200 | [25 empty] | 2025-10-08 14:55 | NULL | 0 |  | mhurlow1 | 2018-05-17 19:19 | dturner | 2020-03-25 14:36 | No | No | No | No | No | Standing | None | None | None | No | No | No |  | No | 2025-10-08 14:55 |  | mneeley | 2025-10-08 14:55 | mneeley | 2025-10-08 14:55 | No Photo Available | No Photo Available | http://data.mapchannels.com/dualmaps6/map.htm?lat=39.185621&lng=-84.605812
08 | HAMILTON | HAM | RA | 31104 |  | 0.404 |  | SHAMRA31104**C | HAM-31104-0.404 | 39.1857 | -84.6065 | 2025-12-31 | Active |  |  |  | State | HL0013002 | 2020-03-25 14:54 |  | State | C-11 | Conventional | [7 empty] | 2 | [6 empty] | No | No | No |  | HPS | 2 | 200 | [25 empty] | 2025-10-08 14:55 | NULL | 0 |  | mhurlow1 | 2018-05-17 19:19 | dturner | 2020-03-25 14:54 | No | No | No | No | No | Standing | None | None | None | No | No | No |  | No | 2025-10-08 14:55 |  | mneeley | 2025-10-08 14:56 | mneeley | 2025-10-08 14:56 | No Photo Available | No Photo Available | http://data.mapchannels.com/dualmaps6/map.htm?lat=39.185717&lng=-84.606520
08 | HAMILTON | HAM | RA | 31104 |  | 0.447 |  | SHAMRA31104**C | HAM-31104-0.447 | 39.1858 | -84.6073 | 2025-12-31 | Active |  |  |  | State | HL0019870 | 2020-03-25 15:12 |  | State | C-10 | Conventional | [7 empty] | 2 | [6 empty] | No | No | No |  | HPS | 2 | 200 | [25 empty] | 2025-10-08 14:56 | NULL | 0 |  | mhurlow1 | 2018-05-17 19:18 | dturner | 2020-03-25 15:13 | No | No | No | No | No | Standing | None | None | None | No | No | No |  | No | 2025-10-08 14:56 |  | mneeley | 2025-10-08 14:56 | mneeley | 2025-10-08 14:56 | No Photo Available | No Photo Available | http://data.mapchannels.com/dualmaps6/map.htm?lat=39.185790&lng=-84.607300
08 | HAMILTON | HAM | RA | 31104 |  | 0.475 |  | SHAMRA31104**C | HAM-31104-0.475 | 39.186 | -84.6078 | 2025-12-31 | Active |  |  |  | State | HL0001516 | 2020-01-21 20:10 |  | State | C7 | Conventional | [7 empty] | 1 | [6 empty] | No | No | No |  | HPS | 1 | 200 |  |  |  |  | Cooper/Eaton |  | 480 L-N | [18 empty] | 2025-10-08 12:57 | NULL | 0 |  | mhurlow1 | 2018-05-17 19:05 | cneeley | 2020-01-21 20:14 | No | No | No | No | No | Standing | None | None | None | No | No | No |  | No | 2025-10-08 12:57 |  | mneeley | 2025-10-08 12:57 | mneeley | 2025-10-08 12:57 | No Photo Available | No Photo Available | http://data.mapchannels.com/dualmaps6/map.htm?lat=39.185960&lng=-84.607805
08 | HAMILTON | HAM | RA | 31104 |  | 0.503 |  | SHAMRA31104**C | HAM-31104-0.503 | 39.186 | -84.6084 | 2025-12-31 | Active |  |  |  | State | HL0007370 | 2020-01-21 20:09 |  | State | C6 | Conventional | [7 empty] | 1 | [6 empty] | No | No | No |  | HPS | 1 | 200 |  |  |  |  | Cooper/Eaton |  | 480 L-N | [18 empty] | 2025-10-08 12:57 | NULL | 0 |  | mhurlow1 | 2018-05-17 19:05 | cneeley | 2020-01-21 20:10 | No | No | No | No | No | Standing | None | None | None | No | No | No |  | No | 2025-10-08 12:57 |  | mneeley | 2025-10-08 12:57 | mneeley | 2025-10-08 12:57 | No Photo Available | No Photo Available | http://data.mapchannels.com/dualmaps6/map.htm?lat=39.185977&lng=-84.608361
08 | HAMILTON | HAM | RA | 31104 |  | 0.545 |  | SHAMRA31104**C | HAM-31104-0.545 | 39.186 | -84.6091 | 2025-12-31 | Active |  |  |  | State | HL0020645 | 2020-01-21 20:08 |  | State | C5 | Conventional | [7 empty] | 1 | [6 empty] | No | No | No |  | HPS | 1 | 200 |  |  |  |  | American Electric Lighting (AEL) |  | 480 L-N | [18 empty] | 2025-10-08 12:57 | NULL | 0 |  | mhurlow1 | 2018-05-17 19:05 | cneeley | 2020-01-21 20:09 | No | No | No | No | No | Standing | None | None | None | No | No | No |  | No | 2025-10-08 12:57 |  | mneeley | 2025-10-08 12:57 | mneeley | 2025-10-08 12:57 | No Photo Available | No Photo Available | http://data.mapchannels.com/dualmaps6/map.htm?lat=39.185995&lng=-84.609124
08 | HAMILTON | HAM | RA | 31104 |  | 0.59 |  | SHAMRA31104**C | HAM-31104-0.590 | 39.186 | -84.61 | 2025-12-31 | Active |  |  |  | State | HL0009533 | 2020-01-21 20:07 |  | State | C4 | Conventional | [7 empty] | 1 | [6 empty] | No | No | No |  | HPS | 1 | 200 |  |  |  |  | Cooper/Eaton |  | 480 L-N | [18 empty] | 2025-10-08 12:58 | NULL | 0 |  | mhurlow1 | 2018-05-17 19:02 | cneeley | 2020-01-21 20:08 | No | No | No | No | No | Standing | None | None | None | No | No | No |  | No | 2025-10-08 12:58 |  | mneeley | 2025-10-08 12:58 | mneeley | 2025-10-08 12:58 | No Photo Available | No Photo Available | http://data.mapchannels.com/dualmaps6/map.htm?lat=39.186031&lng=-84.609962
08 | HAMILTON | HAM | RA | 31104 |  | 0.635 |  | SHAMRA31104**C | HAM-31104-0.635 | 39.1861 | -84.6108 | 2025-12-31 | Active |  |  |  | State | HL0021361 | 2020-01-21 20:06 |  | State | C3 | Conventional | [7 empty] | 1 | [6 empty] | No | No | No |  | HPS | 1 | 200 | [6 empty] | 480 L-N | [18 empty] | 2025-10-08 12:58 | NULL | 0 |  | mhurlow1 | 2018-05-17 19:02 | cneeley | 2020-01-21 20:07 | No | No | No | No | No | Standing | None | None | None | No | No | No |  | No | 2025-10-08 12:58 |  | mneeley | 2025-10-08 12:58 | mneeley | 2025-10-08 12:58 | No Photo Available | No Photo Available | http://data.mapchannels.com/dualmaps6/map.htm?lat=39.186052&lng=-84.610807
08 | HAMILTON | HAM | RA | 31106 |  | 0.025 |  | SHAMRA31106**C | HAM-31106-0.025 | 39.1573 | -84.5673 | 2025-12-31 | Active |  |  |  | State | HL0031671 |  |  | State | C2 2 | Tower |  | 4 | [12 empty] | No | No | No | Montana Ave (no lock washers on bolts) | HPS | [27 empty] | 2022-08-19 14:13 | 4 - Needs Inspected in 4 CY |  |  | eric.young | 2014-12-22 14:30 | eric.young | 2014-12-22 14:30 | No | No | No | No | Yes | Standing | None | None | None | No | No | No |  |  | 2022-08-19 14:13 |  | csonner1 | 2022-08-19 14:12 | csonner1 | 2022-08-19 14:12 | No Photo Available | https://collectorweb.dot.state.oh.us/arcgis/rest/services/HIGHWAY_LIGHTING/HighwayLighting_Reference/FeatureServer/7/305135/attachments/ | http://data.mapchannels.com/dualmaps6/map.htm?lat=39.157293&lng=-84.567343
08 | HAMILTON | HAM | RA | 31109 |  | 0.551 |  | SHAMRA31109**C | HAM-31109-0.551 | 39.2056 | -84.709 | 2025-12-31 | Active |  |  |  | State | HL0026655 |  |  | State | B-1 | Conventional | No |  | AT | A |  |  |  | 1 |  |  |  |  | No | No | No | No | No |  | HPS | 1 | 200 | [25 empty] | 2021-06-24 14:30 | NULL |  |  | mhurlow1 | 2018-05-17 16:35 | jritchie2 | 2026-08-05 14:45 | No | No | No | No | No | Standing | None | None | None | No | No | No |  |  | 2021-06-24 14:30 |  | jhudson | 2021-06-24 14:29 | jhudson | 2021-06-24 14:29 | No Photo Available | No Photo Available | http://data.mapchannels.com/dualmaps6/map.htm?lat=39.205593&lng=-84.709021
08 | HAMILTON | HAM | RA | 31113 |  | 0.159 |  | SHAMRA31113**C | HAM-31113-0.159 | 39.2162 | -84.7471 | 2025-12-31 | Active |  |  |  | State | HL0031457 | 2020-06-08 18:02 |  | State | X A 2 | Tower |  | 6 | [12 empty] | No | No | No | I-275 (pole has been hit, little damage, c pics) | HPS | 6 | 400 | [25 empty] | 2022-06-21 16:10 | 4 - Needs Inspected in 4 CY | 0 |  | eric.young | 2014-12-22 10:49 | csonner | 2020-06-08 18:03 | No | No | No | No | No | Standing | None | None | None | No | No | No |  |  | 2022-06-21 16:10 |  | csonner1 | 2022-06-22 16:10 | csonner1 | 2022-06-22 16:10 | No Photo Available | No Photo Available | http://data.mapchannels.com/dualmaps6/map.htm?lat=39.216213&lng=-84.747093
08 | HAMILTON | HAM | RA | 31113 |  | 0.252 |  | SHAMRA31113**C | HAM-31113-0.252 | 39.2167 | -84.7455 | 2025-12-31 | Active |  |  |  | State | HL0031468 | 2020-06-08 16:56 |  | State | X A 7 | Tower |  | 6 | [12 empty] | No | No | No | I-275 | HPS | 6 | 400 | [25 empty] | 2025-06-18 13:25 | 7 - Needs Inspected in 7 CY | 0 |  | eric.young | 2014-12-22 10:56 | dturner | 2020-06-08 16:59 | No | No | No | No | No | Standing | None | None | None | No | No | No | Replaced burnt up plugs with new ones. Will need new ring plug added to fit four prong plugs | Yes | 2025-06-18 13:25 |  | ascott3 | 2025-06-18 13:34 | ascott3 | 2025-06-18 13:34 | No Photo Available | https://collectorweb.dot.state.oh.us/arcgis/rest/services/HIGHWAY_LIGHTING/HighwayLighting_Reference/FeatureServer/7/553660/attachments/ | http://data.mapchannels.com/dualmaps6/map.htm?lat=39.216739&lng=-84.745471
08 | HAMILTON | HAM | RA | 31113 |  | 0.336 |  | SHAMRA31113**C | HAM-31113-0.336 | 39.2176 | -84.7443 | 2025-12-31 | Active |  |  |  | State | HL0031448 | 2020-06-09 14:44 |  | State | X A 3 | Tower |  | 6 | [12 empty] | No | No | No | I-275 | HPS | 6 | 400 | [25 empty] | 2022-06-22 16:11 | 4 - Needs Inspected in 4 CY | 0 |  | eric.young | 2014-12-22 10:43 | csonner | 2020-06-09 14:45 | No | No | No | No | No | Standing | None | None | None | No | No | No |  |  | 2022-06-22 16:11 |  | csonner1 | 2022-06-22 16:11 | csonner1 | 2022-06-22 16:11 | No Photo Available | No Photo Available | http://data.mapchannels.com/dualmaps6/map.htm?lat=39.217586&lng=-84.744299
08 | HAMILTON | HAM | RA | 31113 |  | 0.411 |  | SHAMRA31113**C | HAM-31113-0.411 | 39.2178 | -84.7428 | 2025-12-31 | Active |  |  |  | State | HL0031477 | 2020-06-10 13:14 |  | State | X A 6 | Tower |  | 8 | [12 empty] | No | No | No | I-275 | HPS | 6 | 400 | [25 empty] | 2025-06-18 14:02 | 7 - Needs Inspected in 7 CY | 0 | 2025-06-18 14:02 | eric.young | 2014-12-22 10:59 | csonner | 2020-06-10 13:14 | No | No | No | No | No | Standing | None | None | None | No | No | No |  | No | 2025-06-18 14:02 | 2025-06-18 14:02 | ascott3 | 2025-06-18 14:05 | ascott3 | 2025-06-18 14:05 | No Photo Available | https://collectorweb.dot.state.oh.us/arcgis/rest/services/HIGHWAY_LIGHTING/HighwayLighting_Reference/FeatureServer/7/553260/attachments/ | http://data.mapchannels.com/dualmaps6/map.htm?lat=39.217789&lng=-84.742817
08 | HAMILTON | HAM | RA | 31113 |  | 0.973 |  | SHAMRA31113**C | HAM-31113-0.973 | 39.2202 | -84.7336 | 2025-12-31 | Active |  |  |  | State | HL0031494 | 2020-05-26 17:19 |  | State | Y D 1 | Tower |  | 6 | [12 empty] | No | No | No | I-275 | HPS | 6 | 400 | [25 empty] | 2025-06-18 16:59 | 7 - Needs Inspected in 7 CY | 0 | 2025-06-18 16:59 | eric.young | 2014-12-22 11:09 | csonner | 2020-05-26 17:19 | No | No | No | No | No | Standing | None | None | None | No | No | No |  | No | 2025-06-18 16:59 | 2025-06-18 16:59 | ascott3 | 2025-06-18 16:59 | ascott3 | 2025-06-18 16:59 | No Photo Available | No Photo Available | http://data.mapchannels.com/dualmaps6/map.htm?lat=39.220175&lng=-84.733642
08 | HAMILTON | HAM | RA | 31113 |  | 1.069 |  | SHAMRA31113**C | HAM-31113-1.069 | 39.2188 | -84.7339 | 2025-12-31 | Active |  |  |  | State | HL0031500 | 2020-06-09 13:40 |  | State | Y D 2 | Tower |  | 6 | [12 empty] | No | No | No | I-275 | HPS | 6 | 400 | [25 empty] | 2025-06-18 17:17 | 7 - Needs Inspected in 7 CY | 0 | 2025-06-18 17:17 | eric.young | 2014-12-22 11:12 | csonner | 2020-06-09 13:43 | No | No | No | No | No | Standing | None | None | None | No | No | No |  | No | 2025-06-18 17:17 | 2025-06-18 17:17 | ascott3 | 2025-06-18 17:29 | ascott3 | 2025-06-18 17:29 | No Photo Available | https://collectorweb.dot.state.oh.us/arcgis/rest/services/HIGHWAY_LIGHTING/HighwayLighting_Reference/FeatureServer/7/550862/attachments/ | http://data.mapchannels.com/dualmaps6/map.htm?lat=39.218775&lng=-84.733851
08 | HAMILTON | HAM | RA | 31114 |  | 0.252 |  | SHAMRA31114**C | HAM-31114-0.252 | 39.2217 | -84.7428 | 2025-12-31 | Active |  |  |  | State | HL0031552 | 2020-06-08 14:54 |  | State | Y A 3 | Tower |  | 6 | [12 empty] | No | No | No | I-275 (small area @ pole base w/ no glvnzn, rust) | HPS | 4 | 400 | [25 empty] | 2025-06-18 12:30 | 7 - Needs Inspected in 7 CY | 0 | 2025-06-18 12:30 | darshan.singh | 2014-12-22 12:11 | dturner | 2020-06-08 14:57 | No | No | No | No | No | Standing | None | None | None | No | No | No |  | No | 2025-06-18 12:30 | 2025-06-18 12:30 | ascott3 | 2025-06-18 12:30 | ascott3 | 2025-06-18 12:30 | No Photo Available | https://collectorweb.dot.state.oh.us/arcgis/rest/services/HIGHWAY_LIGHTING/HighwayLighting_Reference/FeatureServer/7/553259/attachments/ | http://data.mapchannels.com/dualmaps6/map.htm?lat=39.221682&lng=-84.742825
08 | HAMILTON | HAM | RA | 31114 |  | 0.319 |  | SHAMRA31114**C | HAM-31114-0.319 | 39.2207 | -84.7427 | 2025-12-31 | Active |  |  |  | State | HL0022526 | 2020-05-27 18:21 |  | State | ya4 | Conventional | [14 empty] | No | No | No |  | HPS | 1 | 310 | [25 empty] | 2025-10-21 15:28 | NULL | 0 |  | mhurlow1 | 2018-05-23 13:15 | csonner | 2020-05-27 18:22 | No | No | No | No | No | Standing | None | None | None | No | No | No |  | No | 2025-10-21 15:28 |  | csonner1 | 2025-10-21 15:28 | csonner1 | 2025-10-21 15:28 | No Photo Available | No Photo Available | http://data.mapchannels.com/dualmaps6/map.htm?lat=39.220692&lng=-84.742747
08 | HAMILTON | HAM | RA | 31114 |  | 0.366 |  | SHAMRA31114**C | HAM-31114-0.366 | 39.22 | -84.7428 | 2025-12-31 | Active |  |  |  | State | HL0014737 |  |  | State | ya5 | Conventional | [14 empty] | No | No | No |  | HPS | 1 | 310 | [25 empty] | 2025-10-21 15:29 | NULL |  |  | mhurlow1 | 2018-05-23 13:14 | csonner | 2020-05-27 18:21 | No | No | No | No | No | Standing | None | None | None | No | No | No |  | No | 2025-10-21 15:29 |  | csonner1 | 2025-10-21 15:29 | csonner1 | 2025-10-21 15:29 | No Photo Available | No Photo Available | http://data.mapchannels.com/dualmaps6/map.htm?lat=39.220023&lng=-84.742761
08 | HAMILTON | HAM | RA | 31114 |  | 0.438 |  | SHAMRA31114**C | HAM-31114-0.438 | 39.219 | -84.7429 | 2025-12-31 | Active |  |  |  | State | HL0031558 | 2020-06-08 15:18 |  | State | X A 8 | Tower |  | 8 | [12 empty] | No | No | No | I-275 | HPS | 6 | 400 | [25 empty] | 2025-06-18 12:59 | 7 - Needs Inspected in 7 CY | 0 | 2025-06-18 12:59 | darshan.singh | 2014-12-22 12:18 | dturner | 2020-06-08 15:22 | No | No | No | No | No | Standing | None | None | None | No | No | No |  | No | 2025-06-18 12:59 | 2025-06-18 12:59 | ascott3 | 2025-06-18 13:02 | ascott3 | 2025-06-18 13:02 | No Photo Available | https://collectorweb.dot.state.oh.us/arcgis/rest/services/HIGHWAY_LIGHTING/HighwayLighting_Reference/FeatureServer/7/551259/attachments/ | http://data.mapchannels.com/dualmaps6/map.htm?lat=39.218974&lng=-84.742895
08 | HAMILTON | HAM | RA | 31117 |  | 0.094 |  | SHAMRA31117**C | HAM-31117-0.094 | 39.2119 | -84.6763 | 2025-12-31 | Active |  |  |  | State | HL0019673 | 2020-05-15 02:55 |  | State | H23 | Conventional | [7 empty] | 1 | [6 empty] | No | No | No |  | HPS | 1 | 200 | [25 empty] | 2025-11-19 02:27 | NULL | 0 |  | mhurlow1 | 2018-05-17 16:48 | cburden | 2020-05-15 02:56 | No | No | No | No | No | Standing | None | None | None | No | No | No |  | No | 2025-11-19 02:27 |  | mneeley | 2025-11-19 02:27 | mneeley | 2025-11-19 02:27 | No Photo Available | No Photo Available | http://data.mapchannels.com/dualmaps6/map.htm?lat=39.211915&lng=-84.676337
08 | HAMILTON | HAM | RA | 31117 |  | 0.131 |  | SHAMRA31117**C | HAM-31117-0.131 | 39.2124 | -84.6765 | 2025-12-31 | Active |  |  |  | State | HL0012134 | 2020-05-15 02:56 |  | State | H22 | Conventional | [7 empty] | 1 | [6 empty] | No | No | No |  | HPS | 1 | 200 | [25 empty] | 2025-11-19 02:27 | NULL | 0 |  | mhurlow1 | 2018-05-17 16:47 | cburden | 2020-05-15 02:58 | No | No | No | No | No | Standing | None | None | None | No | No | No |  | No | 2025-11-19 02:27 |  | mneeley | 2025-11-19 02:27 | mneeley | 2025-11-19 02:27 | No Photo Available | No Photo Available | http://data.mapchannels.com/dualmaps6/map.htm?lat=39.212435&lng=-84.676481
08 | HAMILTON | HAM | RA | 31117 |  | 0.269 |  | SHAMRA31117**C | HAM-31117-0.269 | 39.2143 | -84.6773 | 2025-12-31 | Active |  |  |  | State | HL0021736 | 2020-05-15 03:00 |  | State | H21 | Conventional | No |  | AT | A |  |  |  | 1 |  |  |  |  | No | No | No | No | No |  | LED | 1 |  | 70 | [24 empty] | 2025-11-19 02:27 | NULL |  |  | Dsnyder5 | 2018-06-14 17:00 | jritchie2 | 2026-08-05 14:57 | No | No | No | No | No | Standing | None | None | None | No | No | No |  | No | 2025-11-19 02:27 |  | mneeley | 2025-11-19 02:27 | mneeley | 2025-11-19 02:27 | No Photo Available | No Photo Available | http://data.mapchannels.com/dualmaps6/map.htm?lat=39.214300&lng=-84.677322
08 | HAMILTON | HAM | RA | 31117 |  | 0.369 |  | SHAMRA31117**C | HAM-31117-0.369 | 39.215 | -84.6758 | 2025-12-31 | Active |  |  |  | State | HL0001533 |  |  | State | H15 | Conventional | No |  | AT | A |  |  |  | 1 |  |  |  |  | No | No | No | No | No |  | LED | 1 |  | 70 | [24 empty] | 2025-11-19 02:28 | NULL |  |  | mhurlow1 | 2018-05-23 14:09 | jritchie2 | 2026-08-05 14:54 | No | No | No | No | No | Standing | None | None | None | No | No | No |  | No | 2025-11-19 02:28 |  | mneeley | 2025-11-19 02:28 | mneeley | 2025-11-19 02:28 | No Photo Available | No Photo Available | http://data.mapchannels.com/dualmaps6/map.htm?lat=39.215030&lng=-84.675842
08 | HAMILTON | HAM | RA | 31117 |  | 0.44 |  | SHAMRA31117**C | HAM-31117-0.440 | 39.2154 | -84.6746 | 2025-12-31 | Active |  |  |  | State | HL0009660 |  |  | State | H29 | Conventional | No |  | AT | A |  |  |  | 1 |  |  |  |  | No | No | No | No | No |  | LED | 1 |  | 70 |  | No | [22 empty] | 2025-11-19 02:28 | NULL |  |  | mhurlow1 | 2018-05-23 14:09 | jritchie2 | 2026-08-05 14:55 | No | No | No | No | No | Standing | None | None | None | No | No | No |  | No | 2025-11-19 02:28 |  | mneeley | 2025-11-19 02:29 | mneeley | 2025-11-19 02:29 | No Photo Available | No Photo Available | http://data.mapchannels.com/dualmaps6/map.htm?lat=39.215409&lng=-84.674607
08 | HAMILTON | HAM | RA | 31118 |  | 0.115 |  | SHAMRA31118**C | HAM-31118-0.115 | 39.2151 | -84.6778 | 2025-12-31 | Active |  |  |  | State | HL0000750 | 2020-05-15 02:11 |  | State | H-16 | Conventional | No |  | AT | A |  |  |  | 1 |  |  |  |  | No | No | No | No | No |  | LED | 1 |  | 70 | [24 empty] | 2025-11-19 02:30 | NULL |  |  | mhurlow1 | 2018-05-17 16:56 | jritchie2 | 2026-08-05 14:57 | No | No | No | No | No | Standing | None | None | None | No | No | No |  | No | 2025-11-19 02:30 |  | mneeley | 2025-11-19 02:30 | mneeley | 2025-11-19 02:30 | No Photo Available | No Photo Available | http://data.mapchannels.com/dualmaps6/map.htm?lat=39.215076&lng=-84.677843
08 | HAMILTON | HAM | RA | 31118 |  | 0.135 |  | SHAMRA31118**C | HAM-31118-0.135 | 39.215 | -84.6782 | 2025-12-31 | Active |  |  |  | State | HL0002274 | 2020-05-15 02:15 |  | State | H-17 | Conventional | [7 empty] | 1 | [6 empty] | No | No | No |  | HPS | 1 | 200 | [25 empty] | 2025-11-19 02:30 | NULL | 0 |  | mhurlow1 | 2018-05-17 16:56 | cburden | 2020-05-15 02:15 | No | No | No | No | No | Standing | None | None | None | No | No | No |  | No | 2025-11-19 02:30 |  | mneeley | 2025-11-19 02:30 | mneeley | 2025-11-19 02:30 | No Photo Available | No Photo Available | http://data.mapchannels.com/dualmaps6/map.htm?lat=39.214972&lng=-84.678170
08 | HAMILTON | HAM | RA | 31118 |  | 0.157 |  | SHAMRA31118**C | HAM-31118-0.157 | 39.2148 | -84.6784 | 2025-12-31 | Active |  |  |  | State | HL0039000 |  |  | State | H18 | Conventional | [14 empty] | No | No | No |  | HPS | [27 empty] | 2025-11-19 02:30 | NULL |  |  | mneeley | 2024-08-12 16:46 | mneeley | 2024-08-12 16:46 | No | No | No | No | No | Standing | None | None | None | No | No | No |  | No | 2025-11-19 02:30 |  | mneeley | 2025-11-19 02:30 | mneeley | 2025-11-19 02:30 | No Photo Available | No Photo Available | http://data.mapchannels.com/dualmaps6/map.htm?lat=39.214771&lng=-84.678444
08 | HAMILTON | HAM | RA | 31118 |  | 0.173 |  | SHAMRA31118**C | HAM-31118-0.173 | 39.2146 | -84.6787 | 2025-12-31 | Active |  |  |  | State | HL0011314 | 2020-05-15 02:17 |  | State | H-19 | Conventional | No |  | AT | A |  |  |  | 1 |  |  |  |  | No | No | No | No | No |  | LED | 1 |  | 70 | [24 empty] | 2025-05-19 14:32 | NULL |  | 2025-05-19 14:32 | mhurlow1 | 2018-05-17 16:57 | jritchie2 | 2026-08-05 14:58 | No | No | No | No | No | Standing | None | None | None | No | No | No | Down pole | No | 2025-05-19 14:32 | 2025-05-19 14:32 | ascott3 | 2025-05-19 14:32 | ascott3 | 2025-05-19 14:32 | No Photo Available | https://collectorweb.dot.state.oh.us/arcgis/rest/services/HIGHWAY_LIGHTING/HighwayLighting_Reference/FeatureServer/7/545613/attachments/ | http://data.mapchannels.com/dualmaps6/map.htm?lat=39.214626&lng=-84.678663
08 | HAMILTON | HAM | RA | 31118 |  | 0.204 |  | SHAMRA31118**C | HAM-31118-0.204 | 39.2142 | -84.6789 | 2025-12-31 | Active |  |  |  | State | HL0006413 |  |  | State | H20 | Conventional | No |  | AT | A |  |  |  | 1 |  |  |  |  | No | No | No | No | No |  | LED | 1 |  | 70 |  | No | [22 empty] | 2025-11-19 02:28 | NULL |  |  | mhurlow1 | 2018-05-17 16:57 | jritchie2 | 2026-08-05 14:58 | No | No | No | No | No | Standing | None | None | None | No | No | No |  | No | 2025-11-19 02:28 |  | mneeley | 2025-11-19 02:28 | mneeley | 2025-11-19 02:28 | No Photo Available | No Photo Available | http://data.mapchannels.com/dualmaps6/map.htm?lat=39.214217&lng=-84.678880
08 | HAMILTON | HAM | RA | 31119 |  | 0.009 |  | SHAMRA31119**C | HAM-31119-0.009 | 39.2805 | -84.4406 | 2025-12-31 | Active |  |  |  | State | HL0003246 | 2020-02-04 21:17 |  | State | BC-21 | Conventional | No |  | AT | A |  |  |  | 1 |  |  |  | No | No | Yes | No | No | No |  | LED | 1 |  |  |  | No |  | Cooper/Eaton |  | 480 L-N |  | No | No | No | No | No | [12 empty] | 2025-10-08 17:03 | NULL |  |  | mhurlow1 | 2018-05-17 12:30 | jritchie2 | 2026-07-06 15:36 | No | No | No | No | No | Standing | None | None | None | No | No | No |  | No | 2025-10-08 17:03 |  | csonner1 | 2025-10-08 17:03 | csonner1 | 2025-10-08 17:03 | No Photo Available | No Photo Available | http://data.mapchannels.com/dualmaps6/map.htm?lat=39.280481&lng=-84.440568
08 | HAMILTON | HAM | RA | 31119 |  | 0.04 |  | SHAMRA31119**C | HAM-31119-0.040 | 39.2809 | -84.4406 | 2025-12-31 | Active |  |  |  | State | HL0014614 | 2020-02-04 21:19 |  | State | BC-22 | Conventional | No |  | AT | A |  |  |  | 1 |  |  |  | No | No | Yes | No | No | No |  | LED | 1 |  |  |  | No |  | Cooper/Eaton |  | 480 L-N |  | No | No | No | No | No | [12 empty] | 2025-10-09 15:50 | NULL |  |  | mhurlow1 | 2018-05-17 12:31 | jritchie2 | 2026-07-06 15:36 | No | No | No | No | No | Standing | None | None | None | No | No | No |  | No | 2025-10-09 15:50 |  | csonner1 | 2025-10-09 15:50 | csonner1 | 2025-10-09 15:50 | No Photo Available | No Photo Available | http://data.mapchannels.com/dualmaps6/map.htm?lat=39.280941&lng=-84.440594
08 | HAMILTON | HAM | RA | 31119 |  | 0.071 |  | SHAMRA31119**C | HAM-31119-0.071 | 39.2814 | -84.4406 | 2025-12-31 | Active |  |  |  | State | HL0040286 |  |  | State | BC-23 | Conventional | No |  | AT | A |  |  |  | 1 |  |  |  |  | No | No | No | No | No |  | LED | 1 |  |  |  | No | [22 empty] | 2025-10-09 15:54 | NULL |  |  | ascott3 | 2025-05-27 15:59 | jritchie2 | 2026-07-06 15:35 | No | No | No | No | No | Standing | None | None | None | No | No | No |  | No | 2025-10-09 15:54 |  | csonner1 | 2025-10-09 15:54 | csonner1 | 2025-10-09 15:54 | https://collectorweb.dot.state.oh.us/arcgis/rest/services/HIGHWAY_LIGHTING/HighwayLighting_Reference/FeatureServer/6/454454/attachments/ | No Photo Available | http://data.mapchannels.com/dualmaps6/map.htm?lat=39.281398&lng=-84.440619
08 | HAMILTON | HAM | RA | 31119 |  | 0.104 |  | SHAMRA31119**C | HAM-31119-0.104 | 39.2819 | -84.4406 | 2025-12-31 | Active |  |  |  | State | HL0008753 | 2020-02-04 21:22 |  | State | BC-24 | Conventional | No |  | AT | A |  |  |  | 1 |  |  |  | No | No | Yes | No | No | No |  | LED | 1 |  |  |  | No |  | Cooper/Eaton |  | 480 L-N |  | No | No | No | No | No | [12 empty] | 2025-10-09 15:58 | NULL |  |  | mhurlow1 | 2018-05-17 12:32 | jritchie2 | 2026-07-06 15:35 | No | No | No | No | No | Standing | None | None | None | No | No | No |  | No | 2025-10-09 15:58 |  | csonner1 | 2025-10-09 15:58 | csonner1 | 2025-10-09 15:58 | No Photo Available | No Photo Available | http://data.mapchannels.com/dualmaps6/map.htm?lat=39.281869&lng=-84.440638
08 | HAMILTON | HAM | RA | 31119 |  | 0.138 |  | SHAMRA31119**C | HAM-31119-0.138 | 39.2824 | -84.4407 | 2025-12-31 | Active |  |  |  | State | HL0024774 | 2020-02-05 21:37 |  | State | BC-25 | Conventional | No |  | AT | A |  |  |  | 1 |  |  |  | No | No | Yes | No | No | No |  | LED | 1 |  |  |  | No |  | American Electric Lighting (AEL) |  | 480 L-N |  | No | No | No | No | No | [12 empty] | 2025-10-09 16:02 | NULL |  |  | mhurlow1 | 2018-05-17 12:33 | jritchie2 | 2026-07-06 15:34 | No | No | No | No | No | Standing | None | None | None | No | No | No |  | No | 2025-10-09 16:02 |  | csonner1 | 2025-10-09 16:02 | csonner1 | 2025-10-09 16:02 | No Photo Available | No Photo Available | http://data.mapchannels.com/dualmaps6/map.htm?lat=39.282364&lng=-84.440681
08 | HAMILTON | HAM | RA | 31119 |  | 0.17 |  | SHAMRA31119**C | HAM-31119-0.170 | 39.2828 | -84.4407 | 2025-12-31 | Active |  |  |  | State | HL0040278 |  |  | State | BC-26 | Conventional | [14 empty] | No | No | No |  | HPS | 1 | [26 empty] | 2025-10-09 16:05 | NULL |  |  | ascott3 | 2025-05-27 16:19 | ascott3 | 2025-05-27 16:19 | No | No | No | No | No | Standing | None | None | None | No | No | No |  | No | 2025-10-09 16:05 |  | csonner1 | 2025-10-09 16:05 | csonner1 | 2025-10-09 16:05 | No Photo Available | No Photo Available | http://data.mapchannels.com/dualmaps6/map.htm?lat=39.282825&lng=-84.440730
08 | HAMILTON | HAM | RA | 31119 |  | 0.192 |  | SHAMRA31119**C | HAM-31119-0.192 | 39.2831 | -84.4407 | 2025-12-31 | Active |  |  |  | State | HL0000352 | 2020-02-05 21:41 |  | State | BC-27 | Conventional | No |  | AT | A |  |  |  | 1 |  |  |  | No | No | Yes | No | No | No |  | LED | 1 |  |  |  | No |  | American Electric Lighting (AEL) |  | 480 L-N |  | No | No | No | No | No | [12 empty] | 2025-10-09 16:09 | NULL |  |  | mhurlow1 | 2018-05-17 12:33 | jritchie2 | 2026-07-06 15:33 | No | No | No | No | No | Standing | None | None | None | No | No | No |  | No | 2025-10-09 16:09 |  | csonner1 | 2025-10-09 16:09 | csonner1 | 2025-10-09 16:09 | No Photo Available | No Photo Available | http://data.mapchannels.com/dualmaps6/map.htm?lat=39.283146&lng=-84.440699
08 | HAMILTON | HAM | RA | 31119 |  | 0.239 |  | SHAMRA31119**C | HAM-31119-0.239 | 39.2838 | -84.4407 | 2025-12-31 | Active |  |  |  | State | HL0019686 | 2020-02-04 21:44 |  | State | BC-28 | Conventional | No |  | AT | A |  |  |  | 1 |  |  |  | No | No | Yes | No | No | No |  | LED | 1 |  | 70 |  | No |  | Cooper/Eaton |  | 480 L-N |  | No | No | No | No | No | [12 empty] | 2025-10-09 16:15 | NULL |  |  | mhurlow1 | 2018-05-17 12:36 | jritchie2 | 2026-07-06 15:30 | No | No | No | No | No | Standing | None | None | None | No | No | No |  | No | 2025-10-09 16:15 |  | csonner1 | 2025-10-09 16:15 | csonner1 | 2025-10-09 16:15 | No Photo Available | No Photo Available | http://data.mapchannels.com/dualmaps6/map.htm?lat=39.283797&lng=-84.440653
08 | HAMILTON | HAM | RA | 31119 |  | 0.27 |  | SHAMRA31119**C | HAM-31119-0.270 | 39.2843 | -84.4406 | 2025-12-31 | Active |  |  |  | State | HL0040259 |  |  | State | BC-29 | Conventional | No |  | AT | A |  |  |  | 1 |  |  |  |  | No | No | No | No | No |  | LED | 1 |  | 90 | [24 empty] | 2025-10-09 16:20 | NULL |  |  | ascott3 | 2025-05-27 16:20 | jritchie2 | 2026-07-06 15:26 | No | No | No | No | No | Standing | None | None | None | No | No | No |  | No | 2025-10-09 16:20 |  | csonner1 | 2025-10-09 16:20 | csonner1 | 2025-10-09 16:20 | No Photo Available | No Photo Available | http://data.mapchannels.com/dualmaps6/map.htm?lat=39.284253&lng=-84.440586
08 | HAMILTON | HAM | RA | 31119 |  | 0.37 |  | SHAMRA31119**C | HAM-31119-0.370 | 39.2856 | -84.4401 | 2025-12-31 | Active |  |  |  | State | HL0031088 | 2020-06-12 12:17 |  | State | LA1 | Tower |  | 6 | [12 empty] | No | No | No | 75 L4 | HPS | 4 | 400 | [25 empty] | 2026-03-13 15:21 | 8 - Needs Inspected in 8 CY | 0 | 2026-03-13 15:21 | chad.hostetler | 2014-12-20 10:07 | cburden | 2020-06-12 12:18 | No | No | No | No | No | Standing | None | None | None | No | No | Yes | Needs one new fixture ,Number four leg burnt up repaired fuse back together with a permanent connection kit SO cord damaged did an SO cord repair and breaker tripped everything‘s on and good now | Yes | 2026-03-13 15:21 | 2026-03-13 15:21 | csonner1 | 2026-03-13 15:23 | csonner1 | 2026-03-13 18:14 | No Photo Available | https://collectorweb.dot.state.oh.us/arcgis/rest/services/HIGHWAY_LIGHTING/HighwayLighting_Reference/FeatureServer/7/578168/attachments/ | http://data.mapchannels.com/dualmaps6/map.htm?lat=39.285630&lng=-84.440114
08 | HAMILTON | HAM | RA | 31119 |  | 0.513 |  | SHAMRA31119**C | HAM-31119-0.513 | 39.2874 | -84.4389 | 2025-12-31 | Active |  |  |  | State | HL0031095 | 2020-06-12 12:19 |  | State | LA2 | Tower |  | 6 | [12 empty] | No | No | No | 75 L4 | HPS | 4 | 400 | [25 empty] | 2022-07-18 17:15 | 4 - Needs Inspected in 4 CY | 0 |  | robert.anderson | 2014-12-20 10:14 | cburden | 2020-06-12 14:04 | No | No | No | No | No | Standing | None | None | None | No | No | No |  |  | 2022-07-18 17:15 |  | csonner1 | 2022-07-18 17:15 | csonner1 | 2022-07-18 17:15 | No Photo Available | No Photo Available | http://data.mapchannels.com/dualmaps6/map.htm?lat=39.287415&lng=-84.438892
08 | HAMILTON | HAM | RA | 31119 |  | 0.61 |  | SHAMRA31119**C | HAM-31119-0.610 | 39.2884 | -84.4378 | 2025-12-31 | Active |  |  |  | State | HL0031096 | 2020-06-12 14:05 |  | State | JA6 | Tower |  | 6 | [12 empty] | No | No | No | 75 L4 | HPS | 4 | 400 | [25 empty] | 2022-07-22 17:44 | 4 - Needs Inspected in 4 CY | 0 |  | chad.hostetler | 2014-12-20 10:14 | cburden | 2020-06-12 14:05 | No | No | No | No | No | Standing | None | None | None | No | No | No |  |  | 2022-07-22 17:44 |  | csonner1 | 2022-07-22 17:44 | csonner1 | 2022-07-22 17:44 | No Photo Available | No Photo Available | http://data.mapchannels.com/dualmaps6/map.htm?lat=39.288390&lng=-84.437751
08 | HAMILTON | HAM | RA | 31119 |  | 0.854 |  | SHAMRA31119**C | HAM-31119-0.854 | 39.2879 | -84.4336 | 2025-12-31 | Active |  |  |  | State | HL0003767 | 2020-05-15 03:38 |  | State | NA2 | Conventional | [7 empty] | 1 |  |  |  | No |  |  | No | No | No |  | LED | 1 |  | 155 | [24 empty] | 2025-11-18 03:38 | NULL |  |  | mhurlow1 | 2018-05-23 17:48 | odotonline.net\rdixon5 | 2026-05-08 04:55 | No | No | No | No | No | Standing | None | None | None | No | No | No |  | No | 2025-11-18 03:38 |  | mneeley | 2025-11-18 03:38 | mneeley | 2025-11-18 03:38 | No Photo Available | No Photo Available | http://data.mapchannels.com/dualmaps6/map.htm?lat=39.287936&lng=-84.433552
08 | HAMILTON | HAM | RA | 31120 |  | 0.361 |  | SHAMRA31120**C | HAM-31120-0.361 | 39.291 | -84.4462 | 2025-12-31 | Active |  |  |  | State | HL0031061 |  |  | State | HC1 | Tower |  | 6 | [12 empty] | No | No | No | 75 L4 | HPS | [27 empty] | 2022-07-14 14:02 | 4 - Needs Inspected in 4 CY |  |  | robert.anderson | 2014-12-20 09:39 | robert.anderson | 2014-12-20 09:39 | No | No | No | No | Yes | Standing | None | None | None | No | No | No |  |  | 2022-07-14 14:02 |  | csonner1 | 2022-07-14 14:01 | csonner1 | 2022-07-14 14:01 | No Photo Available | No Photo Available | http://data.mapchannels.com/dualmaps6/map.htm?lat=39.290953&lng=-84.446173
08 | HAMILTON | HAM | RA | 31120 |  | 0.456 |  | SHAMRA31120**C | HAM-31120-0.456 | 39.29 | -84.4449 | 2025-12-31 | Active |  |  |  | State | HL0031062 | 2020-06-03 11:56 |  | State | HC2 | Tower |  | 6 | [12 empty] | No | No | No | 75 L4 | HPS | 4 | 400 | [25 empty] | 2022-07-14 14:01 | 4 - Needs Inspected in 4 CY | 0 |  | chad.hostetler | 2014-12-20 09:39 | cburden | 2020-06-03 11:56 | No | No | No | No | Yes | Standing | None | None | None | No | No | No |  |  | 2022-07-14 14:01 |  | csonner1 | 2022-07-14 14:00 | csonner1 | 2022-07-14 14:00 | No Photo Available | No Photo Available | http://data.mapchannels.com/dualmaps6/map.htm?lat=39.289965&lng=-84.444895
08 | HAMILTON | HAM | RA | 31120 |  | 0.619 |  | SHAMRA31120**C | HAM-31120-0.619 | 39.2882 | -84.4429 | 2025-12-31 | Active |  |  |  | State | HL0031066 |  |  | State | HC5 | Tower |  | 6 | [12 empty] | No | No | No | 75 L4 | HPS | [27 empty] | 2022-07-14 14:01 | 4 - Needs Inspected in 4 CY |  |  | robert.anderson | 2014-12-20 09:44 | robert.anderson | 2014-12-20 09:44 | No | No | No | No | Yes | Standing | None | None | None | No | No | No |  |  | 2022-07-14 14:01 |  | csonner1 | 2022-07-14 14:00 | csonner1 | 2022-07-14 14:00 | No Photo Available | No Photo Available | http://data.mapchannels.com/dualmaps6/map.htm?lat=39.288178&lng=-84.442892
08 | HAMILTON | HAM | RA | 31120 |  | 0.761 |  | SHAMRA31120**C | HAM-31120-0.761 | 39.2862 | -84.4422 | 2025-12-31 | Active |  |  |  | State | HL0031079 |  |  | State | LC2 | Tower |  | 6 | [12 empty] | No | No | No | 75 L4 | HPS | [27 empty] | 2026-03-13 18:05 | 8 - Needs Inspected in 8 CY |  | 2026-03-13 18:04 | robert.anderson | 2014-12-20 09:55 | robert.anderson | 2014-12-20 09:55 | No | No | No | No | No | Standing | None | None | None | No | Yes | Yes | Needs two new fixtures | Yes | 2026-03-13 18:05 | 2026-03-13 18:04 | csonner1 | 2026-03-13 18:06 | csonner1 | 2026-03-13 18:06 | No Photo Available | https://collectorweb.dot.state.oh.us/arcgis/rest/services/HIGHWAY_LIGHTING/HighwayLighting_Reference/FeatureServer/7/583389/attachments/ | http://data.mapchannels.com/dualmaps6/map.htm?lat=39.286208&lng=-84.442194
08 | HAMILTON | HAM | RA | 31120 |  | 0.865 |  | SHAMRA31120**C | HAM-31120-0.865 | 39.2847 | -84.4421 | 2025-12-31 | Active |  |  |  | State | HL0031078 | 2020-06-03 12:45 |  | State | LC1 | Tower |  | 6 | [12 empty] | No | No | No | 75 L4 | HPS | 4 | 400 | [25 empty] | 2026-03-13 18:06 | 8 - Needs Inspected in 8 CY | 0 | 2026-03-13 18:06 | chad.hostetler | 2014-12-20 09:55 | cburden | 2020-06-03 12:45 | No | No | No | No | No | Standing | None | None | None | No | No | Yes | Needs LED retrofitted with fixtures current HPS fixtures. The lamps are cycling. | Yes | 2026-03-13 18:06 | 2026-03-13 18:06 | csonner1 | 2026-03-13 18:07 | csonner1 | 2026-03-13 18:07 | No Photo Available | https://collectorweb.dot.state.oh.us/arcgis/rest/services/HIGHWAY_LIGHTING/HighwayLighting_Reference/FeatureServer/7/581378/attachments/ | http://data.mapchannels.com/dualmaps6/map.htm?lat=39.284714&lng=-84.442065
08 | HAMILTON | HAM | RA | 31120 |  | 0.905 |  | SHAMRA31120**C | HAM-31120-0.905 | 39.2841 | -84.442 | 2025-12-31 | Active |  |  |  | State | HL0040256 |  |  | State | BB-16 | Conventional | No |  | AT | A |  |  |  | 1 |  |  |  |  | No | No | No | No | No |  | LED | 1 | [26 empty] | 2025-10-09 12:22 | NULL |  |  | ascott3 | 2025-05-23 15:50 | jritchie2 | 2026-07-01 14:54 | No | No | No | No | No | Standing | None | None | None | No | No | No |  | No | 2025-10-09 12:22 |  | csonner1 | 2025-10-09 12:22 | csonner1 | 2025-10-09 12:22 | No Photo Available | No Photo Available | http://data.mapchannels.com/dualmaps6/map.htm?lat=39.284136&lng=-84.441970
08 | HAMILTON | HAM | RA | 31120 |  | 0.931 |  | SHAMRA31120**C | HAM-31120-0.931 | 39.2838 | -84.4419 | 2025-12-31 | Active |  |  |  | State | HL0021821 | 2020-02-05 21:53 |  | State | BB-15 | Conventional | No |  | AT | A |  |  |  | 1 |  |  |  | No | No | Yes | No | No | No |  | LED | 1 |  |  |  | No |  | GE |  | 480 L-N |  | No | No | No | No | No | [12 empty] | 2025-10-09 12:25 | NULL |  |  | mhurlow1 | 2018-05-17 12:35 | jritchie2 | 2026-07-01 14:54 | No | No | No | No | No | Standing | None | None | None | No | No | No |  | No | 2025-10-09 12:25 |  | csonner1 | 2025-10-09 12:25 | csonner1 | 2025-10-09 12:25 | No Photo Available | No Photo Available | http://data.mapchannels.com/dualmaps6/map.htm?lat=39.283758&lng=-84.441909
08 | HAMILTON | HAM | RA | 31120 |  | 0.978 |  | SHAMRA31120**C | HAM-31120-0.978 | 39.2831 | -84.4418 | 2025-12-31 | Active |  |  |  | State | HL0023582 | 2020-02-05 21:55 |  | State | BB-14 | Conventional | No |  | AT | A |  |  |  | 1 |  |  |  | No | No | Yes | No | No | No |  | LED | 1 |  |  |  | No |  | Cooper/Eaton |  | 480 L-N |  | No | No | No | No | No | [12 empty] | 2025-10-09 12:29 | NULL |  |  | mhurlow1 | 2018-05-17 12:34 | jritchie2 | 2026-07-01 14:55 | No | No | No | No | No | Standing | None | None | None | No | No | No |  | No | 2025-10-09 12:29 |  | csonner1 | 2025-10-09 12:29 | csonner1 | 2025-10-09 12:29 | No Photo Available | No Photo Available | http://data.mapchannels.com/dualmaps6/map.htm?lat=39.283073&lng=-84.441843
08 | HAMILTON | HAM | RA | 31120 |  | 1 |  | SHAMRA31120**C | HAM-31120-1.000 | 39.2828 | -84.4418 | 2025-12-31 | Active |  |  |  | State | HL0007944 | 2020-02-05 21:58 |  | State | BB-13 | Conventional | No | [6 empty] | 1 |  |  |  | No |  | Yes | No | No | No |  | HPS | 1 | 400 |  |  | No |  | GE |  | 480 L-N |  | No | No | No | No | No | [12 empty] | 2026-03-13 18:08 | NULL | 0 | 2026-03-13 18:08 | mhurlow1 | 2018-05-17 12:33 | csonner1 | 2025-10-09 12:36 | No | No | No | No | No | Standing | None | None | None | No | No | Yes | Fixture out | Yes | 2026-03-13 18:08 | 2026-03-13 18:08 | csonner1 | 2026-03-13 18:08 | csonner1 | 2026-03-13 18:08 | No Photo Available | No Photo Available | http://data.mapchannels.com/dualmaps6/map.htm?lat=39.282761&lng=-84.441844
08 | HAMILTON | HAM | RA | 31120 |  | 1.033 |  | SHAMRA31120**C | HAM-31120-1.033 | 39.2823 | -84.4418 | 2025-12-31 | Active |  |  |  | State | HL0004608 | 2020-02-05 22:25 |  | State | BB-12 | Conventional | No | [6 empty] | 1 |  |  |  | No |  | Yes | No | No | No |  | HPS | 1 | 250 |  |  | No |  | American Electric Lighting (AEL) |  | 480 L-N |  | No | No | No | No | No | [12 empty] | 2025-10-09 12:35 | NULL | 0 |  | mhurlow1 | 2018-05-17 12:31 | csonner1 | 2025-10-09 12:36 | No | No | No | No | No | Standing | None | None | None | No | No | No |  | No | 2025-10-09 12:35 |  | csonner1 | 2025-10-09 12:35 | csonner1 | 2025-10-09 12:35 | No Photo Available | No Photo Available | http://data.mapchannels.com/dualmaps6/map.htm?lat=39.282277&lng=-84.441793
08 | HAMILTON | HAM | RA | 31120 |  | 1.064 |  | SHAMRA31120**C | HAM-31120-1.064 | 39.2818 | -84.4417 | 2025-12-31 | Active |  |  |  | State | HL0040921 |  |  | State | BB-11 | Conventional | [14 empty] | No | No | No |  | HPS | 1 | [26 empty] | 2025-10-09 12:40 | NULL |  |  | csonner1 | 2025-10-09 12:39 | csonner1 | 2025-10-09 12:39 | No | No | No | No | No | Standing | None | None | None | No | No | No |  | No | 2025-10-09 12:40 |  | csonner1 | 2025-10-09 12:40 | csonner1 | 2025-10-09 12:40 | No Photo Available | No Photo Available | http://data.mapchannels.com/dualmaps6/map.htm?lat=39.281820&lng=-84.441742
08 | HAMILTON | HAM | RA | 31121 |  | 0.015 |  | SHAMRA31121**C | HAM-31121-0.015 | 39.2998 | -84.4404 | 2025-12-31 | Active |  |  |  | State | HL0012707 | 2020-02-04 20:42 |  | State | 22 | Conventional | No |  | AT | A |  |  |  | 1 |  |  |  | No | No | No | No | No | No |  | LED | 1 |  | 70 |  | No |  | American Electric Lighting (AEL) |  | 480 L-N |  | No | No | No | No | No | [12 empty] | 2025-10-20 13:01 | NULL |  |  | mhurlow1 | 2018-05-17 13:02 | jritchie2 | 2026-07-01 15:09 | No | No | No | No | No | Standing | None | None | None | No | No | No |  | No | 2025-10-20 13:01 |  | csonner1 | 2025-10-20 13:02 | csonner1 | 2025-10-20 13:02 | No Photo Available | No Photo Available | http://data.mapchannels.com/dualmaps6/map.htm?lat=39.299832&lng=-84.440444
08 | HAMILTON | HAM | RA | 31121 |  | 0.058 |  | SHAMRA31121**C | HAM-31121-0.058 | 39.2992 | -84.4407 | 2025-12-31 | Active |  |  |  | State | HL0022552 | 2020-02-04 20:44 |  | State | 21 | Conventional | No |  | AT | A |  |  |  | 1 |  |  |  | No | No | No | No | No | No |  | LED | 1 |  | 70 |  | No |  | Cooper/Eaton |  | 480 L-N |  | No | No | No | No | No | [12 empty] | 2025-10-20 13:02 | NULL |  |  | mhurlow1 | 2018-05-17 13:01 | jritchie2 | 2026-07-01 15:09 | No | No | No | No | No | Standing | None | None | None | No | No | No |  | No | 2025-10-20 13:02 |  | csonner1 | 2025-10-20 13:02 | csonner1 | 2025-10-20 13:02 | No Photo Available | No Photo Available | http://data.mapchannels.com/dualmaps6/map.htm?lat=39.299243&lng=-84.440662
08 | HAMILTON | HAM | RA | 31121 |  | 0.117 |  | SHAMRA31121**C | HAM-31121-0.117 | 39.2984 | -84.441 | 2025-12-31 | Active |  |  |  | State | HL0011338 | 2020-02-05 20:54 |  | State | 20 | Conventional | No |  | AT | A |  |  |  | 1 |  |  |  | No | No | No | No | No | No |  | LED | 1 |  | 80 |  | No |  | American Electric Lighting (AEL) |  | 480 L-N |  | No | No | No | No | No | [12 empty] | 2025-10-20 13:03 | NULL |  |  | mhurlow1 | 2018-05-17 13:01 | jritchie2 | 2026-07-01 15:10 | No | No | No | No | No | Standing | None | None | None | No | No | No |  | No | 2025-10-20 13:03 |  | csonner1 | 2025-10-20 13:03 | csonner1 | 2025-10-20 13:03 | No Photo Available | No Photo Available | http://data.mapchannels.com/dualmaps6/map.htm?lat=39.298416&lng=-84.440964
08 | HAMILTON | HAM | RA | 31121 |  | 0.176 |  | SHAMRA31121**C | HAM-31121-0.176 | 39.2976 | -84.4412 | 2025-12-31 | Active |  |  |  | State | HL0009257 | 2020-02-04 20:59 |  | State | 19 | Conventional | No |  | AT | A |  |  |  | 1 |  |  |  | No | No | No | No | No | No |  | LED | 1 |  |  |  | No |  | Cooper/Eaton |  | 480 L-N |  | No | No | No | No | No | [12 empty] | 2025-10-20 13:03 | NULL |  |  | mhurlow1 | 2018-05-17 13:00 | jritchie2 | 2026-07-01 15:10 | No | No | No | No | No | Standing | None | None | None | No | No | No |  | No | 2025-10-20 13:03 |  | csonner1 | 2025-10-20 13:04 | csonner1 | 2025-10-20 13:04 | No Photo Available | No Photo Available | http://data.mapchannels.com/dualmaps6/map.htm?lat=39.297584&lng=-84.441220
08 | HAMILTON | HAM | RA | 31121 |  | 0.239 |  | SHAMRA31121**C | HAM-31121-0.239 | 39.2967 | -84.4416 | 2025-12-31 | Active |  |  |  | State | HL0031134 |  |  | State | KA1 | Tower |  | 4 | [12 empty] | No | No | No | 75 4L | HPS | [27 empty] | 2022-07-15 12:36 | 4 - Needs Inspected in 4 CY |  |  | robert.anderson | 2014-12-20 11:26 | robert.anderson | 2014-12-20 11:26 | No | No | No | No | No | Standing | None | None | None | No | No | No | Needs tree limbs cut unable to lower |  | 2022-07-15 12:36 |  | csonner1 | 2022-07-15 12:37 | csonner1 | 2022-07-15 12:37 | No Photo Available | No Photo Available | http://data.mapchannels.com/dualmaps6/map.htm?lat=39.296712&lng=-84.441573
08 | HAMILTON | HAM | RA | 31121 |  | 0.349 |  | SHAMRA31121**C | HAM-31121-0.349 | 39.2951 | -84.4418 | 2025-12-31 | Active |  |  |  | State | HL0031139 |  |  | State | KA2 | Tower |  | 4 | [12 empty] | No | No | No | 75 L4 | HPS | [27 empty] | 2022-07-15 12:35 | 4 - Needs Inspected in 4 CY |  |  | chad.hostetler | 2014-12-20 11:35 | csonner1 | 2022-07-15 12:35 | No | No | No | No | No | Standing | None | None | None | No | No | No | Needs new fixture |  | 2022-07-15 12:35 |  | csonner1 | 2022-07-15 12:35 | csonner1 | 2022-07-15 12:35 | https://collectorweb.dot.state.oh.us/arcgis/rest/services/HIGHWAY_LIGHTING/HighwayLighting_Reference/FeatureServer/6/31139/attachments/ | https://collectorweb.dot.state.oh.us/arcgis/rest/services/HIGHWAY_LIGHTING/HighwayLighting_Reference/FeatureServer/7/288726/attachments/ | http://data.mapchannels.com/dualmaps6/map.htm?lat=39.295105&lng=-84.441789
08 | HAMILTON | HAM | RA | 31121 |  | 0.435 |  | SHAMRA31121**C | HAM-31121-0.435 | 39.2939 | -84.4422 | 2025-12-31 | Active |  |  |  | State | HL0030968 |  |  | State | KA. | Tower |  | 6 | [12 empty] | No | No | No | 75 4L | HPS | [27 empty] | 2022-07-15 16:20 | 4 - Needs Inspected in 4 CY |  |  | kurt.powers | 2014-12-19 15:44 | kurt.powers | 2014-12-19 15:45 | No | No | No | No | No | Standing | None | None | None | No | No | No |  |  | 2022-07-15 16:20 |  | csonner1 | 2022-07-15 16:20 | csonner1 | 2022-07-15 16:20 | No Photo Available | No Photo Available | http://data.mapchannels.com/dualmaps6/map.htm?lat=39.293887&lng=-84.442219
08 | HAMILTON | HAM | RA | 31122 |  | 0.117 |  | SHAMRA31122**C | HAM-31122-0.117 | 39.2883 | -84.439 | 2025-12-31 | Active |  |  |  | State | HL0031148 |  |  | State | JA1 | Tower |  | 6 | [12 empty] | No | No | No | 75 L4 | HPS | [27 empty] | 2022-07-25 14:06 | 4 - Needs Inspected in 4 CY |  |  | chad.hostetler | 2014-12-20 11:51 | chad.hostetler | 2014-12-20 11:51 | No | No | No | No | No | Standing | None | None | None | No | No | No |  |  | 2022-07-25 14:06 |  | csonner1 | 2022-07-25 14:05 | csonner1 | 2022-07-25 14:05 | No Photo Available | No Photo Available | http://data.mapchannels.com/dualmaps6/map.htm?lat=39.288323&lng=-84.438958
08 | HAMILTON | HAM | RA | 31122 |  | 0.265 |  | SHAMRA31122**C | HAM-31122-0.265 | 39.2903 | -84.438 | 2025-12-31 | Active |  |  |  | State | HL0031152 |  |  | State | JC1 | Tower |  | 6 | [12 empty] | No | No | No | 75 L4 | HPS | [27 empty] | 2022-07-20 12:50 | 4 - Needs Inspected in 4 CY |  |  | robert.anderson | 2014-12-20 11:54 | robert.anderson | 2014-12-20 11:54 | No | No | No | No | No | Standing | None | None | None | No | No | No | 2 WHEELS MISSING ON RING= CANNOT LOWER. /WINCH LINE PINCHED IN 2 SPOTS NOT SAFE |  | 2022-07-20 12:50 |  | csonner1 | 2022-07-20 12:50 | csonner1 | 2022-07-20 12:50 | No Photo Available | No Photo Available | http://data.mapchannels.com/dualmaps6/map.htm?lat=39.290323&lng=-84.437958
08 | HAMILTON | HAM | RA | 31122 |  | 0.361 |  | SHAMRA31122**C | HAM-31122-0.361 | 39.2917 | -84.4386 | 2025-12-31 | Active |  |  |  | State | HL0031153 |  |  | State | JC2 | Tower |  | 6 | [12 empty] | No | No | No | 75 L4 | HPS | [27 empty] | 2022-07-21 17:39 | 4 - Needs Inspected in 4 CY |  |  | chad.hostetler | 2014-12-20 11:54 | chad.hostetler | 2014-12-20 11:54 | No | No | No | No | No | Standing | None | None | None | No | No | No |  |  | 2022-07-21 17:39 |  | csonner1 | 2022-07-21 17:39 | csonner1 | 2022-07-21 17:39 | No Photo Available | No Photo Available | http://data.mapchannels.com/dualmaps6/map.htm?lat=39.291697&lng=-84.438575
08 | HAMILTON | HAM | RA | 31122 |  | 0.457 |  | SHAMRA31122**C | HAM-31122-0.457 | 39.2927 | -84.44 | 2025-12-31 | Active |  |  |  | State | HL0031160 | 2019-01-11 17:19 |  | State | JC3 | Tower |  | 6 | [12 empty] | No | No | No | 75 L4 | HPS | 4 | 400 | [25 empty] | 2022-07-22 17:45 | 4 - Needs Inspected in 4 CY | 0 |  | robert.anderson | 2014-12-20 12:01 | cburden | 2020-06-11 16:19 | No | No | No | No | No | Standing | None | None | None | No | No | No |  |  | 2022-07-22 17:45 |  | csonner1 | 2022-07-22 17:44 | csonner1 | 2022-07-22 17:44 | No Photo Available | No Photo Available | http://data.mapchannels.com/dualmaps6/map.htm?lat=39.292703&lng=-84.439954
08 | HAMILTON | HAM | RA | 31122 |  | 0.541 |  | SHAMRA31122**C | HAM-31122-0.541 | 39.2926 | -84.4416 | 2025-12-31 | Active |  |  |  | State | HL0031188 |  |  | State | JB4 | Tower | No | 4 |  | X | [10 empty] | No | No | No | 75 L6 | HPS | 6 | 400 | [25 empty] | 2022-07-22 17:45 | 4 - Needs Inspected in 4 CY |  |  | robert.anderson | 2014-12-20 12:46 | jritchie2 | 2026-07-01 15:28 | No | No | No | No | No | Standing | None | None | None | No | No | No |  |  | 2022-07-22 17:45 |  | csonner1 | 2022-07-22 17:45 | csonner1 | 2022-07-22 17:45 | No Photo Available | No Photo Available | http://data.mapchannels.com/dualmaps6/map.htm?lat=39.292646&lng=-84.441566
08 | HAMILTON | HAM | RA | 31122 |  | 0.607 |  | SHAMRA31122**C | HAM-31122-0.607 | 39.293 | -84.4428 | 2025-12-31 | Active |  |  |  | State | HL0030969 | 2020-06-02 13:26 |  | State | HA5 | Tower |  | 6 | [12 empty] | No | No | No | 75 L6 corner of foundation is broken | HPS | 6 | 400 | [25 empty] | 2022-07-15 16:19 | 4 - Needs Inspected in 4 CY | 0 |  | chad.hostetler | 2014-12-19 15:46 | cburden | 2020-06-02 13:26 | No | No | No | No | No | Standing | None | None | None | No | No | No |  |  | 2022-07-15 16:19 |  | csonner1 | 2022-07-15 16:19 | csonner1 | 2022-07-15 16:19 | No Photo Available | No Photo Available | http://data.mapchannels.com/dualmaps6/map.htm?lat=39.292961&lng=-84.442823
08 | HAMILTON | HAM | RA | 31122 |  | 0.719 |  | SHAMRA31122**C | HAM-31122-0.719 | 39.2923 | -84.4448 | 2025-12-31 | Active |  |  |  | State | HL0031158 | 2020-06-02 11:54 |  | State | HA3 | Tower |  | 4 | [12 empty] | No | No | No | 75 L4 | HPS | 4 | 400 | [25 empty] | 2022-07-15 16:20 | 4 - Needs Inspected in 4 CY | 0 |  | chad.hostetler | 2014-12-20 12:00 | cburden | 2020-06-03 11:55 | No | No | No | No | No | Standing | None | None | None | No | No | No |  |  | 2022-07-15 16:20 |  | csonner1 | 2022-07-15 16:20 | csonner1 | 2022-07-15 16:20 | No Photo Available | No Photo Available | http://data.mapchannels.com/dualmaps6/map.htm?lat=39.292332&lng=-84.444809
08 | HAMILTON | HAM | RA | 31122 |  | 0.845 |  | SHAMRA31122**C | HAM-31122-0.845 | 39.292 | -84.4472 | 2025-12-31 | Active |  |  |  | State | HL0031164 | 2020-06-02 11:55 |  | State | HA2 | Tower |  | 4 | [12 empty] | No | No | No | 75 L4 | HPS | 4 | 400 | [25 empty] | 2022-07-14 17:49 | 4 - Needs Inspected in 4 CY | 0 |  | chad.hostetler | 2014-12-20 12:05 | cburden | 2020-06-03 11:56 | No | No | No | No | No | Standing | None | None | None | No | No | No |  |  | 2022-07-14 17:49 |  | csonner1 | 2022-07-14 17:48 | csonner1 | 2022-07-14 17:48 | No Photo Available | No Photo Available | http://data.mapchannels.com/dualmaps6/map.htm?lat=39.292039&lng=-84.447153
08 | HAMILTON | HAM | RA | 31123 |  | 0.046 |  | SHAMRA31123**C | HAM-31123-0.046 | 39.2897 | -84.4408 | 2025-12-31 | Active |  |  |  | State | HL0031181 |  |  | State | JD3 | Tower |  | 6 | [12 empty] | No | No | No | 75 L4 | HPS | [27 empty] | 2022-07-22 17:46 | 4 - Needs Inspected in 4 CY |  |  | chad.hostetler | 2014-12-20 12:32 | chad.hostetler | 2014-12-20 12:32 | No | No | No | No | No | Standing | None | None | None | No | No | No |  |  | 2022-07-22 17:46 |  | csonner1 | 2022-07-22 17:45 | csonner1 | 2022-07-22 17:45 | No Photo Available | No Photo Available | http://data.mapchannels.com/dualmaps6/map.htm?lat=39.289688&lng=-84.440811
08 | HAMILTON | HAM | RA | 31123 |  | 0.204 |  | SHAMRA31123**C | HAM-31123-0.204 | 39.2886 | -84.4396 | 2025-12-31 | Active |  |  |  | State | HL0031176 | 2020-06-03 17:38 |  | State | JD1 | Tower |  | 6 | [12 empty] | No | No | No | 75 L4 | HPS | 4 | 400 | [25 empty] | 2022-07-22 17:46 | 4 - Needs Inspected in 4 CY | 0 |  | robert.anderson | 2014-12-20 12:26 | cburden | 2020-06-03 17:38 | No | No | No | No | No | Standing | None | None | None | No | No | No |  |  | 2022-07-22 17:46 |  | csonner1 | 2022-07-22 17:46 | csonner1 | 2022-07-22 17:46 | No Photo Available | No Photo Available | http://data.mapchannels.com/dualmaps6/map.htm?lat=39.288550&lng=-84.439562
08 | HAMILTON | HAM | RA | 31123 |  | 0.325 |  | SHAMRA31123**C | HAM-31123-0.325 | 39.2889 | -84.4408 | 2025-12-31 | Active |  |  |  | State | HL0031180 |  |  | State | JD2 | Tower |  | 4 | [12 empty] | No | No | No | 75 L4 | HPS | [27 empty] | 2022-07-22 17:46 | 4 - Needs Inspected in 4 CY |  |  | robert.anderson | 2014-12-20 12:30 | robert.anderson | 2014-12-20 12:30 | No | No | No | No | No | Standing | None | None | None | No | No | No |  |  | 2022-07-22 17:46 |  | csonner1 | 2022-07-22 17:46 | csonner1 | 2022-07-22 17:46 | No Photo Available | No Photo Available | http://data.mapchannels.com/dualmaps6/map.htm?lat=39.288887&lng=-84.440841
08 | HAMILTON | HAM | RA | 31123 |  | 0.613 |  | SHAMRA31123**C | HAM-31123-0.613 | 39.293 | -84.4408 | 2025-12-31 | Active |  |  |  | State | HL0008823 | 2020-02-03 19:45 |  | State | A-3 | Conventional | No |  | AT | A |  |  |  | 1 |  |  |  | No | No | No | No | No | No |  | LED | 1 |  |  |  | No |  | Cooper/Eaton |  | 480 L-N |  | No | No | No | No | No | [12 empty] | 2025-10-20 14:03 | NULL |  |  | mhurlow1 | 2018-05-17 12:46 | jritchie2 | 2026-07-01 15:26 | No | No | No | No | No | Standing | None | None | None | No | No | No |  | No | 2025-10-20 14:03 |  | csonner1 | 2025-10-20 14:03 | csonner1 | 2025-10-20 14:03 | No Photo Available | No Photo Available | http://data.mapchannels.com/dualmaps6/map.htm?lat=39.292998&lng=-84.440807
08 | HAMILTON | HAM | RA | 31123 |  | 0.632 |  | SHAMRA31123**C | HAM-31123-0.632 | 39.2933 | -84.4408 | 2025-12-31 | Active |  |  |  | State | HL0017083 | 2020-02-03 19:48 |  | State | A-4 | Conventional | No |  | AT | A |  |  |  | 1 |  |  |  | No | No | No | No | No | No |  | LED | 1 |  |  |  | No |  | GE |  | 480 L-N |  | No | No | No | No | No | [12 empty] | 2026-05-01 16:37 | NULL |  |  | mhurlow1 | 2018-05-17 12:47 | jritchie2 | 2026-07-01 15:26 | No | No | No | No | No | Standing | None | None | None | No | No | No | Light out | Yes | 2026-05-01 16:37 |  | ascott3 | 2026-05-01 16:37 | ascott3 | 2026-05-01 16:37 | No Photo Available | No Photo Available | http://data.mapchannels.com/dualmaps6/map.htm?lat=39.293269&lng=-84.440788
08 | HAMILTON | HAM | RA | 31123 |  | 0.655 |  | SHAMRA31123**C | HAM-31123-0.655 | 39.2936 | -84.4407 | 2025-12-31 | Active |  |  |  | State | HL0015456 | 2020-02-03 19:50 |  | State | A-5 | Conventional | No |  | AT | A |  |  |  | 1 |  |  |  | No | No | No | No | No | No |  | LED | 1 |  | 80 |  | No |  | American Electric Lighting (AEL) |  | 480 L-N |  | No | No | No | No | No | [12 empty] | 2026-05-01 16:38 | NULL |  |  | mhurlow1 | 2018-05-17 12:47 | jritchie2 | 2026-07-01 15:25 | No | No | No | No | No | Standing | None | None | None | No | No | No | Light out | Yes | 2026-05-01 16:38 |  | ascott3 | 2026-05-01 16:38 | ascott3 | 2026-05-01 16:38 | No Photo Available | No Photo Available | http://data.mapchannels.com/dualmaps6/map.htm?lat=39.293605&lng=-84.440750
08 | HAMILTON | HAM | RA | 31123 |  | 0.679 |  | SHAMRA31123**C | HAM-31123-0.679 | 39.294 | -84.4407 | 2025-12-31 | Active |  |  |  | State | HL0008603 | 2020-02-03 19:52 |  | State | A-6 | Conventional | No |  | AT | A |  |  |  | 1 |  |  |  | No | No | No | No | No | No |  | LED | 1 |  |  |  | No |  | GE |  | 480 L-N |  | No | No | No | No | No | [12 empty] | 2025-10-20 14:04 | NULL |  |  | mhurlow1 | 2018-05-17 12:48 | jritchie2 | 2026-07-01 15:24 | No | No | No | No | No | Standing | None | None | None | No | No | No |  | No | 2025-10-20 14:04 |  | csonner1 | 2025-10-20 14:04 | csonner1 | 2025-10-20 14:04 | No Photo Available | No Photo Available | http://data.mapchannels.com/dualmaps6/map.htm?lat=39.293952&lng=-84.440703
08 | HAMILTON | HAM | RA | 31123 |  | 0.705 |  | SHAMRA31123**C | HAM-31123-0.705 | 39.2943 | -84.4406 | 2025-12-31 | Active |  |  |  | State | HL0012554 | 2020-02-03 19:55 |  | State | A-7 | Conventional | No |  | AT | A |  |  |  | 1 |  |  |  | No | No | No | No | No | No |  | LED | 1 |  |  |  | No |  | Cooper/Eaton |  | 480 L-N |  | No | No | No | No | No | [12 empty] | 2025-10-20 14:04 | NULL |  |  | mhurlow1 | 2018-05-17 12:49 | jritchie2 | 2026-07-01 15:23 | No | No | No | No | No | Standing | None | None | None | No | No | No |  | No | 2025-10-20 14:04 |  | csonner1 | 2025-10-20 14:04 | csonner1 | 2025-10-20 14:04 | No Photo Available | No Photo Available | http://data.mapchannels.com/dualmaps6/map.htm?lat=39.294325&lng=-84.440629
08 | HAMILTON | HAM | RA | 31123 |  | 0.73 |  | SHAMRA31123**C | HAM-31123-0.730 | 39.2947 | -84.4406 | 2025-12-31 | Active |  |  |  | State | HL0026295 | 2020-02-03 19:57 |  | State | A-8 | Conventional | No |  | AT | A |  |  |  | 1 |  |  |  | No | No | No | No | No | No |  | LED | 1 |  |  |  | No |  | Cooper/Eaton |  | 480 L-N |  | No | No | No | No | No | [12 empty] | 2025-10-20 14:05 | NULL |  |  | mhurlow1 | 2018-05-17 12:50 | jritchie2 | 2026-07-01 15:22 | No | No | No | No | No | Standing | None | None | None | No | No | No |  | No | 2025-10-20 14:05 |  | csonner1 | 2025-10-20 14:05 | csonner1 | 2025-10-20 14:05 | No Photo Available | No Photo Available | http://data.mapchannels.com/dualmaps6/map.htm?lat=39.294684&lng=-84.440588
08 | HAMILTON | HAM | RA | 31123 |  | 0.756 |  | SHAMRA31123**C | HAM-31123-0.756 | 39.2951 | -84.4406 | 2025-12-31 | Active |  |  |  | State | HL0001205 | 2020-02-03 19:59 |  | State | A-9 | Conventional | No |  | AT | A |  |  |  | 1 |  |  |  | No | No | No | No | No | No |  | LED | 1 |  |  |  | No |  | Cooper/Eaton |  | 480 L-N |  | No | No | No | No | No | [12 empty] | 2025-10-20 14:05 | NULL |  |  | mhurlow1 | 2018-05-17 12:50 | jritchie2 | 2026-07-01 15:22 | No | No | No | No | No | Standing | None | None | None | No | No | No |  | No | 2025-10-20 14:05 |  | csonner1 | 2025-10-20 14:05 | csonner1 | 2025-10-20 14:05 | No Photo Available | No Photo Available | http://data.mapchannels.com/dualmaps6/map.htm?lat=39.295052&lng=-84.440553
08 | HAMILTON | HAM | RA | 31123 |  | 0.78 |  | SHAMRA31123**C | HAM-31123-0.780 | 39.2954 | -84.4405 | 2025-12-31 | Active |  |  |  | State | HL0008775 | 2020-02-03 20:03 |  | State | A-10 | Conventional | No |  | AT | A |  |  |  | 1 |  |  |  | No | No | No | No | No | No |  | LED | 1 |  |  |  | No |  | American Electric Lighting (AEL) |  | 480 L-N |  | No | No | No | No | No | [12 empty] | 2025-10-20 14:06 | NULL |  |  | mhurlow1 | 2018-05-17 12:50 | jritchie2 | 2026-07-01 15:21 | No | No | No | No | No | Standing | None | None | None | No | No | No |  | No | 2025-10-20 14:06 |  | csonner1 | 2025-10-20 14:07 | csonner1 | 2025-10-20 14:07 | No Photo Available | No Photo Available | http://data.mapchannels.com/dualmaps6/map.htm?lat=39.295396&lng=-84.440490
08 | HAMILTON | HAM | RA | 31123 |  | 0.805 |  | SHAMRA31123**C | HAM-31123-0.805 | 39.2958 | -84.4404 | 2025-12-31 | Active |  |  |  | State | HL0013627 | 2020-02-03 20:06 |  | State | A-11 | Conventional | No |  | AT | A |  |  |  | 1 |  |  |  | No | No | No | No | No | No |  | LED | 1 |  |  |  | No |  | GE |  | 480 L-N |  | No | No | No | No | No | [12 empty] | 2025-10-20 14:07 | NULL |  |  | mhurlow1 | 2018-05-17 12:51 | jritchie2 | 2026-07-01 15:21 | No | No | No | No | No | Standing | None | None | None | No | No | No |  | No | 2025-10-20 14:07 |  | csonner1 | 2025-10-20 14:07 | csonner1 | 2025-10-20 14:07 | No Photo Available | No Photo Available | http://data.mapchannels.com/dualmaps6/map.htm?lat=39.295755&lng=-84.440417
08 | HAMILTON | HAM | RA | 31123 |  | 0.83 |  | SHAMRA31123**C | HAM-31123-0.830 | 39.2961 | -84.4404 | 2025-12-31 | Active |  |  |  | State | HL0013875 | 2020-02-03 20:08 |  | State | A-12 | Conventional | No |  | AT | A |  |  |  | 1 |  |  |  | No | No | No | No | No | No |  | LED | 1 |  |  |  | No |  | GE |  | 480 L-N |  | No | No | No | No | No | [12 empty] | 2025-10-20 14:07 | NULL |  |  | mhurlow1 | 2018-05-17 12:51 | jritchie2 | 2026-07-01 15:21 | No | No | No | No | No | Standing | None | None | None | No | No | No |  | No | 2025-10-20 14:07 |  | csonner1 | 2025-10-20 14:08 | csonner1 | 2025-10-20 14:08 | No Photo Available | No Photo Available | http://data.mapchannels.com/dualmaps6/map.htm?lat=39.296114&lng=-84.440358
08 | HAMILTON | HAM | RA | 31123 |  | 0.854 |  | SHAMRA31123**C | HAM-31123-0.854 | 39.2965 | -84.4403 | 2025-12-31 | Active |  |  |  | State | HL0023465 | 2020-02-03 20:11 |  | State | A-13 | Conventional | No |  | AT | A |  |  |  | 1 |  |  |  | No | No | No | No | No | No |  | LED | 1 |  |  |  | No |  | GE |  | 480 L-N |  | No | No | No | No | No | [12 empty] | 2026-04-28 17:47 | NULL |  | 2026-04-28 17:47 | mhurlow1 | 2018-05-17 12:52 | jritchie2 | 2026-07-01 15:20 | No | No | No | No | No | Standing | None | None | None | No | No | No | New kit | No | 2026-04-28 17:47 | 2026-04-28 17:47 | ascott3 | 2026-04-28 17:47 | ascott3 | 2026-04-28 17:47 | No Photo Available | No Photo Available | http://data.mapchannels.com/dualmaps6/map.htm?lat=39.296466&lng=-84.440283
08 | HAMILTON | HAM | RA | 31123 |  | 0.879 |  | SHAMRA31123**C | HAM-31123-0.879 | 39.2968 | -84.4402 | 2025-12-31 | Active |  |  |  | State | HL0001774 | 2020-02-03 20:13 |  | State | A-14 | Conventional | No |  | AT | A |  |  |  | 1 |  |  |  | No | No | No | No | No | No |  | LED | 1 |  |  |  | No |  | Cooper/Eaton |  | 480 L-N |  | No | No | No | No | No | [12 empty] | 2025-10-20 14:08 | NULL |  |  | mhurlow1 | 2018-05-17 12:52 | jritchie2 | 2026-07-01 15:20 | No | No | No | No | No | Standing | None | None | None | No | No | No |  | No | 2025-10-20 14:08 |  | csonner1 | 2025-10-20 14:08 | csonner1 | 2025-10-20 14:08 | No Photo Available | No Photo Available | http://data.mapchannels.com/dualmaps6/map.htm?lat=39.296818&lng=-84.440225
08 | HAMILTON | HAM | RA | 31124 |  | 0.056 |  | SHAMRA31124**C | HAM-31124-0.056 | 39.2892 | -84.4424 | 2025-12-31 | Active |  |  |  | State | HL0030972 |  |  | State | HC6 | Tower |  | 4 | [12 empty] | No | No | No | 75 L4 | HPS | [27 empty] | 2022-07-14 14:02 | 4 - Needs Inspected in 4 CY |  |  | chad.hostetler | 2014-12-19 15:57 | chad.hostetler | 2014-12-19 16:02 | No | No | No | No | Yes | Standing | None | None | None | No | No | No |  |  | 2022-07-14 14:02 |  | csonner1 | 2022-07-14 14:01 | csonner1 | 2022-07-14 14:01 | No Photo Available | No Photo Available | http://data.mapchannels.com/dualmaps6/map.htm?lat=39.289233&lng=-84.442359
08 | HAMILTON | HAM | RA | 31124 |  | 0.1 |  | SHAMRA31124**C | HAM-31124-0.100 | 39.2892 | -84.4432 | 2025-12-31 | Active |  |  |  | State | HL0030974 | 2020-06-03 16:34 |  | State | HC4 | Tower |  | 4 | [12 empty] | No | No | No | 75 4L | HPS | 4 | 400 | [25 empty] | 2022-07-14 15:46 | 4 - Needs Inspected in 4 CY | 0 |  | kurt.powers | 2014-12-19 16:02 | cburden | 2020-06-03 16:34 | No | No | No | No | Yes | Standing | None | None | None | No | No | No |  |  | 2022-07-14 15:46 |  | csonner1 | 2022-07-14 15:45 | csonner1 | 2022-07-14 15:45 | No Photo Available | No Photo Available | http://data.mapchannels.com/dualmaps6/map.htm?lat=39.289171&lng=-84.443203
08 | HAMILTON | HAM | RA | 31124 |  | 0.176 |  | SHAMRA31124**C | HAM-31124-0.176 | 39.2897 | -84.4439 | 2025-12-31 | Active |  |  |  | State | HL0030975 | 2020-06-03 16:34 |  | State | HC3 | Tower |  | 6 | [12 empty] | No | No | No | 75 L4 | HPS | 4 | 400 | [25 empty] | 2022-07-14 15:46 | 4 - Needs Inspected in 4 CY | 0 |  | chad.hostetler | 2014-12-19 16:02 | cburden | 2020-06-03 16:34 | No | No | No | No | Yes | Standing | None | None | None | No | No | No |  |  | 2022-07-14 15:46 |  | csonner1 | 2022-07-14 15:45 | csonner1 | 2022-07-14 15:45 | No Photo Available | No Photo Available | http://data.mapchannels.com/dualmaps6/map.htm?lat=39.289650&lng=-84.443934
08 | HAMILTON | HAM | RA | 31124 |  | 0.302 |  | SHAMRA31124**C | HAM-31124-0.302 | 39.2901 | -84.4427 | 2025-12-31 | Active |  |  |  | State | HL0030973 |  |  | State | HC7 | Tower |  | 6 | [12 empty] | No | No | No | 75 6L | HPS | [27 empty] | 2022-07-14 15:47 | 4 - Needs Inspected in 4 CY |  |  | kurt.powers | 2014-12-19 15:57 | kurt.powers | 2014-12-19 16:02 | No | No | No | No | Yes | Standing | None | None | None | No | No | No |  |  | 2022-07-14 15:47 |  | csonner1 | 2022-07-14 15:46 | csonner1 | 2022-07-14 15:46 | No Photo Available | No Photo Available | http://data.mapchannels.com/dualmaps6/map.htm?lat=39.290086&lng=-84.442728
08 | HAMILTON | HAM | RA | 31125 |  | 0.097 |  | SHAMRA31125**C | HAM-31125-0.097 | 39.2904 | -84.4406 | 2025-12-31 | Active |  |  |  | State | HL0031186 |  |  | State | JB2 | Tower |  | 4 | [12 empty] | No | No | No | 75 L6 | HPS | [27 empty] | 2026-02-04 18:56 | 8 - Needs Inspected in 8 CY |  | 2026-02-04 18:56 | chad.hostetler | 2014-12-20 12:43 | chad.hostetler | 2014-12-20 12:43 | No | No | No | No | No | Standing | None | None | None | No | No | No | Good | No | 2026-02-04 18:56 | 2026-02-04 18:56 | csonner1 | 2026-02-04 18:56 | csonner1 | 2026-02-04 18:56 | No Photo Available | https://collectorweb.dot.state.oh.us/arcgis/rest/services/HIGHWAY_LIGHTING/HighwayLighting_Reference/FeatureServer/7/582539/attachments/ | http://data.mapchannels.com/dualmaps6/map.htm?lat=39.290407&lng=-84.440615
08 | HAMILTON | HAM | RA | 31125 |  | 0.352 |  | SHAMRA31125**C | HAM-31125-0.352 | 39.2919 | -84.444 | 2025-12-31 | Active |  |  |  | State | HL0031169 | 2020-06-05 13:08 |  | State | HB4 | Tower |  | 6 | [12 empty] | No | No | No | 75 L4 | HPS | 4 | 400 | [25 empty] | 2022-07-15 16:19 | 4 - Needs Inspected in 4 CY | 0 |  | chad.hostetler | 2014-12-20 12:12 | cburden | 2020-06-05 13:09 | No | No | No | No | No | Standing | None | None | None | No | No | No |  |  | 2022-07-15 16:19 |  | csonner1 | 2022-07-15 16:19 | csonner1 | 2022-07-15 16:19 | No Photo Available | No Photo Available | http://data.mapchannels.com/dualmaps6/map.htm?lat=39.291943&lng=-84.443996
08 | HAMILTON | HAM | RA | 31125 |  | 0.519 |  | SHAMRA31125**C | HAM-31125-0.519 | 39.2916 | -84.4424 | 2025-12-31 | Active |  |  |  | State | HL0030970 | 2020-06-05 13:54 |  | State | HB3 | Tower |  | 6 | [12 empty] | No | No | No | 75 4L | HPS | 4 | 400 | [25 empty] | 2022-07-15 16:19 | 4 - Needs Inspected in 4 CY | 0 |  | kurt.powers | 2014-12-19 15:52 | cburden | 2020-06-05 13:54 | No | No | No | No | No | Standing | None | None | None | No | No | No |  |  | 2022-07-15 16:19 |  | csonner1 | 2022-07-15 16:19 | csonner1 | 2022-07-15 16:19 | No Photo Available | No Photo Available | http://data.mapchannels.com/dualmaps6/map.htm?lat=39.291623&lng=-84.442434
08 | HAMILTON | HAM | RA | 31125 |  | 0.562 |  | SHAMRA31125**C | HAM-31125-0.562 | 39.291 | -84.4425 | 2025-12-31 | Active |  |  |  | State | HL0030971 | 2020-06-05 13:58 |  | State | HB5 | Tower |  | 6 | [12 empty] | No | No | No | 75 L6 | HPS | 6 | 400 | [25 empty] | 2022-07-15 16:18 | 4 - Needs Inspected in 4 CY | 0 |  | chad.hostetler | 2014-12-19 15:52 | cburden | 2020-06-05 13:58 | No | No | No | No | No | Standing | None | None | None | No | No | No |  |  | 2022-07-15 16:18 |  | csonner1 | 2022-07-15 16:18 | csonner1 | 2022-07-15 16:18 | No Photo Available | No Photo Available | http://data.mapchannels.com/dualmaps6/map.htm?lat=39.290983&lng=-84.442470
08 | HAMILTON | HAM | RA | 31126 |  | 0.059 |  | SHAMRA31126**C | HAM-31126-0.059 | 39.2884 | -84.4332 | 2025-12-31 | Active |  |  |  | State | HL0033805 | 2020-05-15 01:37 |  | State | NA-1 | Conventional | [7 empty] | 1 | [6 empty] | No | No | No |  | HPS | 1 | 200 | [25 empty] | 2025-11-18 03:48 | NULL | 0 |  | cburden | 2020-05-15 01:41 | cburden | 2020-05-15 01:41 | No | No | No | No | No | Standing | None | None | None | No | No | No |  | No | 2025-11-18 03:48 |  | mneeley | 2025-11-18 03:48 | mneeley | 2025-11-18 03:48 | No Photo Available | No Photo Available | http://data.mapchannels.com/dualmaps6/map.htm?lat=39.288424&lng=-84.433207
08 | HAMILTON | HAM | RA | 31126 |  | 0.551 |  | SHAMRA31126**C | HAM-31126-0.551 | 39.2916 | -84.4407 | 2025-12-31 | Active |  |  |  | State | HL0031128 |  |  | State | JB3 | Tower |  | 4 | [12 empty] | No | No | No | 75 L4 | HPS | [27 empty] | 2022-07-22 17:45 | 4 - Needs Inspected in 4 CY |  |  | chad.hostetler | 2014-12-20 11:18 | chad.hostetler | 2014-12-20 11:18 | No | No | No | No | No | Standing | None | None | None | No | No | No |  |  | 2022-07-22 17:45 |  | csonner1 | 2022-07-22 17:45 | csonner1 | 2022-07-22 17:45 | No Photo Available | No Photo Available | http://data.mapchannels.com/dualmaps6/map.htm?lat=39.291622&lng=-84.440744
08 | HAMILTON | HAM | RA | 31126 |  | 0.585 |  | SHAMRA31126**C | HAM-31126-0.585 | 39.2921 | -84.4409 | 2025-12-31 | Active |  |  |  | State | HL0018808 | 2020-02-03 19:40 |  | State | A-1 | Conventional | No |  | AT | A |  |  |  | 1 |  |  |  | No | No | No | No | No | No |  | LED | 1 |  |  |  | No |  | GE |  | 480 L-N |  | No | No | No | No | No | [12 empty] | 2025-10-20 13:52 | NULL |  |  | mhurlow1 | 2018-05-17 12:44 | jritchie2 | 2026-07-01 15:27 | No | No | No | No | No | Standing | None | None | None | No | No | No |  | No | 2025-10-20 13:52 |  | csonner1 | 2025-10-20 13:52 | csonner1 | 2025-10-20 13:52 | No Photo Available | No Photo Available | http://data.mapchannels.com/dualmaps6/map.htm?lat=39.292085&lng=-84.440891
08 | HAMILTON | HAM | RA | 31126 |  | 0.615 |  | SHAMRA31126**C | HAM-31126-0.615 | 39.2925 | -84.4408 | 2025-12-31 | Active |  |  |  | State | HL0005374 | 2020-02-03 19:42 |  | State | A-2 | Conventional | No |  | AT | A |  |  |  | 1 |  |  |  | No | No | No | No | No | No |  | LED | 1 |  |  |  | No |  | Cooper/Eaton |  | 480 L-N |  | No | No | No | No | No | [12 empty] | 2025-10-20 13:52 | NULL |  |  | mhurlow1 | 2018-05-17 12:45 | jritchie2 | 2026-07-01 15:27 | No | No | No | No | No | Standing | None | None | None | No | No | No |  | No | 2025-10-20 13:52 |  | csonner1 | 2025-10-20 13:52 | csonner1 | 2025-10-20 13:52 | No Photo Available | No Photo Available | http://data.mapchannels.com/dualmaps6/map.htm?lat=39.292516&lng=-84.440846
08 | HAMILTON | HAM | RA | 31127 |  | 0.009 |  | SHAMRA31127**C | HAM-31127-0.009 | 39.2701 | -84.4376 | 2025-12-31 | Active |  |  |  | State | HL0000218 |  |  | State | BC-30 | Conventional | No |  | AT | A |  |  |  | 1 |  |  |  |  | No | No | No | No | No |  | LED | 1 | [26 empty] | 2025-10-09 15:24 | NULL |  |  | mhurlow1 | 2018-05-17 12:03 | jritchie2 | 2026-07-07 13:47 | No | No | No | No | No | Standing | None | None | None | No | No | No |  | No | 2025-10-09 15:24 |  | csonner1 | 2025-10-09 15:24 | csonner1 | 2025-10-09 15:24 | No Photo Available | No Photo Available | http://data.mapchannels.com/dualmaps6/map.htm?lat=39.270107&lng=-84.437561
08 | HAMILTON | HAM | RA | 31127 |  | 0.033 |  | SHAMRA31127**C | HAM-31127-0.033 | 39.2699 | -84.4381 | 2025-12-31 | Active |  |  |  | State | HL0013522 |  |  | State |  | Conventional | [14 empty] | No | No | No |  | HPS | [28 empty] | NULL |  |  | mhurlow1 | 2018-05-17 12:05 | mhurlow1 | 2018-07-23 12:37 | [20 empty] | No Photo Available | No Photo Available | http://data.mapchannels.com/dualmaps6/map.htm?lat=39.269916&lng=-84.438079
08 | HAMILTON | HAM | RA | 31127 |  | 0.093 |  | SHAMRA31127**C | HAM-31127-0.093 | 39.2704 | -84.439 | 2025-12-31 | Active |  |  |  | State | HL0013029 | 2020-02-06 20:18 |  | State | BC-13 | Conventional | No |  | AT | A |  |  |  | 1 |  |  |  | No | No | Yes | No | No | No |  | LED | 1 |  |  |  | No |  | American Electric Lighting (AEL) |  | 480 L-N |  | No | No | No | No | No | [12 empty] | 2025-10-09 15:22 | NULL |  |  | mhurlow1 | 2018-05-17 12:07 | jritchie2 | 2026-07-06 15:47 | No | No | No | No | No | Standing | None | None | None | No | No | No |  | No | 2025-10-09 15:22 |  | csonner1 | 2025-10-09 15:22 | csonner1 | 2025-10-09 15:22 | No Photo Available | No Photo Available | http://data.mapchannels.com/dualmaps6/map.htm?lat=39.270395&lng=-84.439025
08 | HAMILTON | HAM | RA | 31127 |  | 0.126 |  | SHAMRA31127**C | HAM-31127-0.126 | 39.2707 | -84.4396 | 2025-12-31 | Retired |  |  |  | State | HL0031963 | 2020-06-25 15:34 |  | State | N/A | Tower |  | 6 | [12 empty] | No | No | No |  | HPS | 6 | 400 | [26 empty] | NULL |  |  | phillip.monnier | 2014-12-29 12:52 | acode1@Admin | 2026-06-25 13:01 | No | No | No | No | No | Standing | None | None | None | No | No | No |  |  | 2020-06-25 15:34 |  | csonner | 2020-06-25 15:34 | csonner | 2020-06-25 15:34 | No Photo Available | No Photo Available | http://data.mapchannels.com/dualmaps6/map.htm?lat=39.270704&lng=-84.439623
08 | HAMILTON | HAM | RA | 31127 |  | 0.13 |  | SHAMRA31127**C | HAM-31127-0.130 | 39.2709 | -84.4392 | 2025-12-31 | Active |  |  |  | State | HL0040269 |  |  | State | BC-12 | Conventional | [14 empty] | No | No | No |  | HPS | 1 | [26 empty] | 2025-10-09 15:31 | NULL |  |  | ascott3 | 2025-05-27 13:08 | ascott3 | 2025-05-27 13:08 | No | No | No | No | No | Standing | None | None | None | No | No | No |  | No | 2025-10-09 15:31 |  | csonner1 | 2025-10-09 15:31 | csonner1 | 2025-10-09 15:31 | No Photo Available | No Photo Available | http://data.mapchannels.com/dualmaps6/map.htm?lat=39.270873&lng=-84.439189
08 | HAMILTON | HAM | RA | 31127 |  | 0.166 |  | SHAMRA31127**C | HAM-31127-0.166 | 39.2713 | -84.4394 | 2025-12-31 | Active |  |  |  | State | HL0040258 |  |  | State | BC-11 | Conventional | No |  | ST | A |  |  |  | 1 |  |  |  |  | No | No | No | No | No |  | LED | 1 | [26 empty] | 2025-10-09 15:38 | NULL |  |  | ascott3 | 2025-05-27 13:11 | jritchie2 | 2026-07-06 15:45 | No | No | No | No | No | Standing | None | None | None | No | No | No |  | No | 2025-10-09 15:38 |  | csonner1 | 2025-10-09 15:38 | csonner1 | 2025-10-09 15:38 | No Photo Available | No Photo Available | http://data.mapchannels.com/dualmaps6/map.htm?lat=39.271350&lng=-84.439450
08 | HAMILTON | HAM | RA | 31127 |  | 0.206 |  | SHAMRA31127**C | HAM-31127-0.206 | 39.2718 | -84.44 | 2025-12-31 | Retired |  |  |  | State | HL0031965 | 2020-06-25 15:35 |  | State | N/A | Tower |  | 6 | [12 empty] | No | No | No |  | HPS | 6 | 400 | [26 empty] | NULL |  |  | phillip.monnier | 2014-12-29 12:58 | acode1@Admin | 2026-06-25 13:01 | No | No | No | No | No | Standing | None | None | None | No | No | No |  |  | 2020-06-25 15:35 |  | csonner | 2020-06-25 15:35 | csonner | 2020-06-25 15:35 | No Photo Available | No Photo Available | http://data.mapchannels.com/dualmaps6/map.htm?lat=39.271844&lng=-84.439963
08 | HAMILTON | HAM | RA | 31127 |  | 0.239 |  | SHAMRA31127**C | HAM-31127-0.239 | 39.2724 | -84.4398 | 2025-12-31 | Active |  |  |  | State | HL0040262 |  |  | State | BC-10 | Conventional | No |  | AT | A |  |  |  | 1 |  |  |  |  | No | No | No | No | No |  | LED | 1 |  |  |  | No | [22 empty] | 2025-10-09 15:42 | NULL |  |  | ascott3 | 2025-05-27 13:44 | jritchie2 | 2026-07-06 15:44 | No | No | No | No | No | Standing | None | None | None | No | No | No |  | No | 2025-10-09 15:42 |  | csonner1 | 2025-10-09 15:42 | csonner1 | 2025-10-09 15:42 | No Photo Available | No Photo Available | http://data.mapchannels.com/dualmaps6/map.htm?lat=39.272367&lng=-84.439833
08 | HAMILTON | HAM | RA | 31127 |  | 0.27 |  | SHAMRA31127**C | HAM-31127-0.270 | 39.2728 | -84.4399 | 2025-12-31 | Active |  |  |  | State | HL0040260 |  |  | State | BC-9 | Conventional | No |  | AT | A |  |  |  | 1 |  |  |  |  | No |  | No | No | No |  | LED | 1 | [26 empty] | 2025-10-08 15:49 | NULL |  |  | ascott3 | 2025-05-27 13:43 | jritchie2 | 2026-07-06 15:43 | No | No | No | No | No | Standing | None | None | None | No | No | No |  | No | 2025-10-08 15:49 |  | csonner1 | 2025-10-08 15:49 | csonner1 | 2025-10-08 15:49 | No Photo Available | No Photo Available | http://data.mapchannels.com/dualmaps6/map.htm?lat=39.272791&lng=-84.439950
08 | HAMILTON | HAM | RA | 31127 |  | 0.302 |  | SHAMRA31127**C | HAM-31127-0.302 | 39.2732 | -84.4401 | 2025-12-31 | Active |  |  |  | State | HL0040271 |  |  | State | BC-8 | Conventional | No |  | AT | A |  |  |  | 1 |  |  |  |  | No | No | No | No | No |  | LED | 1 | [26 empty] | 2025-10-08 15:52 | NULL |  |  | ascott3 | 2025-05-27 13:40 | jritchie2 | 2026-07-06 15:43 | No | No | No | No | No | Standing | None | None | None | No | No | No |  | No | 2025-10-08 15:52 |  | csonner1 | 2025-10-08 15:52 | csonner1 | 2025-10-08 15:52 | No Photo Available | No Photo Available | http://data.mapchannels.com/dualmaps6/map.htm?lat=39.273247&lng=-84.440062
08 | HAMILTON | HAM | RA | 31127 |  | 0.314 |  | SHAMRA31127**C | HAM-31127-0.314 | 39.2734 | -84.44 | 2025-12-31 | Retired |  |  |  | State | HL0031967 | 2020-06-25 15:35 |  | State | S43 | Tower |  | 6 | [12 empty] | No | No | No |  | HPS | 6 | 400 | [26 empty] | NULL |  |  | phillip.monnier | 2014-12-29 13:05 | acode1@Admin | 2026-06-25 13:01 | No | No | No | No | No | Standing | None | None | None | No | No | No |  |  | 2020-06-25 15:35 |  | csonner | 2020-06-25 15:35 | csonner | 2020-06-25 15:35 | No Photo Available | No Photo Available | http://data.mapchannels.com/dualmaps6/map.htm?lat=39.273430&lng=-84.440013
08 | HAMILTON | HAM | RA | 31127 |  | 0.331 |  | SHAMRA31127**C | HAM-31127-0.331 | 39.2737 | -84.4401 | 2025-12-31 | Active |  |  |  | State | HL0040284 |  |  | State | BC-7 | Conventional | No |  | AT | A |  |  |  | 1 |  |  |  |  | No | No | No | No | No |  | LED | 1 | [26 empty] | 2025-10-08 15:55 | NULL |  |  | ascott3 | 2025-05-27 13:39 | jritchie2 | 2026-07-06 15:42 | No | No | No | No | No | Standing | None | None | None | No | No | No |  | No | 2025-10-08 15:55 |  | csonner1 | 2025-10-08 15:55 | csonner1 | 2025-10-08 15:55 | No Photo Available | No Photo Available | http://data.mapchannels.com/dualmaps6/map.htm?lat=39.273665&lng=-84.440087
08 | HAMILTON | HAM | RA | 31127 |  | 0.372 |  | SHAMRA31127**C | HAM-31127-0.372 | 39.2743 | -84.4401 | 2025-12-31 | Active |  |  |  | State | HL0007649 | 2020-02-04 21:01 |  | State | BC-6 | Conventional | No | [6 empty] | 1 |  |  |  | No |  | Yes | No | No | No |  | HPS | 1 | 400 |  |  | No |  | GE |  | 480 L-N |  | No | No | No | No | No | [12 empty] | 2025-10-08 15:59 | NULL | 0 |  | mhurlow1 | 2018-05-17 12:16 | ascott3 | 2025-05-27 13:37 | No | No | No | No | No | Standing | None | None | None | No | No | No |  | No | 2025-10-08 15:59 |  | csonner1 | 2025-10-08 15:59 | csonner1 | 2025-10-08 15:59 | No Photo Available | No Photo Available | http://data.mapchannels.com/dualmaps6/map.htm?lat=39.274255&lng=-84.440125
08 | HAMILTON | HAM | RA | 31127 |  | 0.397 |  | SHAMRA31127**C | HAM-31127-0.397 | 39.2746 | -84.4401 | 2025-12-31 | Active |  |  |  | State | HL0040270 |  |  | State | BC-5 | Conventional | [14 empty] | No | No | No |  | HPS | 1 | [26 empty] | 2025-10-08 16:03 | NULL |  |  | ascott3 | 2025-05-27 13:34 | ascott3 | 2025-05-27 13:34 | No | No | No | No | No | Standing | None | None | None | No | No | No |  | No | 2025-10-08 16:03 |  | csonner1 | 2025-10-08 16:03 | csonner1 | 2025-10-08 16:03 | No Photo Available | No Photo Available | http://data.mapchannels.com/dualmaps6/map.htm?lat=39.274628&lng=-84.440146
08 | HAMILTON | HAM | RA | 31127 |  | 0.422 |  | SHAMRA31127**C | HAM-31127-0.422 | 39.275 | -84.4402 | 2025-12-31 | Active |  |  |  | State | HL0004231 | 2020-02-04 21:04 |  | State | BC-4 | Conventional | No |  | AT | A |  |  |  | 1 |  |  |  | No | No | Yes | No | No | No |  | LED | 1 |  |  |  | No |  | Cooper/Eaton |  | 480 L-N |  | No | No | No | No | No | [12 empty] | 2025-10-08 16:06 | NULL |  |  | mhurlow1 | 2018-05-17 12:17 | jritchie2 | 2026-07-06 15:42 | No | No | No | No | No | Standing | None | None | None | No | No | No |  | No | 2025-10-08 16:06 |  | csonner1 | 2025-10-08 16:06 | csonner1 | 2025-10-08 16:06 | No Photo Available | No Photo Available | http://data.mapchannels.com/dualmaps6/map.htm?lat=39.274988&lng=-84.440179
08 | HAMILTON | HAM | RA | 31127 |  | 0.476 |  | SHAMRA31127**C | HAM-31127-0.476 | 39.2758 | -84.4403 | 2025-12-31 | Active |  |  |  | State | HL0023802 | 2020-02-04 21:09 |  | State | BC-3 | Conventional | No |  | AT | A |  |  |  | 1 |  |  |  | No | No | No | No | No | No |  | LED | 1 |  |  |  | No |  | American Electric Lighting (AEL) |  | 480 L-N |  | No | No | No | No | No | [12 empty] | 2025-10-08 16:09 | NULL |  |  | Dsnyder5 | 2018-12-11 14:49 | jritchie2 | 2026-07-06 15:41 | No | No | No | No | No | Standing | None | None | None | No | No | No |  | No | 2025-10-08 16:09 |  | csonner1 | 2025-10-08 16:09 | csonner1 | 2025-10-08 16:09 | No Photo Available | No Photo Available | http://data.mapchannels.com/dualmaps6/map.htm?lat=39.275765&lng=-84.440266
08 | HAMILTON | HAM | RA | 31127 |  | 0.502 |  | SHAMRA31127**C | HAM-31127-0.502 | 39.2761 | -84.4404 | 2025-12-31 | Active |  |  |  | State | HL0040257 |  |  | State | BC-2 | Conventional | No |  | AT | A |  |  |  | 1 |  |  |  |  | No | No | No | No | No |  | LED | 1 |  |  |  | No | [22 empty] | 2025-10-08 16:13 | NULL |  |  | ascott3 | 2025-05-27 13:27 | jritchie2 | 2026-07-06 15:41 | No | No | No | No | No | Standing | None | None | None | No | No | No |  | No | 2025-10-08 16:13 |  | csonner1 | 2025-10-08 16:13 | csonner1 | 2025-10-08 16:13 | No Photo Available | No Photo Available | http://data.mapchannels.com/dualmaps6/map.htm?lat=39.276128&lng=-84.440378
08 | HAMILTON | HAM | RA | 31128 |  | 0 |  | SHAMRA31128**C | HAM-31128-0.000 | 39.2704 | -84.4429 | 2025-12-31 | Active |  |  |  | State | HL0023011 |  |  | State |  | Conventional | [14 empty] | No | No | No |  | HPS | 1 | [26 empty] | 2025-10-09 14:52 | NULL |  |  | mhurlow1 | 2018-05-17 12:11 | csonner1 | 2025-10-09 14:57 | No | No | No | No | No | Standing | None | None | None | No | No | No |  | No | 2025-10-09 14:52 |  | csonner1 | 2025-10-09 14:52 | csonner1 | 2025-10-09 14:52 | No Photo Available | No Photo Available | http://data.mapchannels.com/dualmaps6/map.htm?lat=39.270406&lng=-84.442934
08 | HAMILTON | HAM | RA | 31128 |  | 0.017 |  | SHAMRA31128**C | HAM-31128-0.017 | 39.2706 | -84.4423 | 2025-12-31 | Active |  |  |  | State | HL0025043 | 2020-02-06 20:16 |  | State |  | Conventional | No | [6 empty] | 1 |  |  |  | No |  | Yes | No | No | No |  | HPS | 1 | 310 |  |  | No |  | Cooper/Eaton |  | 480 L-N |  | No | No | No | No | No | [12 empty] | 2025-10-09 14:49 | NULL | 0 |  | mhurlow1 | 2018-05-17 12:11 | dturner | 2020-02-06 20:17 | No | No | No | No | No | Standing | None | None | None | No | No | No |  | No | 2025-10-09 14:49 |  | csonner1 | 2025-10-09 14:49 | csonner1 | 2025-10-09 14:49 | No Photo Available | No Photo Available | http://data.mapchannels.com/dualmaps6/map.htm?lat=39.270613&lng=-84.442290
08 | HAMILTON | HAM | RA | 31128 |  | 0.057 |  | SHAMRA31128**C | HAM-31128-0.057 | 39.2701 | -84.4418 | 2025-12-31 | Active |  |  |  | State | HL0040317 |  |  | State | AA1-1 | Conventional | No |  | AT | A |  |  |  | 1 |  |  |  |  | No | Yes | No | No | No |  | LED | 1 |  |  |  | No | [22 empty] | 2025-10-22 21:03 | NULL |  | 2025-10-22 21:02 | ascott3 | 2025-05-28 12:43 | jritchie2 | 2026-07-06 15:58 | No | No | No | No | No | Standing | None | None | None | No | No | No | Installed new pull apart fused kits w/ktks | No | 2025-10-22 21:03 | 2025-10-22 21:02 | csonner1 | 2025-10-22 21:03 | csonner1 | 2025-10-22 21:03 | No Photo Available | No Photo Available | http://data.mapchannels.com/dualmaps6/map.htm?lat=39.270117&lng=-84.441817
08 | HAMILTON | HAM | RA | 31128 |  | 0.079 |  | SHAMRA31128**C | HAM-31128-0.079 | 39.2699 | -84.4413 | 2025-12-31 | Retired |  |  |  | State | HL0031972 | 2020-06-25 17:12 |  | State | N/A | Tower |  | 6 | [12 empty] | No | No | No |  | HPS | 6 | 400 | [26 empty] | NULL |  |  | phillip.monnier | 2014-12-29 13:29 | acode1@Admin | 2026-06-25 12:58 | No | No | No | No | No | Standing | None | None | None | No | No | No |  |  | 2020-06-25 17:12 |  | csonner | 2020-06-25 17:12 | csonner | 2020-06-25 17:12 | No Photo Available | No Photo Available | http://data.mapchannels.com/dualmaps6/map.htm?lat=39.269895&lng=-84.441265
08 | HAMILTON | HAM | RA | 31128 |  | 0.089 |  | SHAMRA31128**C | HAM-31128-0.089 | 39.2697 | -84.4417 | 2025-12-31 | Active |  |  |  | State | HL0040318 |  |  | State | AA-1 | Conventional | No |  | AT | A |  |  |  | 1 |  |  |  |  | No | No | No | No | No |  | LED | 1 |  |  |  | No | [22 empty] | 2026-04-08 17:14 | NULL |  |  | ascott3 | 2025-05-28 12:47 | jritchie2 | 2026-07-06 15:58 | No | No | No | No | No | Standing | None | None | None | No | No | No | Needs driver | Yes | 2026-04-08 17:14 |  | ascott3 | 2026-04-08 17:14 | ascott3 | 2026-04-08 17:14 | No Photo Available | https://collectorweb.dot.state.oh.us/arcgis/rest/services/HIGHWAY_LIGHTING/HighwayLighting_Reference/FeatureServer/7/581386/attachments/ | http://data.mapchannels.com/dualmaps6/map.htm?lat=39.269674&lng=-84.441716
08 | HAMILTON | HAM | RA | 31128 |  | 0.12 |  | SHAMRA31128**C | HAM-31128-0.120 | 39.2692 | -84.4416 | 2025-12-31 | Active |  |  |  | State | HL0040294 |  |  | State | AA-2 | Conventional | No |  | AT | A |  |  |  | 1 |  |  |  |  | No | No | No | No | No |  | LED | 1 |  |  |  | No | [22 empty] | 2026-04-08 17:14 | NULL |  |  | ascott3 | 2025-05-28 12:50 | jritchie2 | 2026-07-06 16:00 | No | No | No | No | No | Standing | None | None | None | No | No | No | Needs a driver | Yes | 2026-04-08 17:14 |  | ascott3 | 2026-04-08 17:15 | ascott3 | 2026-04-08 17:15 | No Photo Available | https://collectorweb.dot.state.oh.us/arcgis/rest/services/HIGHWAY_LIGHTING/HighwayLighting_Reference/FeatureServer/7/580983/attachments/ | http://data.mapchannels.com/dualmaps6/map.htm?lat=39.269228&lng=-84.441630
08 | HAMILTON | HAM | RA | 31128 |  | 0.151 |  | SHAMRA31128**C | HAM-31128-0.151 | 39.2688 | -84.4412 | 2025-12-31 | Retired |  |  |  | State | HL0031973 | 2020-06-25 17:12 |  | State | N/A | Tower |  | 6 | [12 empty] | No | No | No |  | HPS | 6 | 400 | [26 empty] | NULL |  |  | phillip.monnier | 2014-12-29 13:33 | acode1@Admin | 2026-06-25 12:58 | No | No | No | No | No | Standing | None | None | None | No | No | No |  |  | 2020-06-25 17:12 |  | csonner | 2020-06-25 17:12 | csonner | 2020-06-25 17:12 | No Photo Available | No Photo Available | http://data.mapchannels.com/dualmaps6/map.htm?lat=39.268832&lng=-84.441180
08 | HAMILTON | HAM | RA | 31128 |  | 0.152 |  | SHAMRA31128**C | HAM-31128-0.152 | 39.2688 | -84.4415 | 2025-12-31 | Active |  |  |  | State | HL0040308 |  |  | State | AA-3 | Conventional | No |  | AT | A |  |  |  | 1 |  |  |  |  | No | No | No | No | No |  | LED | 1 |  |  |  | No | [22 empty] | 2025-10-08 13:53 | NULL |  |  | ascott3 | 2025-05-28 12:53 | jritchie2 | 2026-07-06 16:01 | No | No | No | No | No | Standing | None | None | None | No | No | No |  | No | 2025-10-08 13:53 |  | csonner1 | 2025-10-08 13:53 | csonner1 | 2025-10-08 13:53 | No Photo Available | No Photo Available | http://data.mapchannels.com/dualmaps6/map.htm?lat=39.268770&lng=-84.441527
08 | HAMILTON | HAM | RA | 31128 |  | 0.192 |  | SHAMRA31128**C | HAM-31128-0.192 | 39.2683 | -84.441 | 2025-12-31 | Active |  |  |  | State | HL0040302 |  |  | State | AA-14 | Conventional | No |  | AT | A |  |  |  | 1 |  |  |  |  | No | No | No | No | No |  | LED | 1 |  |  |  | No | [22 empty] | 2025-10-10 12:40 | NULL |  |  | ascott3 | 2025-05-28 15:11 | jritchie2 | 2026-07-06 16:02 | No | No | No | No | No | Standing | None | None | None | No | No | No |  | No | 2025-10-10 12:40 |  | csonner1 | 2025-10-10 12:40 | csonner1 | 2025-10-10 12:40 | No Photo Available | No Photo Available | http://data.mapchannels.com/dualmaps6/map.htm?lat=39.268253&lng=-84.440986
08 | HAMILTON | HAM | RA | 31128 |  | 0.225 |  | SHAMRA31128**C | HAM-31128-0.225 | 39.2678 | -84.4409 | 2025-12-31 | Active |  |  |  | State | HL0040315 |  |  | State | AA-13 | Conventional | No |  | AT | A |  |  |  | 1 |  |  |  |  | No | No | No | No | No |  | LED | 1 |  |  |  | No | [22 empty] | 2025-10-10 12:46 | NULL |  |  | ascott3 | 2025-05-28 15:13 | jritchie2 | 2026-07-06 16:03 | No | No | No | No | No | Standing | None | None | None | No | No | No |  | No | 2025-10-10 12:46 |  | csonner1 | 2025-10-10 12:47 | csonner1 | 2025-10-10 12:47 | No Photo Available | No Photo Available | http://data.mapchannels.com/dualmaps6/map.htm?lat=39.267783&lng=-84.440916
08 | HAMILTON | HAM | RA | 31128 |  | 0.242 |  | SHAMRA31128**C | HAM-31128-0.242 | 39.2675 | -84.4409 | 2025-12-31 | Retired |  |  |  | State | HL0031974 | 2020-06-25 17:13 |  | State | N/A | Tower |  | 6 | [12 empty] | No | No | No |  | HPS | 6 | 400 | [26 empty] | NULL |  |  | phillip.monnier | 2014-12-29 13:38 | acode1@Admin | 2026-06-25 12:58 | No | No | No | No | No | Standing | None | None | None | No | No | No |  |  | 2020-06-25 17:13 |  | csonner | 2020-06-25 17:13 | csonner | 2020-06-25 17:13 | No Photo Available | No Photo Available | http://data.mapchannels.com/dualmaps6/map.htm?lat=39.267528&lng=-84.440949
08 | HAMILTON | HAM | RA | 31128 |  | 0.284 |  | SHAMRA31128**C | HAM-31128-0.284 | 39.2669 | -84.441 | 2025-12-31 | Active |  |  |  | State | HL0040328 |  |  | State | AA-4 | Conventional | No |  | AT | A |  |  |  | 1 |  |  |  |  | No | No | No | No | No |  | LED | 1 |  |  |  | No | [22 empty] | 2025-10-08 13:58 | NULL |  |  | ascott3 | 2025-05-28 13:31 | jritchie2 | 2026-07-06 16:04 | No | No | No | No | No | Standing | None | None | None | No | No | No |  | No | 2025-10-08 13:58 |  | csonner1 | 2025-10-08 14:13 | csonner1 | 2025-10-08 14:13 | No Photo Available | No Photo Available | http://data.mapchannels.com/dualmaps6/map.htm?lat=39.266900&lng=-84.441022
08 | HAMILTON | HAM | RA | 31128 |  | 0.317 |  | SHAMRA31128**C | HAM-31128-0.317 | 39.2664 | -84.4409 | 2025-12-31 | Active |  |  |  | State | HL0040325 |  |  | State | AA-5 | Conventional | No |  | AT | A |  |  |  | 1 |  |  |  |  | No | No | No | No | No |  | LED | 1 | [26 empty] | 2025-10-08 14:14 | NULL |  |  | ascott3 | 2025-05-28 13:29 | jritchie2 | 2026-07-06 16:40 | No | No | No | No | No | Standing | None | None | None | No | No | No |  | No | 2025-10-08 14:14 |  | csonner1 | 2025-10-08 14:14 | csonner1 | 2025-10-08 14:14 | No Photo Available | No Photo Available | http://data.mapchannels.com/dualmaps6/map.htm?lat=39.266427&lng=-84.440934
08 | HAMILTON | HAM | RA | 31128 |  | 0.339 |  | SHAMRA31128**C | HAM-31128-0.339 | 39.2661 | -84.441 | 2025-12-31 | Retired |  |  |  | State | HL0031976 |  |  | State | N/A | Tower |  | 6 | [12 empty] | No | No | No |  | HPS | 6 | [27 empty] | NULL |  |  | phillip.monnier | 2014-12-29 13:44 | acode1@Admin | 2026-06-25 12:52 | No | No | No | No | No | Down | None | None | None | No | No | No | TOWER REMOVED | No | 2026-02-04 14:36 | 2026-02-04 14:36 | csonner1 | 2026-02-04 14:37 | csonner1 | 2026-02-04 14:37 | No Photo Available | https://collectorweb.dot.state.oh.us/arcgis/rest/services/HIGHWAY_LIGHTING/HighwayLighting_Reference/FeatureServer/7/577730/attachments/ | http://data.mapchannels.com/dualmaps6/map.htm?lat=39.266111&lng=-84.440990
08 | HAMILTON | HAM | RA | 31128 |  | 0.347 |  | SHAMRA31128**C | HAM-31128-0.347 | 39.266 | -84.4409 | 2025-12-31 | Active |  |  |  | State | HL0040300 |  |  | State | AA-6 | Conventional | No |  | AT | A |  |  |  | 1 |  |  |  |  | No | No | No | No | No |  | LED | 1 | [26 empty] | 2026-04-08 17:20 | NULL |  |  | ascott3 | 2025-05-28 13:27 | jritchie2 | 2026-07-06 16:41 | No | No | No | No | No | Standing | None | None | None | No | No | No | Needs driver | Yes | 2026-04-08 17:20 |  | ascott3 | 2026-04-08 17:20 | ascott3 | 2026-04-08 17:20 | No Photo Available | https://collectorweb.dot.state.oh.us/arcgis/rest/services/HIGHWAY_LIGHTING/HighwayLighting_Reference/FeatureServer/7/581387/attachments/ | http://data.mapchannels.com/dualmaps6/map.htm?lat=39.265998&lng=-84.440873
08 | HAMILTON | HAM | RA | 31128 |  | 0.381 |  | SHAMRA31128**C | HAM-31128-0.381 | 39.2655 | -84.4408 | 2025-12-31 | Active |  |  |  | State | HL0040313 |  |  | State | AA-7 | Conventional | No |  | AT | A |  |  |  | 1 |  |  |  |  | No | No | No | No | No |  | LED | 1 | [26 empty] | 2025-10-08 14:32 | NULL |  |  | ascott3 | 2025-05-28 13:26 | jritchie2 | 2026-07-06 16:41 | No | No | No | No | No | Standing | None | None | None | No | No | No |  | No | 2025-10-08 14:32 |  | csonner1 | 2025-10-08 14:32 | csonner1 | 2025-10-08 14:32 | No Photo Available | No Photo Available | http://data.mapchannels.com/dualmaps6/map.htm?lat=39.265512&lng=-84.440786
08 | HAMILTON | HAM | RA | 31128 |  | 0.41 |  | SHAMRA31128**C | HAM-31128-0.410 | 39.2651 | -84.4408 | 2025-12-31 | Active |  |  |  | State | HL0020870 |  |  | State | AA-8 | Conventional | [14 empty] | No | No | No |  | HPS | 1 | [26 empty] | 2025-10-08 14:35 | NULL |  |  | mhurlow1 | 2018-05-17 11:58 | ascott3 | 2025-05-28 13:23 | No | No | No | No | No | Standing | None | None | None | No | No | No |  | No | 2025-10-08 14:35 |  | csonner1 | 2025-10-08 14:35 | csonner1 | 2025-10-08 14:35 | No Photo Available | No Photo Available | http://data.mapchannels.com/dualmaps6/map.htm?lat=39.265088&lng=-84.440777
08 | HAMILTON | HAM | RA | 31128 |  | 0.445 |  | SHAMRA31128**C | HAM-31128-0.445 | 39.2646 | -84.4407 | 2025-12-31 | Active |  |  |  | State | HL0040298 |  |  | State | AA-9 | Conventional | No |  | AT | A |  |  |  | 1 |  |  |  |  | No | No | No | No | No |  | LED | 1 | [26 empty] | 2025-10-08 14:39 | NULL |  |  | ascott3 | 2025-05-28 13:19 | jritchie2 | 2026-07-06 16:42 | No | No | No | No | No | Standing | None | None | None | No | No | No |  | No | 2025-10-08 14:39 |  | csonner1 | 2025-10-08 14:39 | csonner1 | 2025-10-08 14:39 | No Photo Available | No Photo Available | http://data.mapchannels.com/dualmaps6/map.htm?lat=39.264595&lng=-84.440707
08 | HAMILTON | HAM | RA | 31128 |  | 0.458 |  | SHAMRA31128**C | HAM-31128-0.458 | 39.2644 | -84.4407 | 2025-12-31 | Retired |  |  |  | State | HL0016377 |  |  | State |  | Conventional | [14 empty] | No | No | No |  | HPS | 1 | [27 empty] | NULL |  |  | mhurlow1 | 2018-05-17 11:56 | acode1@Admin | 2026-07-07 12:45 | [20 empty] | No Photo Available | No Photo Available | http://data.mapchannels.com/dualmaps6/map.htm?lat=39.264401&lng=-84.440694
08 | HAMILTON | HAM | RA | 31128 |  | 0.477 |  | SHAMRA31128**C | HAM-31128-0.477 | 39.2641 | -84.4407 | 2025-12-31 | Active |  |  |  | State | HL0040303 |  |  | State | AA-10 | Conventional | No |  | AT | A |  |  |  | 1 |  |  |  |  | No | No | No | No | No |  | LED | 1 | [26 empty] | 2025-10-08 14:42 | NULL |  |  | ascott3 | 2025-05-28 13:17 | jritchie2 | 2026-07-01 15:29 | No | No | No | No | No | Standing | None | None | None | No | No | No |  | No | 2025-10-08 14:42 |  | csonner1 | 2025-10-08 14:42 | csonner1 | 2025-10-08 14:42 | No Photo Available | No Photo Available | http://data.mapchannels.com/dualmaps6/map.htm?lat=39.264123&lng=-84.440681
08 | HAMILTON | HAM | RA | 31128 |  | 0.509 |  | SHAMRA31128**C | HAM-31128-0.509 | 39.2637 | -84.4406 | 2025-12-31 | Active |  |  |  | State | HL0020097 |  |  | State | AA-11 | Conventional | No |  | AT | A |  |  |  | 1 |  |  |  |  | No | No | No | No | No |  | LED | 1 | [26 empty] | 2025-10-08 14:46 | NULL |  |  | mhurlow1 | 2018-05-17 11:55 | jritchie2 | 2026-07-01 15:30 | No | No | No | No | No | Standing | None | None | None | No | No | No |  | No | 2025-10-08 14:46 |  | csonner1 | 2025-10-08 14:46 | csonner1 | 2025-10-08 14:46 | No Photo Available | No Photo Available | http://data.mapchannels.com/dualmaps6/map.htm?lat=39.263667&lng=-84.440626
08 | HAMILTON | HAM | RA | 31129 |  | 0.006 |  | SHAMRA31129**C | HAM-31129-0.006 | 39.2641 | -84.4395 | 2025-12-31 | Active |  |  |  | State | HL0040342 |  |  | State | AB-12 | Conventional | No |  | AT | A |  |  |  | 1 |  |  |  |  | No | No | No | No | No |  | LED | 1 | [26 empty] | 2025-10-06 17:31 | NULL |  |  | ascott3 | 2025-05-29 13:10 | jritchie2 | 2026-07-07 13:53 | No | No | No | No | No | Standing | None | None | None | No | No | No |  | No | 2025-10-06 17:31 |  | csonner1 | 2025-10-06 17:32 | csonner1 | 2025-10-06 17:32 | No Photo Available | No Photo Available | http://data.mapchannels.com/dualmaps6/map.htm?lat=39.264138&lng=-84.439545
08 | HAMILTON | HAM | RA | 31129 |  | 0.033 |  | SHAMRA31129**C | HAM-31129-0.033 | 39.2646 | -84.4396 | 2025-12-31 | Active |  |  |  | State | HL0010785 |  |  | State | AB-11 | Conventional | No |  | AT | A |  |  |  | 1 |  |  |  |  | No | No | No | No | No |  | LED | 1 | [26 empty] | 2025-10-06 17:35 | NULL |  |  | mhurlow1 | 2018-05-17 11:56 | jritchie2 | 2026-07-07 13:52 | No | No | No | No | No | Standing | None | None | None | No | No | No |  | No | 2025-10-06 17:35 |  | csonner1 | 2025-10-06 17:35 | csonner1 | 2025-10-06 17:35 | No Photo Available | No Photo Available | http://data.mapchannels.com/dualmaps6/map.htm?lat=39.264565&lng=-84.439553
08 | HAMILTON | HAM | RA | 31129 |  | 0.082 |  | SHAMRA31129**C | HAM-31129-0.082 | 39.2653 | -84.4396 | 2025-12-31 | Active |  |  |  | State | HL0001766 |  |  | State | AB-10 | Conventional | No |  | AT | A |  |  |  | 1 |  |  |  |  | No | No | No | No | No |  | LED | 1 | [26 empty] | 2025-10-06 17:39 | NULL |  |  | mhurlow1 | 2018-05-17 12:00 | jritchie2 | 2026-07-07 13:52 | No | No | No | No | No | Standing | None | None | None | No | No | No |  | No | 2025-10-06 17:39 |  | csonner1 | 2025-10-06 17:39 | csonner1 | 2025-10-06 17:39 | No Photo Available | No Photo Available | http://data.mapchannels.com/dualmaps6/map.htm?lat=39.265284&lng=-84.439587
08 | HAMILTON | HAM | RA | 31129 |  | 0.099 |  | SHAMRA31129**C | HAM-31129-0.099 | 39.2655 | -84.4396 | 2025-12-31 | Active |  |  |  | State | HL0040343 |  |  | State | AB-9 | Conventional | No |  | AT | A |  |  |  | 1 |  |  |  |  | No | No | No | No | No |  | LED | 1 | [26 empty] | 2025-10-06 17:43 | NULL |  |  | ascott3 | 2025-05-29 13:31 | jritchie2 | 2026-07-07 13:52 | No | No | No | No | No | Standing | None | None | None | No | No | No |  | No | 2025-10-06 17:43 |  | csonner1 | 2025-10-06 17:43 | csonner1 | 2025-10-06 17:43 | No Photo Available | No Photo Available | http://data.mapchannels.com/dualmaps6/map.htm?lat=39.265518&lng=-84.439598
08 | HAMILTON | HAM | RA | 31129 |  | 0.132 |  | SHAMRA31129**C | HAM-31129-0.132 | 39.266 | -84.4396 | 2025-12-31 | Active |  |  |  | State | HL0040333 |  |  | State | AB-8 | Conventional | No |  | AT | A |  |  |  | 1 |  |  |  |  | No | No | No | No | No |  | LED | 1 | [26 empty] | 2025-10-06 17:48 | NULL |  |  | ascott3 | 2025-05-29 13:33 | jritchie2 | 2026-07-07 13:51 | No | No | No | No | No | Standing | None | None | None | No | No | No |  | No | 2025-10-06 17:48 |  | csonner1 | 2025-10-06 17:48 | csonner1 | 2025-10-06 17:48 | No Photo Available | No Photo Available | http://data.mapchannels.com/dualmaps6/map.htm?lat=39.265996&lng=-84.439621
08 | HAMILTON | HAM | RA | 31129 |  | 0.149 |  | SHAMRA31129**C | HAM-31129-0.149 | 39.2662 | -84.4395 | 2025-12-31 | Retired |  |  |  | State | HL0031922 | 2020-06-25 11:31 |  | State | N/A | Tower |  | 6 | [12 empty] | No | No | No |  | HPS | 6 | 400 | [26 empty] | NULL |  |  | phillip.monnier | 2014-12-29 11:14 | acode1@Admin | 2026-06-25 12:58 | No | No | No | No | No | Standing | None | None | None | No | No | No |  |  | 2020-06-25 11:31 |  | csonner | 2020-06-25 11:31 | csonner | 2020-06-25 11:31 | No Photo Available | No Photo Available | http://data.mapchannels.com/dualmaps6/map.htm?lat=39.266239&lng=-84.439500
08 | HAMILTON | HAM | RA | 31129 |  | 0.165 |  | SHAMRA31129**C | HAM-31129-0.165 | 39.2665 | -84.4396 | 2025-12-31 | Active |  |  |  | State | HL0040339 |  |  | State | AB-7 | Conventional | No |  | AT | A |  |  |  | 1 |  |  |  |  | No | No | No | No | No |  | LED | 1 | [26 empty] | 2026-01-15 16:43 | NULL |  |  | ascott3 | 2025-05-29 13:37 | jritchie2 | 2026-07-07 13:50 | No | No | No | No | No | Down | Bent | Bent | Bent | Yes | Yes | No | All 4 anchor bolts bent | Yes | 2026-01-15 16:43 |  | mneeley | 2026-01-15 16:44 | mneeley | 2026-01-15 16:44 | No Photo Available | No Photo Available | http://data.mapchannels.com/dualmaps6/map.htm?lat=39.266476&lng=-84.439573
08 | HAMILTON | HAM | RA | 31129 |  | 0.195 |  | SHAMRA31129**C | HAM-31129-0.195 | 39.2669 | -84.4396 | 2025-12-31 | Active |  |  |  | State | HL0040344 |  |  | State | AB-6 | Conventional | No |  | AT | A |  |  |  | 1 |  |  |  |  | No | No | No | No | No |  | LED | 1 | [26 empty] | 2025-10-06 17:57 | NULL |  |  | ascott3 | 2025-05-29 13:50 | jritchie2 | 2026-07-07 13:50 | No | No | No | No | No | Standing | None | None | None | No | No | No |  | No | 2025-10-06 17:57 |  | csonner1 | 2025-10-06 17:57 | csonner1 | 2025-10-06 17:57 | No Photo Available | No Photo Available | http://data.mapchannels.com/dualmaps6/map.htm?lat=39.266911&lng=-84.439576
08 | HAMILTON | HAM | RA | 31129 |  | 0.228 |  | SHAMRA31129**C | HAM-31129-0.228 | 39.2674 | -84.4394 | 2025-12-31 | Active |  |  |  | State | HL0040335 |  |  | State | AB-14 | Conventional | [14 empty] | No | No | No |  | HPS | 1 | [26 empty] | 2026-02-10 13:48 | NULL |  |  | ascott3 | 2025-05-29 13:55 | ascott3 | 2025-05-29 13:55 | No | No | No | No | No | Down | None | None | None | No | No | No | Tb1 all bolt are slightly bent | Yes | 2026-02-10 13:48 |  | odotonline.net\rdixon5 | 2026-02-10 13:48 | odotonline.net\rdixon5 | 2026-02-10 13:48 | No Photo Available | No Photo Available | http://data.mapchannels.com/dualmaps6/map.htm?lat=39.267373&lng=-84.439391
08 | HAMILTON | HAM | RA | 31129 |  | 0.242 |  | SHAMRA31129**C | HAM-31129-0.242 | 39.2676 | -84.4397 | 2025-12-31 | Retired |  |  |  | State | HL0031924 | 2020-06-25 12:31 |  | State | N/A | Tower |  | 6 | [12 empty] | No | No | No |  | HPS | 6 | 400 | [26 empty] | NULL |  |  | phillip.monnier | 2014-12-29 11:20 | acode1@Admin | 2026-06-25 12:58 | No | No | No | No | No | Standing | None | None | None | No | No | No |  |  | 2020-06-25 12:31 |  | csonner | 2020-06-25 12:31 | csonner | 2020-06-25 12:31 | No Photo Available | No Photo Available | http://data.mapchannels.com/dualmaps6/map.htm?lat=39.267597&lng=-84.439657
08 | HAMILTON | HAM | RA | 31129 |  | 0.26 |  | SHAMRA31129**C | HAM-31129-0.260 | 39.2678 | -84.4393 | 2025-12-31 | Active |  |  |  | State | HL0040338 |  |  | State | AB | Conventional | No |  | AT | A |  |  |  | 1 |  |  |  |  | No | No | No | No | No |  | LED | 1 | [26 empty] | 2025-10-06 18:03 | NULL |  |  | ascott3 | 2025-05-29 13:57 | jritchie2 | 2026-07-07 13:49 | No | No | No | No | No | Standing | None | None | None | No | No | No |  | No | 2025-10-06 18:03 |  | csonner1 | 2025-10-06 18:03 | csonner1 | 2025-10-06 18:03 | No Photo Available | No Photo Available | http://data.mapchannels.com/dualmaps6/map.htm?lat=39.267839&lng=-84.439289
08 | HAMILTON | HAM | RA | 31129 |  | 0.333 |  | SHAMRA31129**C | HAM-31129-0.333 | 39.2689 | -84.4391 | 2025-12-31 | Retired |  |  |  | State | HL0031926 | 2020-06-25 13:09 |  | State | N/A | Tower |  | 6 | [12 empty] | No | No | No |  | HPS | 6 | 400 | [26 empty] | NULL |  |  | phillip.monnier | 2014-12-29 11:27 | acode1@Admin | 2026-06-25 12:58 | No | No | No | No | No | Standing | None | None | None | No | No | No |  |  | 2020-06-25 13:08 |  | csonner | 2020-06-25 13:09 | csonner | 2020-06-25 13:09 | No Photo Available | No Photo Available | http://data.mapchannels.com/dualmaps6/map.htm?lat=39.268887&lng=-84.439133
08 | HAMILTON | HAM | RA | 31129 |  | 0.341 |  | SHAMRA31129**C | HAM-31129-0.341 | 39.269 | -84.4392 | 2025-12-31 | Active |  |  |  | State | HL0040352 |  |  | State | AB-16 | Conventional | No |  | AT | A |  |  |  | 1 |  |  |  |  | No | No | No | No | No |  | LED | 1 | [26 empty] | 2025-10-06 18:07 | NULL |  |  | ascott3 | 2025-05-29 14:03 | jritchie2 | 2026-07-07 13:49 | No | No | No | No | No | Standing | None | None | None | No | No | No |  | No | 2025-10-06 18:07 |  | csonner1 | 2025-10-06 18:07 | csonner1 | 2025-10-06 18:07 | No Photo Available | No Photo Available | http://data.mapchannels.com/dualmaps6/map.htm?lat=39.269008&lng=-84.439208
08 | HAMILTON | HAM | RA | 31129 |  | 0.371 |  | SHAMRA31129**C | HAM-31129-0.371 | 39.2694 | -84.439 | 2025-12-31 | Active |  |  |  | State | HL0040336 | 2025-05-29 14:06 |  | State | AB-17 | Conventional | No |  | AT | A |  |  |  | 1 |  |  |  |  | No | No | No | No | No |  | LED | 1 | [26 empty] | 2025-10-06 18:10 | NULL |  |  | ascott3 | 2025-05-29 14:06 | jritchie2 | 2026-07-07 13:48 | No | No | No | No | No | Standing | None | None | None | No | No | No |  | No | 2025-10-06 18:10 |  | csonner1 | 2025-10-06 18:10 | csonner1 | 2025-10-06 18:10 | No Photo Available | No Photo Available | http://data.mapchannels.com/dualmaps6/map.htm?lat=39.269426&lng=-84.438995
08 | HAMILTON | HAM | RA | 31129 |  | 0.4 |  | SHAMRA31129**C | HAM-31129-0.400 | 39.2699 | -84.4395 | 2025-12-31 | Retired |  |  |  | State | HL0031930 | 2020-06-25 13:25 |  | State | N/A | Tower |  | 6 | [12 empty] | No | No | No |  | HPS | 6 | 400 | [26 empty] | NULL |  |  | phillip.monnier | 2014-12-29 11:34 | acode1@Admin | 2026-06-25 12:58 | No | No | No | No | No | Standing | None | None | None | No | No | No |  |  | 2020-06-25 13:25 |  | csonner | 2020-06-25 13:25 | csonner | 2020-06-25 13:25 | No Photo Available | No Photo Available | http://data.mapchannels.com/dualmaps6/map.htm?lat=39.269895&lng=-84.439478
08 | HAMILTON | HAM | RA | 31129 |  | 0.403 |  | SHAMRA31129**C | HAM-31129-0.403 | 39.2699 | -84.4388 | 2025-12-31 | Active |  |  |  | State | HL0040353 |  |  | State | AB-18 | Conventional | No |  | AT | A |  |  |  | 1 |  |  |  |  | No | No | No | No | No |  | LED | 1 | [26 empty] | 2025-10-06 18:16 | NULL |  |  | ascott3 | 2025-05-29 14:11 | jritchie2 | 2026-07-07 13:47 | No | No | No | No | No | Standing | None | None | None | No | No | No |  | No | 2025-10-06 18:16 |  | csonner1 | 2025-10-06 18:16 | csonner1 | 2025-10-06 18:16 | No Photo Available | No Photo Available | http://data.mapchannels.com/dualmaps6/map.htm?lat=39.269873&lng=-84.438797
08 | HAMILTON | HAM | RA | 31129 |  | 0.417 |  | SHAMRA31129**C | HAM-31129-0.417 | 39.2701 | -84.4394 | 2025-12-31 | Active |  |  |  | State | HL0011174 |  |  | State |  | Conventional | [14 empty] | No | No | No |  | HPS | [28 empty] | NULL |  |  | mhurlow1 | 2018-05-17 12:08 | mhurlow1 | 2018-07-23 12:37 | [20 empty] | No Photo Available | No Photo Available | http://data.mapchannels.com/dualmaps6/map.htm?lat=39.270084&lng=-84.439420
08 | HAMILTON | HAM | RA | 31130 |  | 0 |  | SHAMRA31130**C | HAM-31130-0.000 | 39.2763 | -84.4414 | 2025-12-31 | Active |  |  |  | State | HL0024481 | 2020-02-05 22:51 |  | State | ba-2 | Conventional | No |  | AT | A |  |  |  | 1 |  |  |  | No | No | Yes | No | No | No |  | LED | 1 |  |  |  | No |  |  |  | 480 L-N |  | No | No | No | No | No | [12 empty] | 2025-10-09 13:24 | NULL |  |  | mhurlow1 | 2018-05-17 12:19 | jritchie2 | 2026-07-07 13:45 | No | No | No | No | No | Standing | None | None | None | No | No | No |  | No | 2025-10-09 13:24 |  | csonner1 | 2025-10-09 13:24 | csonner1 | 2025-10-09 13:24 | No Photo Available | No Photo Available | http://data.mapchannels.com/dualmaps6/map.htm?lat=39.276278&lng=-84.441386
08 | HAMILTON | HAM | RA | 31130 |  | 0.037 |  | SHAMRA31130**C | HAM-31130-0.037 | 39.2757 | -84.4414 | 2025-12-31 | Active |  |  |  | State | HL0021000 | 2020-02-05 22:55 |  | State | BA-3 | Conventional | No |  | AT | A |  |  |  | 1 |  |  |  | No | No | Yes | No | No | No |  | LED | 1 |  |  |  | No |  | American Electric Lighting (AEL) |  | 480 L-N |  | No | No | No | No | No | [12 empty] | 2025-10-09 13:29 | NULL |  |  | mhurlow1 | 2018-05-17 12:19 | jritchie2 | 2026-07-06 15:51 | No | No | No | No | No | Standing | None | None | None | No | No | No |  | No | 2025-10-09 13:29 |  | csonner1 | 2025-10-09 13:29 | csonner1 | 2025-10-09 13:29 | No Photo Available | No Photo Available | http://data.mapchannels.com/dualmaps6/map.htm?lat=39.275735&lng=-84.441371
08 | HAMILTON | HAM | RA | 31130 |  | 0.071 |  | SHAMRA31130**C | HAM-31130-0.071 | 39.2752 | -84.4413 | 2025-12-31 | Active |  |  |  | State | HL0040923 |  |  | State | BA-4 | Conventional | No |  | AT | A |  |  |  | 1 |  |  |  |  | No | No | No | No | No |  | LED | 1 | [26 empty] | 2025-10-09 13:34 | NULL |  |  | csonner1 | 2025-10-09 13:34 | jritchie2 | 2026-07-06 15:51 | No | No | No | No | No | Standing | None | None | None | No | No | No |  | No | 2025-10-09 13:34 |  | csonner1 | 2025-10-09 13:34 | csonner1 | 2025-10-09 13:34 | No Photo Available | No Photo Available | http://data.mapchannels.com/dualmaps6/map.htm?lat=39.275246&lng=-84.441342
08 | HAMILTON | HAM | RA | 31130 |  | 0.112 |  | SHAMRA31130**C | HAM-31130-0.112 | 39.2747 | -84.4413 | 2025-12-31 | Active |  |  |  | State | HL0002794 | 2020-02-05 22:58 |  | State | ba-5 | Conventional | No |  | AT | A |  |  |  | 1 |  |  |  | No | No | Yes | No | No | No |  | LED | 1 |  |  |  | No |  | American Electric Lighting (AEL) |  | 480 L-N |  | No | No | No | No | No | [12 empty] | 2025-10-09 13:58 | NULL |  |  | mhurlow1 | 2018-05-17 12:18 | jritchie2 | 2026-07-06 15:52 | No | No | No | No | No | Standing | None | None | None | No | No | No |  | No | 2025-10-09 13:58 |  | csonner1 | 2025-10-09 13:58 | csonner1 | 2025-10-09 13:58 | No Photo Available | No Photo Available | http://data.mapchannels.com/dualmaps6/map.htm?lat=39.274650&lng=-84.441298
08 | HAMILTON | HAM | RA | 31130 |  | 0.153 |  | SHAMRA31130**C | HAM-31130-0.153 | 39.2741 | -84.4413 | 2025-12-31 | Active |  |  |  | State | HL0006564 | 2020-02-06 20:07 |  | State | Ba-6 | Conventional | No |  | AT | A |  |  |  | 1 |  |  |  | No | No | Yes | No | No | No |  | LED | 1 |  |  |  | No |  | American Electric Lighting (AEL) |  | 480 L-N |  | No | No | No | No | No | [12 empty] | 2025-10-09 14:02 | NULL |  |  | mhurlow1 | 2018-05-17 12:16 | jritchie2 | 2026-07-06 15:52 | No | No | No | No | No | Standing | None | None | None | No | No | No |  | No | 2025-10-09 14:02 |  | csonner1 | 2025-10-09 14:02 | csonner1 | 2025-10-09 14:02 | No Photo Available | No Photo Available | http://data.mapchannels.com/dualmaps6/map.htm?lat=39.274050&lng=-84.441276
08 | HAMILTON | HAM | RA | 31130 |  | 0.199 |  | SHAMRA31130**C | HAM-31130-0.199 | 39.2734 | -84.4413 | 2025-12-31 | Active |  |  |  | State | HL0015259 | 2020-02-06 20:09 |  | State | BA-7 | Conventional | No |  | AT | A |  |  |  | 1 |  |  |  | No | No | Yes | No | No | No |  | LED | 1 |  |  |  | No |  | Cooper/Eaton |  | 480 L-N |  | No | No | No | No | No | [12 empty] | 2025-10-09 14:06 | NULL |  |  | Dsnyder5 | 2018-06-13 14:08 | jritchie2 | 2026-07-06 15:53 | No | No | No | No | No | Standing | None | None | None | No | No | No |  | No | 2025-10-09 14:06 |  | csonner1 | 2025-10-09 14:06 | csonner1 | 2025-10-09 14:06 | No Photo Available | No Photo Available | http://data.mapchannels.com/dualmaps6/map.htm?lat=39.273398&lng=-84.441254
08 | HAMILTON | HAM | RA | 31130 |  | 0.221 |  | SHAMRA31130**C | HAM-31130-0.221 | 39.2731 | -84.4413 | 2025-12-31 | Active |  |  |  | State | HL0011820 | 2020-02-06 20:11 |  | State | BA-8 | Conventional | No |  | AT | A |  |  |  | 1 |  |  |  | No | No | Yes | No | No | No |  | LED | 1 |  |  |  | No |  | Other |  | 480 L-N |  | No | No | No | No | No | [12 empty] | 2025-10-09 14:09 | NULL |  |  | mhurlow1 | 2018-05-17 12:14 | jritchie2 | 2026-07-06 15:53 | No | No | No | No | No | Standing | None | None | None | No | No | No |  | No | 2025-10-09 14:09 |  | csonner1 | 2025-10-09 14:09 | csonner1 | 2025-10-09 14:09 | No Photo Available | No Photo Available | http://data.mapchannels.com/dualmaps6/map.htm?lat=39.273070&lng=-84.441271
08 | HAMILTON | HAM | RA | 31130 |  | 0.25 |  | SHAMRA31130**C | HAM-31130-0.250 | 39.2727 | -84.4413 | 2025-12-31 | Active |  |  |  | State | HL0026225 | 2020-02-06 20:13 |  | State | BA-9 | Conventional | No |  | AT | A |  |  |  | 1 |  |  |  | No | No | Yes | No | No | No |  | LED | 1 |  |  |  | No |  | Cooper/Eaton |  | 480 L-N |  | No | No | No | No | No | [12 empty] | 2025-10-09 14:12 | NULL |  |  | Dsnyder5 | 2018-06-13 14:09 | jritchie2 | 2026-07-06 15:54 | No | No | No | No | No | Standing | None | None | None | No | No | No |  | No | 2025-10-09 14:12 |  | csonner1 | 2025-10-09 14:12 | csonner1 | 2025-10-09 14:12 | No Photo Available | No Photo Available | http://data.mapchannels.com/dualmaps6/map.htm?lat=39.272662&lng=-84.441284
08 | HAMILTON | HAM | RA | 31130 |  | 0.279 |  | SHAMRA31130**C | HAM-31130-0.279 | 39.2723 | -84.4413 | 2025-12-31 | Active |  |  |  | State | HL0040283 |  |  | State | BA-10 | Conventional | No |  | AT | A |  |  |  | 1 |  |  |  |  | No | No | No | No | No |  | LED | 1 |  |  |  | No | [22 empty] | 2026-04-08 17:08 | NULL |  |  | ascott3 | 2025-05-27 12:32 | jritchie2 | 2026-07-06 15:54 | No | No | No | No | No | Standing | None | None | None | No | No | No | Needs a new driver | Yes | 2026-04-08 17:08 |  | ascott3 | 2026-04-08 17:08 | ascott3 | 2026-04-08 17:08 | No Photo Available | https://collectorweb.dot.state.oh.us/arcgis/rest/services/HIGHWAY_LIGHTING/HighwayLighting_Reference/FeatureServer/7/582188/attachments/ | http://data.mapchannels.com/dualmaps6/map.htm?lat=39.272252&lng=-84.441335
08 | HAMILTON | HAM | RA | 31130 |  | 0.293 |  | SHAMRA31130**C | HAM-31130-0.293 | 39.272 | -84.4411 | 2025-12-31 | Active |  |  |  | State | HL0040321 |  |  | State | BA-14 | Conventional | [14 empty] | No | No | No |  | HPS | 1 | [26 empty] | 2025-10-09 16:33 | NULL |  |  | ascott3 | 2025-05-28 14:30 | csonner1 | 2025-10-09 16:34 | No | No | No | No | No | Standing | None | None | None | No | No | No |  | No | 2025-10-09 16:33 |  | csonner1 | 2025-10-09 16:33 | csonner1 | 2025-10-09 16:33 | No Photo Available | No Photo Available | http://data.mapchannels.com/dualmaps6/map.htm?lat=39.272022&lng=-84.441124
08 | HAMILTON | HAM | RA | 31130 |  | 0.312 |  | SHAMRA31130**C | HAM-31130-0.312 | 39.2717 | -84.4412 | 2025-12-31 | Retired |  |  |  | State | HL0031938 | 2020-06-26 11:32 |  | State | N/A | Tower |  | 6 | [12 empty] | No | No | No |  | HPS | 6 | 400 | [26 empty] | NULL |  |  | phillip.monnier | 2014-12-29 11:54 | acode1@Admin | 2026-06-25 13:01 | No | No | No | No | No | Standing | None | None | None | No | No | No |  |  | 2020-06-26 11:32 |  | csonner | 2020-06-26 11:32 | csonner | 2020-06-26 11:32 | No Photo Available | No Photo Available | http://data.mapchannels.com/dualmaps6/map.htm?lat=39.271736&lng=-84.441170
08 | HAMILTON | HAM | RA | 31130 |  | 0.323 |  | SHAMRA31130**C | HAM-31130-0.323 | 39.2716 | -84.4415 | 2025-12-31 | Active |  |  |  | State | HL0040276 |  |  | State | BA-11 | Conventional | [14 empty] | No | No | No |  | HPS | 1 | [26 empty] | 2026-03-16 13:47 | NULL |  | 2026-03-16 13:47 | ascott3 | 2025-05-27 12:35 | ascott3 | 2025-05-27 12:35 | No | No | No | No | No | Standing | None | None | None | No | No | No | Trouble shoot pole circuit out bad pull apart connector kits replaced with new connector kits and new KTK fuses | No | 2026-03-16 13:47 | 2026-03-16 13:47 | csonner1 | 2026-03-16 13:48 | csonner1 | 2026-03-16 13:48 | No Photo Available | https://collectorweb.dot.state.oh.us/arcgis/rest/services/HIGHWAY_LIGHTING/HighwayLighting_Reference/FeatureServer/7/580170/attachments/ | http://data.mapchannels.com/dualmaps6/map.htm?lat=39.271636&lng=-84.441454
08 | HAMILTON | HAM | RA | 31130 |  | 0.356 |  | SHAMRA31130**C | HAM-31130-0.356 | 39.2712 | -84.4416 | 2025-12-31 | Active |  |  |  | State | HL0040267 |  |  | State | BA-12 | Conventional | [14 empty] | No | No | No |  | HPS | 1 | [26 empty] | 2026-03-16 14:05 | NULL |  | 2026-03-16 14:05 | ascott3 | 2025-05-27 12:37 | ascott3 | 2025-05-27 12:37 | No | No | No | No | No | Standing | None | None | None | No | No | No | Circuit fault at Pull apart connector kit replaced both connector kits input new fuses | No | 2026-03-16 14:05 | 2026-03-16 14:05 | csonner1 | 2026-03-16 14:06 | csonner1 | 2026-03-16 14:06 | No Photo Available | https://collectorweb.dot.state.oh.us/arcgis/rest/services/HIGHWAY_LIGHTING/HighwayLighting_Reference/FeatureServer/7/579370/attachments/ | http://data.mapchannels.com/dualmaps6/map.htm?lat=39.271151&lng=-84.441613
08 | HAMILTON | HAM | RA | 31130 |  | 0.384 |  | SHAMRA31130**C | HAM-31130-0.384 | 39.2707 | -84.4414 | 2025-12-31 | Retired |  |  |  | State | HL0031940 | 2020-06-26 11:33 |  | State | N/A | Tower |  | 6 | [12 empty] | No | No | No |  | HPS | 6 | 400 | [26 empty] | NULL |  |  | phillip.monnier | 2014-12-29 11:57 | acode1@Admin | 2026-06-25 13:01 | No | No | No | No | No | Standing | None | None | None | No | No | No |  |  | 2020-06-26 11:33 |  | csonner | 2020-06-26 11:33 | csonner | 2020-06-26 11:33 | No Photo Available | No Photo Available | http://data.mapchannels.com/dualmaps6/map.htm?lat=39.270715&lng=-84.441447
08 | HAMILTON | HAM | RA | 31130 |  | 0.385 |  | SHAMRA31130**C | HAM-31130-0.385 | 39.2708 | -84.4418 | 2025-12-31 | Active |  |  |  | State | HL0040268 |  |  | State | BA-13 | Conventional | No |  | AT | A |  |  |  | 1 |  |  |  |  | No | No | No | No | No |  | LED | 1 | [26 empty] | 2025-10-09 14:42 | NULL |  |  | ascott3 | 2025-05-27 12:40 | jritchie2 | 2026-07-06 15:55 | No | No | No | No | No | Standing | None | None | None | No | No | No |  | No | 2025-10-09 14:42 |  | csonner1 | 2025-10-09 14:42 | csonner1 | 2025-10-09 14:42 | No Photo Available | No Photo Available | http://data.mapchannels.com/dualmaps6/map.htm?lat=39.270765&lng=-84.441819
08 | HAMILTON | HAM | RA | 31147 |  | 0.271 |  | SHAMRA31147**C | HAM-31147-0.271 | 39.162 | -84.5102 | 2025-12-31 | Active |  |  |  | State | HL0031782 |  |  | State | B 4 | Tower |  | 6 | [12 empty] | No | No | No | Mitchell Ave (no lock wshrs, used space wshrs) | HPS | [27 empty] | 2022-08-18 17:00 | 4 - Needs Inspected in 4 CY |  |  | eric.young | 2014-12-23 13:02 | eric.young | 2014-12-23 13:02 | No | No | No | No | No | Standing | None | None | None | No | No | No |  |  | 2022-08-18 17:00 |  | csonner1 | 2022-08-18 16:59 | csonner1 | 2022-08-18 16:59 | No Photo Available | No Photo Available | http://data.mapchannels.com/dualmaps6/map.htm?lat=39.162029&lng=-84.510161
08 | HAMILTON | HAM | RA | 31148 |  | 0.044 |  | SHAMRA31148**C | HAM-31148-0.044 | 39.1633 | -84.5081 | 2025-12-31 | Active |  |  |  | State | HL0031784 |  |  | State | B-3 | Tower |  | 6 | [12 empty] | No | No | No | Mitchell Ave (no lock wshrs, used space wshrs) | HPS | [27 empty] | 2022-08-18 17:01 | 4 - Needs Inspected in 4 CY |  |  | eric.young | 2014-12-23 13:11 | csonner1 | 2022-08-18 16:55 | No | No | No | No | No | Standing | None | None | None | No | No | No |  |  | 2022-08-18 17:01 |  | csonner1 | 2022-08-18 17:00 | csonner1 | 2022-08-18 17:00 | No Photo Available | No Photo Available | http://data.mapchannels.com/dualmaps6/map.htm?lat=39.163347&lng=-84.508106
08 | HAMILTON | HAM | RA | 31148 |  | 0.127 |  | SHAMRA31148**C | HAM-31148-0.127 | 39.1643 | -84.5072 | 2025-12-31 | Active |  |  |  | State | HL0032864 |  |  | State | B-2 | Tower | [14 empty] | No | No | No |  | HPS | [27 empty] | 2022-08-18 17:01 | 4 - Needs Inspected in 4 CY |  |  | COLLECTOR@D31_AG | 2019-01-01 05:00 | csonner1 | 2022-08-18 16:57 | No | No | No | No | No | Standing | None | None | None | No | No | No |  |  | 2022-08-18 17:01 |  | csonner1 | 2022-08-18 17:00 | csonner1 | 2022-08-18 17:00 | No Photo Available | No Photo Available | http://data.mapchannels.com/dualmaps6/map.htm?lat=39.164303&lng=-84.507195
08 | HAMILTON | HAM | RA | 31149 |  | 0.059 |  | SHAMRA31149**C | HAM-31149-0.059 | 39.1629 | -84.5103 | 2025-12-31 | Active |  |  |  | State | HL0031788 |  |  | State | C-4 | Tower |  | 6 | [12 empty] | No | No | No | Mitchell Ave | HPS | [27 empty] | 2022-08-18 13:36 | 4 - Needs Inspected in 4 CY |  |  | eric.young | 2014-12-23 13:39 | csonner1 | 2022-08-18 13:36 | No | No | No | No | No | Standing | None | None | None | No | No | No |  |  | 2022-08-18 13:36 |  | csonner1 | 2022-08-18 13:36 | csonner1 | 2022-08-18 13:36 | No Photo Available | No Photo Available | http://data.mapchannels.com/dualmaps6/map.htm?lat=39.162926&lng=-84.510272
08 | HAMILTON | HAM | RA | 31149 |  | 0.148 |  | SHAMRA31149**C | HAM-31149-0.148 | 39.1622 | -84.5116 | 2025-12-31 | Active |  |  |  | State | HL0031789 |  |  | State | C-3 | Tower |  | 6 | [12 empty] | No | No | No | Mitchell Ave | HPS | [27 empty] | 2022-08-18 13:36 | 4 - Needs Inspected in 4 CY |  |  | eric.young | 2014-12-23 13:43 | csonner1 | 2022-08-18 13:35 | No | No | No | No | No | Standing | None | None | None | No | No | No |  |  | 2022-08-18 13:36 |  | csonner1 | 2022-08-18 13:35 | csonner1 | 2022-08-18 13:35 | No Photo Available | No Photo Available | http://data.mapchannels.com/dualmaps6/map.htm?lat=39.162169&lng=-84.511645
08 | HAMILTON | HAM | RA | 31149 |  | 0.275 |  | SHAMRA31149**C | HAM-31149-0.275 | 39.1619 | -84.514 | 2025-12-31 | Active |  |  |  | State | HL0031792 |  |  | State | C-1 | Tower |  | 6 | [12 empty] | No | No | No | Mitchell Ave | HPS | [27 empty] | 2022-08-18 13:35 | 4 - Needs Inspected in 4 CY |  |  | eric.young | 2014-12-23 13:50 | csonner1 | 2022-08-18 13:34 | No | No | No | No | No | Standing | None | None | None | No | No | No |  |  | 2022-08-18 13:35 |  | csonner1 | 2022-08-18 13:34 | csonner1 | 2022-08-18 13:34 | No Photo Available | No Photo Available | http://data.mapchannels.com/dualmaps6/map.htm?lat=39.161945&lng=-84.514016
08 | HAMILTON | HAM | RA | 31149 |  | 0.393 |  | SHAMRA31149**C | HAM-31149-0.393 | 39.1623 | -84.5162 | 2025-12-31 | Active |  |  |  | State | HL0012714 |  |  | State |  | Conventional | [14 empty] | No | No | No |  | HPS | [27 empty] | 2024-08-21 06:36 | NULL |  |  | mhurlow1 | 2018-07-19 17:07 | mhurlow1 | 2018-07-19 17:07 | No | No | No | No | No | Standing | None | None | None | No | No | No |  |  | 2024-08-21 06:36 |  | mneeley | 2024-08-21 06:36 | mneeley | 2024-08-21 06:36 | No Photo Available | https://collectorweb.dot.state.oh.us/arcgis/rest/services/HIGHWAY_LIGHTING/HighwayLighting_Reference/FeatureServer/7/511030/attachments/ | http://data.mapchannels.com/dualmaps6/map.htm?lat=39.162258&lng=-84.516186
08 | HAMILTON | HAM | RA | 31150 |  | 0.217 |  | SHAMRA31150**C | HAM-31150-0.217 | 39.1642 | -84.5081 | 2025-12-31 | Active |  |  |  | State | HL0031786 |  |  | State | C-6 | Tower |  | 6 | [12 empty] | No | No | No | Mitchell Ave (no lock wshrs, space wshrs used) | HPS | [27 empty] | 2022-08-18 13:37 | 4 - Needs Inspected in 4 CY |  |  | eric.young | 2014-12-23 13:29 | csonner1 | 2022-08-18 13:37 | No | No | No | No | No | Standing | None | None | None | No | No | No |  |  | 2022-08-18 13:37 |  | csonner1 | 2022-08-18 13:37 | csonner1 | 2022-08-18 13:37 | No Photo Available | No Photo Available | http://data.mapchannels.com/dualmaps6/map.htm?lat=39.164231&lng=-84.508078
08 | HAMILTON | HAM | RA | 31160 |  | 0.07 |  | SHAMRA31160**C | HAM-31160-0.070 | 39.2523 | -84.3652 | 2025-12-31 | Active |  |  |  | State | HL0018638 | 2020-05-28 12:20 |  | State | n2 17 | Conventional | [14 empty] | No | No | No |  | HPS | 1 | 200 | [25 empty] | 2025-11-05 10:06 | NULL | 0 |  | mhurlow1 | 2018-05-09 17:01 | csonner | 2020-05-28 12:21 | No | No | No | No | No | Standing | None | None | None | No | No | No |  | No | 2025-11-05 10:06 |  | mneeley | 2025-11-05 10:06 | mneeley | 2025-11-05 10:06 | No Photo Available | No Photo Available | http://data.mapchannels.com/dualmaps6/map.htm?lat=39.252350&lng=-84.365226
08 | HAMILTON | HAM | RA | 31160 |  | 0.106 |  | SHAMRA31160**C | HAM-31160-0.106 | 39.2518 | -84.3654 | 2025-12-31 | Active |  |  |  | State | HL0019200 | 2020-05-28 12:21 |  | State | n2 18 | Conventional | [14 empty] | No | No | No |  | HPS | 1 | 200 | [25 empty] | 2025-11-05 10:06 | NULL | 0 |  | mhurlow1 | 2018-05-09 17:02 | mneeley | 2025-11-05 09:34 | No | No | No | No | No | Standing | None | None | None | No | No | No |  | No | 2025-11-05 10:06 |  | mneeley | 2025-11-05 10:06 | mneeley | 2025-11-05 10:06 | No Photo Available | No Photo Available | http://data.mapchannels.com/dualmaps6/map.htm?lat=39.251843&lng=-84.365413
08 | HAMILTON | HAM | RA | 31160 |  | 0.137 |  | SHAMRA31160**C | HAM-31160-0.137 | 39.2514 | -84.3656 | 2025-12-31 | Active |  |  |  | State | HL0010069 | 2020-05-28 12:22 |  | State | n2 19 | Conventional | [14 empty] | No | No | No |  | HPS | 1 | 200 | [25 empty] | 2025-11-05 10:05 | NULL | 0 |  | mhurlow1 | 2018-05-09 17:03 | csonner | 2020-05-28 12:24 | No | No | No | No | No | Standing | None | None | None | No | No | No |  | No | 2025-11-05 10:05 |  | mneeley | 2025-11-05 10:06 | mneeley | 2025-11-05 10:06 | No Photo Available | No Photo Available | http://data.mapchannels.com/dualmaps6/map.htm?lat=39.251424&lng=-84.365628
08 | HAMILTON | HAM | RA | 31160 |  | 0.158 |  | SHAMRA31160**C | HAM-31160-0.158 | 39.2512 | -84.3658 | 2025-12-31 | Active |  |  |  | State | HL0017074 | 2020-05-28 12:25 |  | State | n2 20 | Conventional | [14 empty] | No | No | No |  | HPS | 1 | 200 | [25 empty] | 2025-11-05 10:05 | NULL | 0 |  | mhurlow1 | 2018-05-09 17:03 | csonner | 2020-05-28 12:28 | No | No | No | No | No | Standing | None | None | None | No | No | No |  | No | 2025-11-05 10:05 |  | mneeley | 2025-11-05 10:06 | mneeley | 2025-11-05 10:06 | No Photo Available | No Photo Available | http://data.mapchannels.com/dualmaps6/map.htm?lat=39.251165&lng=-84.365790
08 | HAMILTON | HAM | RA | 31160 |  | 0.178 |  | SHAMRA31160**C | HAM-31160-0.178 | 39.2509 | -84.366 | 2025-12-31 | Active |  |  |  | State | HL0018844 | 2020-05-28 12:28 |  | State | R2-2 1 | Conventional | No |  | AT | A |  |  |  | 1 |  |  |  |  | No | No | No | No | No |  | LED | 1 |  | 77 | [24 empty] | 2025-11-05 10:05 | NULL |  |  | mhurlow1 | 2018-05-09 17:04 | jritchie2 | 2026-06-18 15:23 | No | No | No | No | No | Standing | None | None | None | No | No | No |  | No | 2025-11-05 10:05 |  | mneeley | 2025-11-05 10:05 | mneeley | 2025-11-05 10:05 | No Photo Available | No Photo Available | http://data.mapchannels.com/dualmaps6/map.htm?lat=39.250902&lng=-84.365982
08 | HAMILTON | HAM | RA | 31160 |  | 0.217 |  | SHAMRA31160**C | HAM-31160-0.217 | 39.2504 | -84.3664 | 2025-12-31 | Active |  |  |  | State | HL0019752 |  |  | State | N2-22 | Conventional | [14 empty] | No | No | No |  | HPS | 1 | [26 empty] | 2025-11-05 10:05 | NULL |  |  | mhurlow1 | 2018-05-09 17:04 | mneeley | 2025-11-05 09:35 | No | No | No | No | No | Standing | None | None | None | No | No | No |  | No | 2025-11-05 10:05 |  | mneeley | 2025-11-05 10:05 | mneeley | 2025-11-05 10:05 | No Photo Available | No Photo Available | http://data.mapchannels.com/dualmaps6/map.htm?lat=39.250436&lng=-84.366351
08 | HAMILTON | HAM | RA | 31160 |  | 0.25 |  | SHAMRA31160**C | HAM-31160-0.250 | 39.2501 | -84.3667 | 2025-12-31 | Active |  |  |  | State | HL0010502 | 2020-05-28 12:32 |  | State | n2 23 | Conventional | [14 empty] | No | No | No |  | HPS | 1 | 200 | [25 empty] | 2025-11-05 10:04 | NULL | 0 | 2025-11-05 10:04 | mhurlow1 | 2018-05-09 17:05 | mneeley | 2025-11-05 09:35 | No | No | No | No | No | Standing | None | None | None | No | No | No |  | No | 2025-11-05 10:04 | 2025-11-05 10:04 | mneeley | 2025-11-05 10:05 | mneeley | 2025-11-05 10:05 | No Photo Available | No Photo Available | http://data.mapchannels.com/dualmaps6/map.htm?lat=39.250051&lng=-84.366697
08 | HAMILTON | HAM | RA | 31161 |  | 0.133 |  | SHAMRA31161**C | HAM-31161-0.133 | 39.247 | -84.3655 | 2025-12-31 | Active |  |  |  | State | HL0017133 |  |  | State | N1-5 | Conventional | No |  | AT | A |  |  |  | 1 |  |  |  |  | No | No | No | No | No |  | HPS | 1 | 200 |  |  | No | [22 empty] | 2025-05-05 14:05 | NULL |  | 2025-05-05 14:06 | mhurlow1 | 2018-05-09 16:53 | jritchie2 | 2026-06-16 15:22 | No | No | Yes | No | No | Standing | Bent | None | None | No | No | No |  | No | 2025-05-05 14:05 | 2025-05-05 14:06 | ascott3 | 2025-05-05 14:05 | ascott3 | 2025-05-05 14:06 | No Photo Available | https://collectorweb.dot.state.oh.us/arcgis/rest/services/HIGHWAY_LIGHTING/HighwayLighting_Reference/FeatureServer/7/524841/attachments/ | http://data.mapchannels.com/dualmaps6/map.htm?lat=39.246969&lng=-84.365461
08 | HAMILTON | HAM | RA | 31161 |  | 0.174 |  | SHAMRA31161**C | HAM-31161-0.174 | 39.2475 | -84.3653 | 2025-12-31 | Active |  |  |  | State | HL0004511 | 2020-05-28 11:36 |  | State | N1-4 | Conventional | No |  | AT | A |  |  |  | 1 |  |  |  |  | No | No | No | No | No |  | HPS | 1 | 200 | [25 empty] | 2025-05-05 14:08 | NULL | 0 | 2025-05-05 14:08 | mhurlow1 | 2018-05-09 16:54 | jritchie2 | 2026-06-16 15:23 | No | No | No | No | No | Standing | None | None | None | No | No | No |  | No | 2025-05-05 14:08 | 2025-05-05 14:08 | ascott3 | 2025-05-05 14:08 | ascott3 | 2025-05-05 14:08 | No Photo Available | https://collectorweb.dot.state.oh.us/arcgis/rest/services/HIGHWAY_LIGHTING/HighwayLighting_Reference/FeatureServer/7/532048/attachments/ | http://data.mapchannels.com/dualmaps6/map.htm?lat=39.247547&lng=-84.365309
08 | HAMILTON | HAM | RA | 31161 |  | 0.21 |  | SHAMRA31161**C | HAM-31161-0.210 | 39.2481 | -84.3652 | 2025-12-31 | Active |  |  |  | State | HL0009995 | 2020-05-28 11:37 |  | State | n13 | Conventional | [14 empty] | No | No | No |  | HPS | 1 | 310 | [25 empty] | 2025-05-05 14:09 | NULL | 0 | 2025-05-05 14:09 | mhurlow1 | 2018-05-09 16:54 | csonner | 2020-05-28 11:39 | No | No | No | No | No | Standing | None | None | None | No | No | No |  | No | 2025-05-05 14:09 | 2025-05-05 14:09 | ascott3 | 2025-05-05 14:09 | ascott3 | 2025-05-05 14:09 | No Photo Available | https://collectorweb.dot.state.oh.us/arcgis/rest/services/HIGHWAY_LIGHTING/HighwayLighting_Reference/FeatureServer/7/545231/attachments/ | http://data.mapchannels.com/dualmaps6/map.htm?lat=39.248064&lng=-84.365156
08 | HAMILTON | HAM | RA | 31161 |  | 0.252 |  | SHAMRA31161**C | HAM-31161-0.252 | 39.2487 | -84.365 | 2025-12-31 | Active |  |  |  | State | HL0001549 | 2020-05-28 11:41 |  | State | n12 | Conventional | [14 empty] | No | No | No |  | HPS | 1 | 310 | [25 empty] | 2025-05-05 14:11 | NULL | 0 | 2025-05-05 14:12 | mhurlow1 | 2018-05-09 16:55 | csonner | 2020-05-28 11:42 | No | No | No | No | No | Standing | None | None | None | No | No | No |  | No | 2025-05-05 14:11 | 2025-05-05 14:12 | ascott3 | 2025-05-05 14:12 | ascott3 | 2025-05-05 14:12 | No Photo Available | https://collectorweb.dot.state.oh.us/arcgis/rest/services/HIGHWAY_LIGHTING/HighwayLighting_Reference/FeatureServer/7/545558/attachments/ | http://data.mapchannels.com/dualmaps6/map.htm?lat=39.248657&lng=-84.365001
08 | HAMILTON | HAM | RA | 31161 |  | 0.285 |  | SHAMRA31161**C | HAM-31161-0.285 | 39.2491 | -84.3649 | 2025-12-31 | Active |  |  |  | State | HL0022595 | 2020-05-28 11:44 |  | State | n11 | Conventional | [14 empty] | No | No | No |  | HPS | 1 | 200 | [25 empty] | 2025-05-05 14:33 | NULL | 0 | 2025-05-05 14:33 | mhurlow1 | 2018-05-09 16:55 | csonner | 2020-05-28 11:45 | No | No | No | No | No | Standing | None | None | None | No | No | No |  | No | 2025-05-05 14:33 | 2025-05-05 14:33 | ascott3 | 2025-05-05 14:33 | ascott3 | 2025-05-05 14:33 | No Photo Available | https://collectorweb.dot.state.oh.us/arcgis/rest/services/HIGHWAY_LIGHTING/HighwayLighting_Reference/FeatureServer/7/532049/attachments/ | http://data.mapchannels.com/dualmaps6/map.htm?lat=39.249116&lng=-84.364859
08 | HAMILTON | HAM | RA | 31162 |  | 0.02 |  | SHAMRA31162**C | HAM-31162-0.020 | 39.2495 | -84.3668 | 2025-12-31 | Active |  |  |  | State | HL0006189 | 2020-05-28 12:36 |  | State | n1 23 | Conventional | [14 empty] | No | No | No |  | HPS | 1 | 310 | [25 empty] | 2025-11-05 09:47 | NULL | 0 | 2025-11-05 09:47 | mhurlow1 | 2018-05-09 16:51 | csonner | 2020-05-28 12:39 | No | No | No | No | No | Standing | None | None | None | No | No | No |  | No | 2025-11-05 09:47 | 2025-11-05 09:47 | ascott3 | 2025-11-05 09:48 | ascott3 | 2025-11-05 09:48 | No Photo Available | No Photo Available | http://data.mapchannels.com/dualmaps6/map.htm?lat=39.249540&lng=-84.366787
08 | HAMILTON | HAM | RA | 31162 |  | 0.057 |  | SHAMRA31162**C | HAM-31162-0.057 | 39.249 | -84.3667 | 2025-12-31 | Active |  |  |  | State | HL0003172 | 2020-05-28 12:40 |  | State | n1 22 | Conventional | [14 empty] | No | No | No |  | HPS | 1 | 200 | [25 empty] | 2025-11-05 09:47 | NULL | 0 | 2025-11-05 09:47 | mhurlow1 | 2018-05-09 16:49 | csonner | 2020-05-28 12:42 | No | No | No | No | No | Standing | None | None | None | No | No | No |  | No | 2025-11-05 09:47 | 2025-11-05 09:47 | ascott3 | 2025-11-05 09:48 | ascott3 | 2025-11-05 09:48 | No Photo Available | No Photo Available | http://data.mapchannels.com/dualmaps6/map.htm?lat=39.248994&lng=-84.366682
08 | HAMILTON | HAM | RA | 31162 |  | 0.098 |  | SHAMRA31162**C | HAM-31162-0.098 | 39.2484 | -84.3664 | 2025-12-31 | Active |  |  |  | State | HL0017097 | 2020-05-28 12:43 |  | State | n1 21 | Conventional | [14 empty] | No | No | No |  | HPS | 1 | 200 | [25 empty] | 2025-11-05 09:48 | NULL | 0 | 2025-11-05 09:48 | mhurlow1 | 2018-05-09 16:40 | csonner | 2020-05-28 12:48 | No | No | No | No | No | Standing | None | None | None | No | No | No | Top | No | 2025-11-05 09:48 | 2025-11-05 09:48 | ascott3 | 2025-11-05 09:48 | ascott3 | 2025-11-05 09:48 | No Photo Available | No Photo Available | http://data.mapchannels.com/dualmaps6/map.htm?lat=39.248438&lng=-84.366441
08 | HAMILTON | HAM | RA | 31162 |  | 0.138 |  | SHAMRA31162**C | HAM-31162-0.138 | 39.2479 | -84.3663 | 2025-12-31 | Active |  |  |  | State | HL0024664 | 2020-05-28 12:48 |  | State | n1 20 | Conventional | [14 empty] | No | No | No |  | HPS | 1 | 200 | [25 empty] | 2025-11-05 09:48 | NULL | 0 | 2025-11-05 09:48 | mhurlow1 | 2018-05-09 16:40 | csonner | 2020-05-28 12:51 | No | No | No | No | No | Standing | None | None | None | No | No | No |  | No | 2025-11-05 09:48 | 2025-11-05 09:48 | ascott3 | 2025-11-05 09:49 | ascott3 | 2025-11-05 09:49 | No Photo Available | No Photo Available | http://data.mapchannels.com/dualmaps6/map.htm?lat=39.247883&lng=-84.366288
08 | HAMILTON | HAM | RA | 31162 |  | 0.18 |  | SHAMRA31162**C | HAM-31162-0.180 | 39.2473 | -84.3662 | 2025-12-31 | Active |  |  |  | State | HL0025110 | 2020-05-28 12:52 |  | State | n1 19 | Conventional | [14 empty] | No | No | No |  | HPS | 1 | 200 | [25 empty] | 2025-11-05 09:49 | NULL | 0 | 2025-11-05 09:49 | mhurlow1 | 2018-05-09 16:40 | csonner | 2020-05-28 12:55 | No | No | No | No | No | Standing | None | None | None | No | No | No |  | No | 2025-11-05 09:49 | 2025-11-05 09:49 | ascott3 | 2025-11-05 09:49 | ascott3 | 2025-11-05 09:49 | No Photo Available | No Photo Available | http://data.mapchannels.com/dualmaps6/map.htm?lat=39.247285&lng=-84.366194
08 | HAMILTON | HAM | RA | 31162 |  | 0.219 |  | SHAMRA31162**C | HAM-31162-0.219 | 39.2467 | -84.3662 | 2025-12-31 | Active |  |  |  | State | HL0024249 | 2020-05-28 12:55 |  | State | n1 18 | Conventional | [14 empty] | No | No | No |  | HPS | 1 | 200 | [25 empty] | 2025-11-05 09:49 | NULL | 0 | 2025-11-05 09:49 | mhurlow1 | 2018-05-09 16:37 | csonner | 2020-05-28 12:59 | No | No | No | No | No | Standing | None | None | None | No | No | No |  | No | 2025-11-05 09:49 | 2025-11-05 09:49 | ascott3 | 2025-11-05 09:49 | ascott3 | 2025-11-05 09:49 | No Photo Available | No Photo Available | http://data.mapchannels.com/dualmaps6/map.htm?lat=39.246720&lng=-84.366181
08 | HAMILTON | HAM | RA | 31162 |  | 0.252 |  | SHAMRA31162**C | HAM-31162-0.252 | 39.2462 | -84.3662 | 2025-12-31 | Active |  |  |  | State | HL0014119 | 2020-05-28 12:59 |  | State | n1 17 | Conventional | [14 empty] | No | No | No |  | HPS | 1 | 400 | [25 empty] | 2025-11-05 09:49 | NULL | 0 | 2025-11-05 09:49 | mhurlow1 | 2018-05-09 16:37 | csonner | 2020-05-28 13:02 | No | No | No | No | No | Standing | None | None | None | No | No | No |  | No | 2025-11-05 09:49 | 2025-11-05 09:49 | ascott3 | 2025-11-05 09:50 | ascott3 | 2025-11-05 09:50 | No Photo Available | No Photo Available | http://data.mapchannels.com/dualmaps6/map.htm?lat=39.246244&lng=-84.366210
08 | HAMILTON | HAM | RA | 31163 |  | 0.013 |  | SHAMRA31163**C | HAM-31163-0.013 | 39.2495 | -84.3648 | 2025-12-31 | Active |  |  |  | State | HL0017138 |  |  | State | N28 | Conventional | [14 empty] | No | No | No |  | HPS | 1 | [26 empty] | 2021-07-12 18:36 | NULL |  |  | mhurlow1 | 2018-05-09 16:57 | mneeley | 2025-11-05 09:40 | No | No | No | No | No | Standing | None | None | None | No | No | No |  |  | 2021-07-12 18:36 |  | odotonline\rdixon5 | 2021-07-12 18:36 | odotonline\rdixon5 | 2021-07-12 18:36 | No Photo Available | No Photo Available | http://data.mapchannels.com/dualmaps6/map.htm?lat=39.249528&lng=-84.364812
08 | HAMILTON | HAM | RA | 31163 |  | 0.055 |  | SHAMRA31163**C | HAM-31163-0.055 | 39.2502 | -84.3648 | 2025-12-31 | Active |  |  |  | State | HL0021997 |  |  | State | n27 | Conventional | [14 empty] | No | No | No |  | HPS | 1 | 310 | [25 empty] | 2025-11-05 10:06 | NULL |  |  | mhurlow1 | 2018-05-09 17:13 | mneeley | 2025-11-05 09:40 | No | No | No | No | No | Standing | None | None | None | No | No | No |  | No | 2025-11-05 10:06 |  | mneeley | 2025-11-05 10:07 | mneeley | 2025-11-05 10:07 | No Photo Available | No Photo Available | http://data.mapchannels.com/dualmaps6/map.htm?lat=39.250151&lng=-84.364802
08 | HAMILTON | HAM | RA | 31163 |  | 0.09 |  | SHAMRA31163**C | HAM-31163-0.090 | 39.2507 | -84.3648 | 2025-12-31 | Active |  |  |  | State | HL0012096 | 2020-05-28 11:50 |  | State | n26 | Conventional | [14 empty] | No | No | No |  | HPS | 1 | 200 | [25 empty] | 2025-11-05 10:07 | NULL | 0 |  | mhurlow1 | 2018-05-09 17:13 | mneeley | 2025-11-05 09:40 | No | No | No | No | No | Standing | None | None | None | No | No | No |  | No | 2025-11-05 10:07 |  | mneeley | 2025-11-05 10:07 | mneeley | 2025-11-05 10:07 | No Photo Available | No Photo Available | http://data.mapchannels.com/dualmaps6/map.htm?lat=39.250656&lng=-84.364835
08 | HAMILTON | HAM | RA | 31163 |  | 0.128 |  | SHAMRA31163**C | HAM-31163-0.128 | 39.2512 | -84.3648 | 2025-12-31 | Active |  |  |  | State | HL0010316 | 2020-05-28 11:55 |  | State | n25 | Conventional | [14 empty] | No | No | No |  | HPS | 1 | 200 | [25 empty] | 2025-11-05 10:07 | NULL | 0 |  | mhurlow1 | 2018-05-09 17:14 | mneeley | 2025-11-05 09:39 | No | No | No | No | No | Standing | None | None | None | No | No | No |  | No | 2025-11-05 10:07 |  | mneeley | 2025-11-05 10:07 | mneeley | 2025-11-05 10:07 | No Photo Available | No Photo Available | http://data.mapchannels.com/dualmaps6/map.htm?lat=39.251199&lng=-84.364818
08 | HAMILTON | HAM | RA | 31163 |  | 0.163 |  | SHAMRA31163**C | HAM-31163-0.163 | 39.2517 | -84.3648 | 2025-12-31 | Active |  |  |  | State | HL0002427 | 2020-05-28 11:58 |  | State | n24 | Conventional | [14 empty] | No | No | No |  | HPS | 1 | 200 | [25 empty] | 2025-11-05 10:07 | NULL | 0 |  | mhurlow1 | 2018-05-09 17:14 | csonner | 2020-05-28 11:59 | No | No | No | No | No | Standing | None | None | None | No | No | No |  | No | 2025-11-05 10:07 |  | mneeley | 2025-11-05 10:08 | mneeley | 2025-11-05 10:08 | No Photo Available | No Photo Available | http://data.mapchannels.com/dualmaps6/map.htm?lat=39.251705&lng=-84.364759
08 | HAMILTON | HAM | RA | 31163 |  | 0.205 |  | SHAMRA31163**C | HAM-31163-0.205 | 39.2523 | -84.3646 | 2025-12-31 | Active |  |  |  | State | HL0025991 | 2020-05-28 11:59 |  | State | n23 | Conventional | [14 empty] | No | No | No |  | HPS | 1 | 200 | [25 empty] | 2025-11-05 10:07 | NULL | 0 |  | mhurlow1 | 2018-05-09 17:15 | csonner | 2020-05-28 12:03 | No | No | No | No | No | Standing | None | None | None | No | No | No |  | No | 2025-11-05 10:07 |  | mneeley | 2025-11-05 10:08 | mneeley | 2025-11-05 10:08 | No Photo Available | No Photo Available | http://data.mapchannels.com/dualmaps6/map.htm?lat=39.252288&lng=-84.364599
08 | HAMILTON | HAM | RA | 31164 |  | 0.007 |  | SHAMRA31164**C | HAM-31164-0.007 | 39.2017 | -84.3733 | 2025-12-31 | Active |  |  |  | State | HL0022745 | 2020-05-29 14:51 |  | State | a3m18 | Conventional | [14 empty] | No | No | No |  | HPS | 1 | 200 | [25 empty] | 2025-05-07 15:02 | NULL | 0 | 2025-05-07 15:02 | mhurlow1 | 2018-05-08 18:54 | csonner | 2020-05-29 14:51 | No | No | No | No | No | Standing | None | None | None | No | No | No |  | No | 2025-05-07 15:02 | 2025-05-07 15:02 | ascott3 | 2025-05-07 15:02 | ascott3 | 2025-05-07 15:02 | No Photo Available | https://collectorweb.dot.state.oh.us/arcgis/rest/services/HIGHWAY_LIGHTING/HighwayLighting_Reference/FeatureServer/7/545568/attachments/ | http://data.mapchannels.com/dualmaps6/map.htm?lat=39.201694&lng=-84.373286
08 | HAMILTON | HAM | RA | 31164 |  | 0.028 |  | SHAMRA31164**C | HAM-31164-0.028 | 39.202 | -84.3729 | 2025-12-31 | Active |  |  |  | State | HL0012297 | 2020-05-08 16:23 |  | State | 3-M-17 | Conventional | [7 empty] | 1 | [6 empty] | No | No | No |  | HPS | 1 | 200 | [25 empty] | 2025-11-05 11:22 | NULL | 0 | 2025-11-05 11:22 | mhurlow1 | 2018-05-09 12:49 | dturner | 2020-05-08 16:24 | No | No | No | No | No | Standing | None | None | None | No | No | No |  | No | 2025-11-05 11:22 | 2025-11-05 11:22 | ascott3 | 2025-11-05 11:23 | ascott3 | 2025-11-05 11:23 | No Photo Available | No Photo Available | http://data.mapchannels.com/dualmaps6/map.htm?lat=39.201974&lng=-84.372945
08 | HAMILTON | HAM | RA | 31164 |  | 0.052 |  | SHAMRA31164**C | HAM-31164-0.052 | 39.2023 | -84.373 | 2025-12-31 | Active |  |  |  | State | HL0022890 | 2020-05-08 16:43 |  | State | 3-M-1 | Conventional | [7 empty] | 1 | [6 empty] | No | No | No |  | HPS | 1 | 200 | [25 empty] | 2025-11-05 11:23 | NULL | 0 | 2025-11-05 11:23 | mhurlow1 | 2018-05-09 12:52 | ascott3 | 2025-05-07 15:37 | No | No | No | No | No | Standing | None | None | None | No | No | No |  | No | 2025-11-05 11:23 | 2025-11-05 11:23 | ascott3 | 2025-11-05 11:23 | ascott3 | 2025-11-05 11:23 | No Photo Available | No Photo Available | http://data.mapchannels.com/dualmaps6/map.htm?lat=39.202316&lng=-84.372958
08 | HAMILTON | HAM | RA | 31164 |  | 0.089 |  | SHAMRA31164**C | HAM-31164-0.089 | 39.2028 | -84.3728 | 2025-12-31 | Active |  |  |  | State | HL0011575 | 2020-05-08 16:54 |  | State | 3-M-15 | Conventional | [7 empty] | 1 | [6 empty] | No | No | No |  | HPS | 1 | 310 | [25 empty] | 2025-11-05 11:23 | NULL | 0 | 2025-11-05 11:23 | mhurlow1 | 2018-05-09 12:50 | dturner | 2020-05-08 16:54 | No | No | No | No | No | Standing | None | None | None | No | No | No |  | No | 2025-11-05 11:23 | 2025-11-05 11:23 | ascott3 | 2025-11-05 11:23 | ascott3 | 2025-11-05 11:23 | No Photo Available | No Photo Available | http://data.mapchannels.com/dualmaps6/map.htm?lat=39.202840&lng=-84.372812
08 | HAMILTON | HAM | RA | 31164 |  | 0.115 |  | SHAMRA31164**C | HAM-31164-0.115 | 39.2032 | -84.3728 | 2025-12-31 | Active |  |  |  | State | HL0003100 | 2020-05-28 18:40 |  | State | A1-M11 | Conventional | No |  | AT | A |  |  |  | 1 |  |  |  |  | No | No | No | No | No |  | LED | 1 |  | 77 | 12,000 - 15,999 | No |  |  |  | 480 L-L | [18 empty] | 2026-07-31 15:03 | NULL |  |  | mhurlow1 | 2018-05-09 13:12 | jritchie2 | 2026-06-18 15:40 | No | No | No | No | No | Standing | None | None | None | No | No | No | Needs A lamp | Yes | 2026-07-31 15:03 |  | ascott3 | 2026-07-31 15:04 | ascott3 | 2026-07-31 15:04 | No Photo Available | No Photo Available | http://data.mapchannels.com/dualmaps6/map.htm?lat=39.203239&lng=-84.372844
08 | HAMILTON | HAM | RA | 31164 |  | 0.129 |  | SHAMRA31164**C | HAM-31164-0.129 | 39.2034 | -84.3726 | 2025-12-31 | Active |  |  |  | State | HL0010741 | 2020-05-08 17:07 |  | State | 3-M-7 | Conventional | [7 empty] | 1 | [6 empty] | No | No | No |  | HPS | 1 | 200 | [25 empty] | 2025-11-05 11:23 | NULL | 0 | 2025-11-05 11:23 | mhurlow1 | 2018-05-09 12:55 | dturner | 2020-05-08 17:08 | No | No | No | No | No | Standing | None | None | None | No | No | No |  | No | 2025-11-05 11:23 | 2025-11-05 11:23 | ascott3 | 2025-11-05 11:24 | ascott3 | 2025-11-05 11:24 | No Photo Available | No Photo Available | http://data.mapchannels.com/dualmaps6/map.htm?lat=39.203378&lng=-84.372604
08 | HAMILTON | HAM | RA | 31164 |  | 0.151 |  | SHAMRA31164**C | HAM-31164-0.151 | 39.2037 | -84.3725 | 2025-12-31 | Active |  |  |  | State | HL0000386 | 2020-05-08 17:19 |  | State | 3-M-8 | Conventional | [7 empty] | 1 | [6 empty] | No | No | No |  | HPS | 1 | 200 | [25 empty] | 2025-11-05 11:23 | NULL | 0 | 2025-11-05 11:23 | mhurlow1 | 2018-05-09 12:55 | dturner | 2020-05-08 17:20 | No | No | No | No | No | Standing | None | None | None | No | No | No |  | No | 2025-11-05 11:23 | 2025-11-05 11:23 | ascott3 | 2025-11-05 11:24 | ascott3 | 2025-11-05 11:24 | No Photo Available | No Photo Available | http://data.mapchannels.com/dualmaps6/map.htm?lat=39.203690&lng=-84.372467
08 | HAMILTON | HAM | RA | 31164 |  | 0.178 |  | SHAMRA31164**C | HAM-31164-0.178 | 39.2041 | -84.3724 | 2025-12-31 | Active |  |  |  | State | HL0018097 | 2020-05-08 17:33 |  | State | 3-M-5 | Conventional | [7 empty] | 1 | [6 empty] | No | No | No |  | HPS | 1 | 200 | [25 empty] | 2025-11-05 11:24 | NULL | 0 | 2025-11-05 11:24 | mhurlow1 | 2018-05-09 12:56 | dturner | 2020-05-08 17:34 | No | No | No | No | No | Standing | None | None | None | No | No | No |  | No | 2025-11-05 11:24 | 2025-11-05 11:24 | ascott3 | 2025-11-05 11:24 | ascott3 | 2025-11-05 11:24 | No Photo Available | No Photo Available | http://data.mapchannels.com/dualmaps6/map.htm?lat=39.204080&lng=-84.372351
08 | HAMILTON | HAM | RA | 31164 |  | 0.207 |  | SHAMRA31164**C | HAM-31164-0.207 | 39.2045 | -84.3722 | 2025-12-31 | Active |  |  |  | State | HL0008640 | 2020-05-29 16:23 |  | State | 3m15 | Conventional | [14 empty] | No | No | No |  | HPS | 1 | 400 | [25 empty] | 2025-11-05 11:24 | NULL | 0 | 2025-11-05 11:24 | mhurlow1 | 2018-05-09 12:56 | csonner | 2020-05-29 16:33 | No | No | No | No | No | Standing | None | None | None | No | No | No |  | No | 2025-11-05 11:24 | 2025-11-05 11:24 | ascott3 | 2025-11-05 11:24 | ascott3 | 2025-11-05 11:24 | No Photo Available | No Photo Available | http://data.mapchannels.com/dualmaps6/map.htm?lat=39.204471&lng=-84.372193
08 | HAMILTON | HAM | RA | 31164 |  | 0.235 |  | SHAMRA31164**C | HAM-31164-0.235 | 39.2049 | -84.372 | 2025-12-31 | Active |  |  |  | State | HL0022281 | 2020-05-29 16:24 |  | State | 3m16 | Conventional | [14 empty] | No | No | No |  | HPS | 1 | 400 | [25 empty] | 2025-11-05 11:24 | NULL | 0 | 2025-11-05 11:24 | mhurlow1 | 2018-05-09 12:57 | csonner | 2020-05-29 16:32 | No | No | No | No | No | Standing | None | None | None | No | No | No |  | No | 2025-11-05 11:24 | 2025-11-05 11:24 | ascott3 | 2025-11-05 11:24 | ascott3 | 2025-11-05 11:24 | No Photo Available | No Photo Available | http://data.mapchannels.com/dualmaps6/map.htm?lat=39.204864&lng=-84.372046
08 | HAMILTON | HAM | RA | 31164 |  | 0.267 |  | SHAMRA31164**C | HAM-31164-0.267 | 39.2053 | -84.3719 | 2025-12-31 | Active |  |  |  | State | HL0002586 | 2020-05-29 16:28 |  | State | 3m17 | Conventional | [14 empty] | No | No | No |  | HPS | 1 | 200 | [25 empty] | 2025-11-05 11:24 | NULL | 0 | 2025-11-05 11:24 | mhurlow1 | 2018-05-09 12:58 | csonner | 2020-05-29 16:32 | No | No | No | No | No | Standing | None | None | None | No | No | No |  | No | 2025-11-05 11:24 | 2025-11-05 11:24 | ascott3 | 2025-11-05 11:25 | ascott3 | 2025-11-05 11:25 | No Photo Available | No Photo Available | http://data.mapchannels.com/dualmaps6/map.htm?lat=39.205321&lng=-84.371875
08 | HAMILTON | HAM | RA | 31166 |  | 0.009 |  | SHAMRA31166**C | HAM-31166-0.009 | 39.2048 | -84.3727 | 2025-12-31 | Active |  |  |  | State | HL0026623 | 2020-05-28 14:52 |  | State | 4m9 | Conventional | [14 empty] | No | No | No |  | HPS | 1 | 250 | [25 empty] | 2025-11-05 11:12 | NULL | 0 | 2025-11-05 11:12 | mhurlow1 | 2018-05-09 13:39 | csonner | 2020-05-28 14:53 | No | No | No | No | No | Standing | None | None | None | No | No | No |  | No | 2025-11-05 11:12 | 2025-11-05 11:12 | ascott3 | 2025-11-05 11:13 | ascott3 | 2025-11-05 11:13 | No Photo Available | No Photo Available | http://data.mapchannels.com/dualmaps6/map.htm?lat=39.204813&lng=-84.372688
08 | HAMILTON | HAM | RA | 31166 |  | 0.041 |  | SHAMRA31166**C | HAM-31166-0.041 | 39.2044 | -84.3729 | 2025-12-31 | Active |  |  |  | State | HL0018640 | 2020-05-28 14:53 |  | State | 4m8 | Conventional | [14 empty] | No | No | No |  | HPS | 1 | 200 | [25 empty] | 2025-11-05 11:13 | NULL | 0 | 2025-11-05 11:13 | mhurlow1 | 2018-05-09 13:38 | csonner | 2020-05-28 14:59 | No | No | No | No | No | Standing | None | None | None | No | No | No |  | No | 2025-11-05 11:13 | 2025-11-05 11:13 | ascott3 | 2025-11-05 11:13 | ascott3 | 2025-11-05 11:13 | No Photo Available | No Photo Available | http://data.mapchannels.com/dualmaps6/map.htm?lat=39.204362&lng=-84.372884
08 | HAMILTON | HAM | RA | 31166 |  | 0.074 |  | SHAMRA31166**C | HAM-31166-0.074 | 39.2039 | -84.3731 | 2025-12-31 | Active |  |  |  | State | HL0015619 | 2020-05-28 14:58 |  | State | 4m7 | Conventional | [14 empty] | No | No | No |  | HPS | 1 | 310 | [25 empty] | 2025-11-05 11:13 | NULL | 0 | 2025-11-05 11:13 | mhurlow1 | 2018-05-09 13:38 | csonner | 2020-05-28 15:06 | No | No | No | No | No | Standing | None | None | None | No | No | No |  | No | 2025-11-05 11:13 | 2025-11-05 11:13 | ascott3 | 2025-11-05 11:14 | ascott3 | 2025-11-05 11:14 | No Photo Available | No Photo Available | http://data.mapchannels.com/dualmaps6/map.htm?lat=39.203907&lng=-84.373090
08 | HAMILTON | HAM | RA | 31166 |  | 0.107 |  | SHAMRA31166**C | HAM-31166-0.107 | 39.2035 | -84.3733 | 2025-12-31 | Active |  |  |  | State | HL0020130 | 2020-05-28 15:05 |  | State | 4m6 | Conventional | [14 empty] | No | No | No |  | HPS | 1 | 400 | [25 empty] | 2025-11-05 11:13 | NULL | 0 | 2025-11-05 11:13 | mhurlow1 | 2018-05-09 13:37 | csonner | 2020-05-28 15:06 | No | No | No | No | No | Standing | None | None | None | No | No | No |  | No | 2025-11-05 11:13 | 2025-11-05 11:13 | ascott3 | 2025-11-05 11:14 | ascott3 | 2025-11-05 11:14 | No Photo Available | No Photo Available | http://data.mapchannels.com/dualmaps6/map.htm?lat=39.203458&lng=-84.373310
08 | HAMILTON | HAM | RA | 31166 |  | 0.14 |  | SHAMRA31166**C | HAM-31166-0.140 | 39.203 | -84.3736 | 2025-12-31 | Active |  |  |  | State | HL0003069 | 2020-05-28 15:11 |  | State | 4m5 | Conventional | [14 empty] | No | No | No |  | HPS | 1 | 200 | [25 empty] | 2025-11-05 11:14 | NULL | 0 | 2025-11-05 11:14 | mhurlow1 | 2018-05-09 13:13 | csonner | 2020-05-28 15:11 | No | No | No | No | No | Standing | None | None | None | No | No | No |  | No | 2025-11-05 11:14 | 2025-11-05 11:14 | ascott3 | 2025-11-05 11:14 | ascott3 | 2025-11-05 11:14 | No Photo Available | No Photo Available | http://data.mapchannels.com/dualmaps6/map.htm?lat=39.203048&lng=-84.373574
08 | HAMILTON | HAM | RA | 31166 |  | 0.162 |  | SHAMRA31166**C | HAM-31166-0.162 | 39.2027 | -84.3736 | 2025-12-31 | Active |  |  |  | State | HL0009370 | 2020-05-29 13:41 |  | State | a4m4 | Conventional | [14 empty] | No | No | No |  | HPS | 1 | 200 | [25 empty] | 2025-11-05 11:15 | NULL | 0 | 2025-11-05 11:16 | mhurlow1 | 2018-05-09 13:14 | csonner | 2020-05-29 13:41 | No | No | No | No | No | Standing | None | None | None | No | No | No |  | No | 2025-11-05 11:15 | 2025-11-05 11:16 | ascott3 | 2025-11-05 11:16 | ascott3 | 2025-11-05 11:16 | No Photo Available | No Photo Available | http://data.mapchannels.com/dualmaps6/map.htm?lat=39.202703&lng=-84.373633
08 | HAMILTON | HAM | RA | 31166 |  | 0.179 |  | SHAMRA31166**C | HAM-31166-0.179 | 39.2026 | -84.374 | 2025-12-31 | Active |  |  |  | State | HL0001689 | 2020-05-28 15:14 |  | State | 4m15 | Conventional | [14 empty] | No | No | No |  | HPS | 1 | 200 | [25 empty] | 2025-11-05 11:14 | NULL | 0 | 2025-11-05 11:14 | mhurlow1 | 2018-05-09 13:08 | csonner | 2020-05-28 15:15 | No | No | No | No | No | Standing | None | None | None | No | No | No |  | No | 2025-11-05 11:14 | 2025-11-05 11:14 | ascott3 | 2025-11-05 11:15 | ascott3 | 2025-11-05 11:15 | No Photo Available | No Photo Available | http://data.mapchannels.com/dualmaps6/map.htm?lat=39.202617&lng=-84.374028
08 | HAMILTON | HAM | RA | 31166 |  | 0.217 |  | SHAMRA31166**C | HAM-31166-0.217 | 39.2022 | -84.3744 | 2025-12-31 | Active |  |  |  | State | HL0021745 | 2020-05-28 15:18 |  | State | 4m14 | Conventional | [14 empty] | No | No | No |  | HPS | 1 | 200 | [25 empty] | 2025-11-05 11:15 | NULL | 0 | 2025-11-05 11:15 | mhurlow1 | 2018-05-09 13:07 | csonner | 2020-05-28 15:19 | No | No | No | No | No | Standing | None | None | None | No | No | No |  | No | 2025-11-05 11:15 | 2025-11-05 11:15 | ascott3 | 2025-11-05 11:15 | ascott3 | 2025-11-05 11:15 | No Photo Available | No Photo Available | http://data.mapchannels.com/dualmaps6/map.htm?lat=39.202176&lng=-84.374446
08 | HAMILTON | HAM | RA | 31166 |  | 0.253 |  | SHAMRA31166**C | HAM-31166-0.253 | 39.2017 | -84.3748 | 2025-12-31 | Active |  |  |  | State | HL0020756 | 2020-05-28 15:23 |  | State | 4m13 | Conventional | [14 empty] | No | No | No |  | HPS | 1 | 200 | [25 empty] | 2025-11-05 11:15 | NULL | 0 | 2025-11-05 11:15 | mhurlow1 | 2018-05-09 13:06 | ascott3 | 2025-05-07 13:32 | No | No | No | No | No | Standing | None | None | None | No | No | No |  | No | 2025-11-05 11:15 | 2025-11-05 11:15 | ascott3 | 2025-11-05 11:15 | ascott3 | 2025-11-05 11:15 | No Photo Available | No Photo Available | http://data.mapchannels.com/dualmaps6/map.htm?lat=39.201714&lng=-84.374850
08 | HAMILTON | HAM | RA | 31166 |  | 0.29 |  | SHAMRA31166**C | HAM-31166-0.290 | 39.2012 | -84.375 | 2025-12-31 | Active |  |  |  | State | HL0012681 | 2020-05-28 15:27 |  | State | 4m16 | Conventional | [14 empty] | No | No | No |  | HPS | 1 | 200 | [25 empty] | 2025-11-05 09:52 | NULL | 0 | 2025-11-05 09:52 | mhurlow1 | 2018-05-09 13:05 | csonner | 2020-05-28 15:29 | No | No | No | No | No | Standing | None | None | None | No | No | No |  | No | 2025-11-05 09:52 | 2025-11-05 09:52 | ascott3 | 2025-11-05 09:52 | ascott3 | 2025-11-05 09:52 | No Photo Available | No Photo Available | http://data.mapchannels.com/dualmaps6/map.htm?lat=39.201189&lng=-84.375031
08 | HAMILTON | HAM | RA | 31167 |  | 0.012 |  | SHAMRA31167**C | HAM-31167-0.012 | 39.1977 | -84.3755 | 2025-12-31 | Active |  |  |  | State | HL0016689 | 2020-05-08 14:24 |  | State | 1-M-8 | Conventional | [7 empty] | 1 | [6 empty] | No | No | No |  | HPS | 1 | 200 | [25 empty] | 2025-11-05 10:25 | NULL | 0 |  | mhurlow1 | 2018-05-08 18:43 | dturner | 2020-05-08 14:25 | No | No | No | No | No | Standing | None | None | None | No | No | No |  | No | 2025-11-05 10:25 |  | mneeley | 2025-11-05 10:25 | mneeley | 2025-11-05 10:25 | No Photo Available | No Photo Available | http://data.mapchannels.com/dualmaps6/map.htm?lat=39.197658&lng=-84.375520
08 | HAMILTON | HAM | RA | 31167 |  | 0.043 |  | SHAMRA31167**C | HAM-31167-0.043 | 39.1981 | -84.3753 | 2025-12-31 | Active |  |  |  | State | HL0002667 | 2020-05-08 14:39 |  | State | 1-M-7 | Conventional | [7 empty] | 1 | [6 empty] | No | No | No |  | HPS | 1 | 200 | [25 empty] | 2025-11-05 10:25 | NULL | 0 |  | mhurlow1 | 2018-05-08 18:44 | dturner | 2020-05-08 14:40 | No | No | No | No | No | Standing | None | None | None | No | No | No |  | No | 2025-11-05 10:25 |  | mneeley | 2025-11-05 10:25 | mneeley | 2025-11-05 10:25 | No Photo Available | No Photo Available | http://data.mapchannels.com/dualmaps6/map.htm?lat=39.198083&lng=-84.375277
08 | HAMILTON | HAM | RA | 31167 |  | 0.078 |  | SHAMRA31167**C | HAM-31167-0.078 | 39.1986 | -84.375 | 2025-12-31 | Active |  |  |  | State | HL0023519 | 2020-05-08 14:47 |  | State | 1-M-6 | Conventional | [7 empty] | 1 | [6 empty] | No | No | No |  | HPS | 1 | 200 | [25 empty] | 2025-11-05 10:25 | NULL | 0 |  | mhurlow1 | 2018-05-08 18:45 | dturner | 2020-05-08 14:47 | No | No | No | No | No | Standing | None | None | None | No | No | No |  | No | 2025-11-05 10:25 |  | mneeley | 2025-11-05 10:26 | mneeley | 2025-11-05 10:26 | No Photo Available | No Photo Available | http://data.mapchannels.com/dualmaps6/map.htm?lat=39.198551&lng=-84.375039
08 | HAMILTON | HAM | RA | 31167 |  | 0.109 |  | SHAMRA31167**C | HAM-31167-0.109 | 39.199 | -84.3748 | 2025-12-31 | Active |  |  |  | State | HL0018145 | 2020-05-08 15:03 |  | State | 1-M-5 | Conventional | [7 empty] | 1 | [6 empty] | No | No | No |  | HPS | 1 | 310 | [25 empty] | 2025-11-05 10:25 | NULL | 0 |  | mhurlow1 | 2018-05-08 18:46 | dturner | 2020-05-08 15:03 | No | No | No | No | No | Standing | None | None | None | No | No | No |  | No | 2025-11-05 10:25 |  | mneeley | 2025-11-05 10:26 | mneeley | 2025-11-05 10:26 | No Photo Available | No Photo Available | http://data.mapchannels.com/dualmaps6/map.htm?lat=39.198968&lng=-84.374833
08 | HAMILTON | HAM | RA | 31167 |  | 0.143 |  | SHAMRA31167**C | HAM-31167-0.143 | 39.1994 | -84.3746 | 2025-12-31 | Active |  |  |  | State | HL0013063 | 2020-05-08 15:10 |  | State | 1-M-4 | Conventional | [7 empty] | 1 | [6 empty] | No | No | No |  | HPS | 1 | 200 | [25 empty] | 2025-11-05 10:26 | NULL | 0 |  | mhurlow1 | 2018-05-08 18:47 | dturner | 2020-05-08 15:18 | No | No | No | No | No | Standing | None | None | None | No | No | No |  | No | 2025-11-05 10:26 |  | mneeley | 2025-11-05 10:26 | mneeley | 2025-11-05 10:26 | No Photo Available | No Photo Available | http://data.mapchannels.com/dualmaps6/map.htm?lat=39.199405&lng=-84.374572
08 | HAMILTON | HAM | RA | 31167 |  | 0.184 |  | SHAMRA31167**C | HAM-31167-0.184 | 39.1999 | -84.3742 | 2025-12-31 | Active |  |  |  | State | HL0002404 | 2020-05-08 15:19 |  | State | 1-M-9 | Conventional | [7 empty] | 1 | [6 empty] | No | No | No |  | HPS | 1 | 200 | [25 empty] | 2025-11-02 10:08 | NULL | 0 | 2025-11-02 10:08 | mhurlow1 | 2018-05-08 18:49 | dturner | 2020-05-08 15:20 | No | No | No | No | No | Standing | None | None | None | No | No | No |  | No | 2025-11-02 10:08 | 2025-11-02 10:08 | ascott3 | 2025-11-05 10:09 | ascott3 | 2025-11-05 10:09 | No Photo Available | No Photo Available | http://data.mapchannels.com/dualmaps6/map.htm?lat=39.199905&lng=-84.374174
08 | HAMILTON | HAM | RA | 31167 |  | 0.22 |  | SHAMRA31167**C | HAM-31167-0.220 | 39.2003 | -84.3737 | 2025-12-31 | Active |  |  |  | State | HL0003555 | 2020-05-08 15:27 |  | State | 1-M-10 | Conventional | [7 empty] | 1 | [6 empty] | No | No | No |  | HPS | 1 | 400 | [25 empty] | 2025-11-05 10:08 | NULL | 0 | 2025-11-05 10:08 | mhurlow1 | 2018-05-08 18:49 | dturner | 2020-05-08 15:28 | No | No | No | No | No | Standing | None | None | None | No | No | No |  | No | 2025-11-05 10:08 | 2025-11-05 10:08 | ascott3 | 2025-11-05 10:09 | ascott3 | 2025-11-05 10:09 | No Photo Available | No Photo Available | http://data.mapchannels.com/dualmaps6/map.htm?lat=39.200293&lng=-84.373737
08 | HAMILTON | HAM | RA | 31167 |  | 0.259 |  | SHAMRA31167**C | HAM-31167-0.259 | 39.2007 | -84.3732 | 2025-12-31 | Active |  |  |  | State | HL0007201 | 2020-05-08 15:37 |  | State | 1-M-11 | Conventional | [7 empty] | 1 | [6 empty] | No | No | No |  | HPS | 1 | 200 | [25 empty] | 2025-11-03 10:09 | NULL | 0 | 2025-11-03 10:09 | mhurlow1 | 2018-05-08 18:49 | dturner | 2020-05-08 15:37 | No | No | No | No | No | Standing | None | None | None | No | No | No |  | No | 2025-11-03 10:09 | 2025-11-03 10:09 | ascott3 | 2025-11-05 10:09 | ascott3 | 2025-11-05 10:09 | No Photo Available | No Photo Available | http://data.mapchannels.com/dualmaps6/map.htm?lat=39.200683&lng=-84.373190
08 | HAMILTON | HAM | RA | 31167 |  | 0.283 |  | SHAMRA31167**C | HAM-31167-0.283 | 39.201 | -84.373 | 2025-12-31 | Active |  |  |  | State | HL0000946 | 2020-05-29 14:35 |  | State | 1m12 | Conventional | [14 empty] | No | No | No |  | LED | 1 |  | 129 | 0 - 8,499 | [23 empty] | 2026-02-09 15:31 | NULL |  | 2026-02-09 15:31 | mhurlow1 | 2018-05-08 18:50 | ascott3 | 2025-02-25 15:27 | No | No | No | No | No | Standing | None | None | None | No | No | No | Good | No | 2026-02-09 15:31 | 2026-02-09 15:31 | csonner1 | 2026-02-09 15:32 | csonner1 | 2026-02-09 15:32 | No Photo Available | https://collectorweb.dot.state.oh.us/arcgis/rest/services/HIGHWAY_LIGHTING/HighwayLighting_Reference/FeatureServer/7/578133/attachments/ | http://data.mapchannels.com/dualmaps6/map.htm?lat=39.201016&lng=-84.372984
08 | HAMILTON | HAM | RA | 31167 |  | 0.306 |  | SHAMRA31167**C | HAM-31167-0.306 | 39.2014 | -84.3729 | 2025-12-31 | Active |  |  |  | State | HL0033800 | 2020-05-08 15:50 |  | State | 1-M-13 | Conventional | [7 empty] | 1 | [6 empty] | No | No | No |  | HPS | 1 | 200 | [25 empty] | 2025-11-05 10:09 | NULL | 0 | 2025-11-05 10:09 | dturner | 2020-05-08 15:51 | dturner | 2020-05-08 15:54 | No | No | No | No | No | Standing | None | None | None | No | No | No |  | No | 2025-11-05 10:09 | 2025-11-05 10:09 | ascott3 | 2025-11-05 10:10 | ascott3 | 2025-11-05 10:10 | No Photo Available | No Photo Available | http://data.mapchannels.com/dualmaps6/map.htm?lat=39.201398&lng=-84.372934
08 | HAMILTON | HAM | RA | 31168 |  | 0.032 |  | SHAMRA31168**C | HAM-31168-0.032 | 39.2004 | -84.3752 | 2025-12-31 | Active |  |  |  | State | HL0020150 | 2020-05-28 17:14 |  | State | 2m 11 | Conventional | [14 empty] | No | No | No |  | HPS | 1 | 200 | [25 empty] | 2025-11-05 09:53 | NULL | 0 | 2025-11-05 09:53 | mhurlow1 | 2018-05-08 18:53 | csonner | 2020-05-28 17:14 | No | No | No | No | No | Standing | None | None | None | No | No | No |  | No | 2025-11-05 09:53 | 2025-11-05 09:53 | ascott3 | 2025-11-05 09:54 | ascott3 | 2025-11-05 09:54 | No Photo Available | No Photo Available | http://data.mapchannels.com/dualmaps6/map.htm?lat=39.200428&lng=-84.375191
08 | HAMILTON | HAM | RA | 31168 |  | 0.07 |  | SHAMRA31168**C | HAM-31168-0.070 | 39.1999 | -84.3752 | 2025-12-31 | Active |  |  |  | State | HL0013668 | 2020-05-28 17:21 |  | State | a2m10 | Conventional | [14 empty] | No | No | No |  | LED | 1 |  | 129 | [24 empty] | 2025-11-05 09:53 | NULL |  | 2025-11-05 09:54 | mhurlow1 | 2018-05-08 18:53 | rdixon5 | 2025-07-09 02:20 | No | No | No | No | No | Standing | None | None | None | No | No | No |  | No | 2025-11-05 09:53 | 2025-11-05 09:54 | ascott3 | 2025-11-05 09:54 | ascott3 | 2025-11-05 09:54 | No Photo Available | No Photo Available | http://data.mapchannels.com/dualmaps6/map.htm?lat=39.199883&lng=-84.375235
08 | HAMILTON | HAM | RA | 31168 |  | 0.094 |  | SHAMRA31168**C | HAM-31168-0.094 | 39.1995 | -84.3753 | 2025-12-31 | Active |  |  |  | State | HL0026823 | 2020-05-28 17:23 |  | State | a2m10 | Conventional | [14 empty] | No | No | No |  | HPS | 1 | 200 | [25 empty] | 2025-11-05 09:54 | NULL | 0 | 2025-11-05 09:54 | mhurlow1 | 2018-05-08 18:52 | csonner | 2020-05-28 17:38 | No | No | No | No | No | Standing | None | None | None | No | No | No |  | No | 2025-11-05 09:54 | 2025-11-05 09:54 | ascott3 | 2025-11-05 09:54 | ascott3 | 2025-11-05 09:54 | No Photo Available | No Photo Available | http://data.mapchannels.com/dualmaps6/map.htm?lat=39.199531&lng=-84.375331
08 | HAMILTON | HAM | RA | 31168 |  | 0.119 |  | SHAMRA31168**C | HAM-31168-0.119 | 39.1992 | -84.3754 | 2025-12-31 | Active |  |  |  | State | HL0011972 | 2020-05-28 17:25 |  | State | a2m11 | Conventional | [14 empty] | No | No | No |  | HPS | 1 | 200 | [25 empty] | 2025-11-05 09:54 | NULL | 0 | 2025-11-05 09:54 | mhurlow1 | 2018-05-08 18:46 | csonner | 2020-05-28 17:37 | No | No | No | No | No | Standing | None | None | None | No | No | No |  | No | 2025-11-05 09:54 | 2025-11-05 09:54 | ascott3 | 2025-11-05 09:55 | ascott3 | 2025-11-05 09:55 | No Photo Available | No Photo Available | http://data.mapchannels.com/dualmaps6/map.htm?lat=39.199189&lng=-84.375443
08 | HAMILTON | HAM | RA | 31168 |  | 0.145 |  | SHAMRA31168**C | HAM-31168-0.145 | 39.1988 | -84.3756 | 2025-12-31 | Active |  |  |  | State | HL0023413 | 2020-05-28 17:30 |  | State | A2-M12 | Conventional | No |  | AT | A |  |  |  | 1 |  |  |  |  | No | No | No | No | No |  | LED | 1 |  | 120 | [24 empty] | 2026-08-04 17:41 | NULL |  |  | mhurlow1 | 2018-05-08 18:46 | jritchie2 | 2026-06-18 15:45 | No | No | No | No | No | Standing | None | None | None | No | No | No | Replace t-base again | Yes | 2026-08-04 17:41 |  | ascott3 | 2026-08-04 17:41 | ascott3 | 2026-08-04 17:41 | No Photo Available | https://collectorweb.dot.state.oh.us/arcgis/rest/services/HIGHWAY_LIGHTING/HighwayLighting_Reference/FeatureServer/7/594965/attachments/ | http://data.mapchannels.com/dualmaps6/map.htm?lat=39.198829&lng=-84.375577
08 | HAMILTON | HAM | RA | 31168 |  | 0.176 |  | SHAMRA31168**C | HAM-31168-0.176 | 39.1984 | -84.3758 | 2025-12-31 | Active |  |  |  | State | HL0024717 | 2020-05-28 17:34 |  | State | a2m13 | Conventional | [14 empty] | No | No | No |  | HPS | 1 | 200 | [25 empty] | 2025-11-05 09:54 | NULL | 0 | 2025-11-05 09:55 | mhurlow1 | 2018-05-08 18:45 | csonner | 2020-05-28 17:35 | No | No | No | No | No | Standing | None | None | None | No | No | No |  | No | 2025-11-05 09:54 | 2025-11-05 09:55 | ascott3 | 2025-11-05 09:55 | ascott3 | 2025-11-05 09:55 | No Photo Available | No Photo Available | http://data.mapchannels.com/dualmaps6/map.htm?lat=39.198402&lng=-84.375777
08 | HAMILTON | HAM | RA | 31168 |  | 0.209 |  | SHAMRA31168**C | HAM-31168-0.209 | 39.198 | -84.376 | 2025-12-31 | Active |  |  |  | State | HL0007125 | 2020-05-28 17:39 |  | State | a2m14 | Conventional | [14 empty] | No | No | No |  | HPS | 1 | 200 | [25 empty] | 2025-11-05 09:55 | NULL | 0 | 2025-11-05 09:55 | mhurlow1 | 2018-05-08 18:43 | csonner | 2020-05-28 17:40 | No | No | No | No | No | Standing | None | None | None | No | No | No |  | No | 2025-11-05 09:55 | 2025-11-05 09:55 | ascott3 | 2025-11-05 09:55 | ascott3 | 2025-11-05 09:55 | No Photo Available | No Photo Available | http://data.mapchannels.com/dualmaps6/map.htm?lat=39.197960&lng=-84.375984
08 | HAMILTON | HAM | RA | 31168 |  | 0.241 |  | SHAMRA31168**C | HAM-31168-0.241 | 39.1975 | -84.3762 | 2025-12-31 | Active |  |  |  | State | HL0020711 | 2020-05-28 18:04 |  | State | a2m15 | Conventional | [14 empty] | No | No | No |  | HPS | 1 | 200 | [25 empty] | 2025-11-05 09:55 | NULL | 0 | 2025-11-05 09:55 | mhurlow1 | 2018-05-08 18:42 | csonner | 2020-05-28 18:04 | No | No | No | No | No | Standing | None | None | None | No | No | No |  | No | 2025-11-05 09:55 | 2025-11-05 09:55 | ascott3 | 2025-11-05 09:56 | ascott3 | 2025-11-05 09:56 | No Photo Available | No Photo Available | http://data.mapchannels.com/dualmaps6/map.htm?lat=39.197544&lng=-84.376231
08 | HAMILTON | HAM | RA | 31168 |  | 0.275 |  | SHAMRA31168**C | HAM-31168-0.275 | 39.1971 | -84.3766 | 2025-12-31 | Active |  |  |  | State | HL0019540 |  |  | State | a2m16 | Conventional | [14 empty] | No | No | No |  | HPS | 1 | 200 | [25 empty] | 2025-11-19 08:13 | NULL |  |  | mhurlow1 | 2018-05-08 18:42 | csonner | 2020-05-28 18:06 | No | No | No | No | No | Standing | None | None | None | No | No | No |  | No | 2025-11-19 08:13 |  | mneeley | 2025-11-19 08:13 | mneeley | 2025-11-19 08:13 | No Photo Available | No Photo Available | http://data.mapchannels.com/dualmaps6/map.htm?lat=39.197091&lng=-84.376558
08 | HAMILTON | HAM | RA | 31170 |  | 0 |  | SHAMRA31170**C | HAM-31170-0.000 | 39.195 | -84.381 | 2025-12-31 | Active |  |  |  | State | HL0003273 |  |  | State | kz-40 | Conventional | [14 empty] | No | No | No |  | HPS | [27 empty] | 2025-05-08 15:15 | NULL |  | 2025-05-08 15:15 | mhurlow1 | 2018-05-08 18:27 | ascott3 | 2024-07-11 12:05 | No | No | No | No | No | Standing | None | None | None | No | No | No |  | No | 2025-05-08 15:15 | 2025-05-08 15:15 | ascott3 | 2025-05-08 15:16 | ascott3 | 2025-05-08 15:16 | No Photo Available | https://collectorweb.dot.state.oh.us/arcgis/rest/services/HIGHWAY_LIGHTING/HighwayLighting_Reference/FeatureServer/7/549172/attachments/ | http://data.mapchannels.com/dualmaps6/map.htm?lat=39.194984&lng=-84.380955
08 | HAMILTON | HAM | RA | 31171 |  | 0.016 |  | SHAMRA31171**C | HAM-31171-0.016 | 39.1957 | -84.3809 | 2025-12-31 | Active |  |  |  | State | HL0010497 | 2020-05-29 16:57 |  | State | k1a1 | Conventional | [14 empty] | No | No | No |  | HPS | 1 | 200 | [25 empty] | 2025-11-05 09:57 | NULL | 0 | 2025-11-05 09:58 | mhurlow1 | 2018-05-08 18:25 | csonner | 2020-05-29 16:58 | No | No | No | No | No | Standing | None | None | None | No | No | No |  | No | 2025-11-05 09:57 | 2025-11-05 09:58 | ascott3 | 2025-11-05 09:58 | ascott3 | 2025-11-05 09:58 | No Photo Available | No Photo Available | http://data.mapchannels.com/dualmaps6/map.htm?lat=39.195719&lng=-84.380896
08 | HAMILTON | HAM | RA | 31171 |  | 0.032 |  | SHAMRA31171**C | HAM-31171-0.032 | 39.1954 | -84.3806 | 2025-12-31 | Active |  |  |  | State | HL0016171 |  |  | State |  | Conventional | [14 empty] | No | No | No |  | HPS | [28 empty] | NULL |  |  | mhurlow1 | 2018-05-08 18:26 | mhurlow1 | 2018-07-19 16:12 | [20 empty] | No Photo Available | No Photo Available | http://data.mapchannels.com/dualmaps6/map.htm?lat=39.195354&lng=-84.380649
08 | HAMILTON | HAM | RA | 31171 |  | 0.045 |  | SHAMRA31171**C | HAM-31171-0.045 | 39.1954 | -84.3811 | 2025-12-31 | Active |  |  |  | State | HL0008322 | 2020-05-29 17:00 |  | State | k1a3 | Conventional | [14 empty] | No | No | No |  | HPS | 1 | 200 | [25 empty] | 2025-11-05 09:57 | NULL | 0 | 2025-11-05 09:57 | mhurlow1 | 2018-05-08 18:28 | csonner | 2020-05-29 17:00 | No | No | No | No | No | Standing | None | None | None | No | No | No |  | No | 2025-11-05 09:57 | 2025-11-05 09:57 | ascott3 | 2025-11-05 09:58 | ascott3 | 2025-11-05 09:58 | No Photo Available | No Photo Available | http://data.mapchannels.com/dualmaps6/map.htm?lat=39.195370&lng=-84.381107
08 | HAMILTON | HAM | RA | 31171 |  | 0.084 |  | SHAMRA31171**C | HAM-31171-0.084 | 39.1951 | -84.3817 | 2025-12-31 | Active |  |  |  | State | HL0004506 | 2020-05-29 17:04 |  | State | a1k4 | Conventional | [14 empty] | No | No | No |  | HPS | 1 | 200 | [25 empty] | 2025-11-05 09:57 | NULL | 0 | 2025-11-05 09:57 | mhurlow1 | 2018-05-08 18:28 | csonner | 2020-05-29 17:04 | No | No | No | No | No | Standing | None | None | None | No | No | No |  | No | 2025-11-05 09:57 | 2025-11-05 09:57 | ascott3 | 2025-11-05 09:58 | ascott3 | 2025-11-05 09:58 | No Photo Available | No Photo Available | http://data.mapchannels.com/dualmaps6/map.htm?lat=39.195081&lng=-84.381700
08 | HAMILTON | HAM | RA | 31171 |  | 0.121 |  | SHAMRA31171**C | HAM-31171-0.121 | 39.1948 | -84.3823 | 2025-12-31 | Active |  |  |  | State | HL0007155 | 2020-05-29 17:07 |  | State | a1k15 | Conventional | [14 empty] | No | No | No |  | HPS | 1 | 200 | [25 empty] | 2025-11-05 09:57 | NULL | 0 | 2025-11-05 09:57 | mhurlow1 | 2018-05-08 18:28 | csonner | 2020-05-29 17:07 | No | No | No | No | No | Standing | None | None | None | No | No | No |  | No | 2025-11-05 09:57 | 2025-11-05 09:57 | ascott3 | 2025-11-05 09:57 | ascott3 | 2025-11-05 09:57 | No Photo Available | No Photo Available | http://data.mapchannels.com/dualmaps6/map.htm?lat=39.194813&lng=-84.382298
08 | HAMILTON | HAM | RA | 31171 |  | 0.159 |  | SHAMRA31171**C | HAM-31171-0.159 | 39.1945 | -84.3829 | 2025-12-31 | Active |  |  |  | State | HL0015703 | 2020-05-29 17:10 |  | State | a1k16 | Conventional | [14 empty] | No | No | No |  | HPS | 1 | 200 | [25 empty] | 2025-11-05 09:56 | NULL | 0 | 2025-11-05 09:56 | mhurlow1 | 2018-05-08 18:28 | csonner | 2020-05-29 17:11 | No | No | No | No | No | Standing | None | None | None | No | No | No |  | No | 2025-11-05 09:56 | 2025-11-05 09:56 | ascott3 | 2025-11-05 09:57 | ascott3 | 2025-11-05 09:57 | No Photo Available | No Photo Available | http://data.mapchannels.com/dualmaps6/map.htm?lat=39.194524&lng=-84.382915
08 | HAMILTON | HAM | RA | 31171 |  | 0.197 |  | SHAMRA31171**C | HAM-31171-0.197 | 39.1943 | -84.3835 | 2025-12-31 | Active |  |  |  | State | HL0012751 | 2020-05-29 17:13 |  | State | a1k17 | Conventional | [14 empty] | No | No | No |  | HPS | 1 | 200 | [25 empty] | 2025-11-05 09:56 | NULL | 0 | 2025-11-05 09:56 | mhurlow1 | 2018-05-08 18:29 | csonner | 2020-05-29 17:13 | No | No | No | No | No | Standing | None | None | None | No | No | No |  | No | 2025-11-05 09:56 | 2025-11-05 09:56 | ascott3 | 2025-11-05 09:57 | ascott3 | 2025-11-05 09:57 | No Photo Available | No Photo Available | http://data.mapchannels.com/dualmaps6/map.htm?lat=39.194252&lng=-84.383535
08 | HAMILTON | HAM | RA | 31171 |  | 0.22 |  | SHAMRA31171**C | HAM-31171-0.220 | 39.194 | -84.3838 | 2025-12-31 | Active |  |  |  | State | HL0018199 | 2020-06-01 13:44 |  | State | 2k2 | Conventional | [14 empty] | No | No | No |  | HPS | 1 | 200 | [25 empty] | 2025-11-19 08:19 | NULL | 0 |  | mhurlow1 | 2018-05-08 18:29 | csonner | 2020-06-01 13:44 | No | No | No | No | No | Standing | None | None | None | No | No | No |  | No | 2025-11-19 08:19 |  | mneeley | 2025-11-19 08:19 | mneeley | 2025-11-19 08:19 | No Photo Available | No Photo Available | http://data.mapchannels.com/dualmaps6/map.htm?lat=39.193961&lng=-84.383803
08 | HAMILTON | HAM | RA | 31171 |  | 0.234 |  | SHAMRA31171**C | HAM-31171-0.234 | 39.194 | -84.3841 | 2025-12-31 | Active |  |  |  | State | HL0005102 | 2020-05-29 17:16 |  | State | a4k8 | Conventional | [14 empty] | No | No | No |  | HPS | 1 | 200 | [25 empty] | 2025-11-05 09:56 | NULL | 0 | 2025-11-05 09:56 | mhurlow1 | 2018-05-08 18:29 | csonner | 2020-05-29 17:16 | No | No | No | No | No | Standing | None | None | None | No | No | No |  | No | 2025-11-05 09:56 | 2025-11-05 09:56 | ascott3 | 2025-11-05 09:56 | ascott3 | 2025-11-05 09:56 | No Photo Available | No Photo Available | http://data.mapchannels.com/dualmaps6/map.htm?lat=39.193988&lng=-84.384130
08 | HAMILTON | HAM | RA | 31171 |  | 0.273 |  | SHAMRA31171**C | HAM-31171-0.273 | 39.1937 | -84.3848 | 2025-12-31 | Active |  |  |  | State | HL0005793 | 2020-05-29 17:19 |  | State | a1k11 | Conventional | [14 empty] | No | No | No |  | HPS | 1 | 200 | [25 empty] | 2025-11-05 09:56 | NULL | 0 | 2025-11-05 09:56 | mhurlow1 | 2018-05-08 18:34 | csonner | 2020-05-29 17:20 | No | No | No | No | No | Standing | None | None | None | No | No | No |  | No | 2025-11-05 09:56 | 2025-11-05 09:56 | ascott3 | 2025-11-05 09:56 | ascott3 | 2025-11-05 09:56 | No Photo Available | No Photo Available | http://data.mapchannels.com/dualmaps6/map.htm?lat=39.193728&lng=-84.384763
08 | HAMILTON | HAM | RA | 31171 |  | 0.303 |  | SHAMRA31171**C | HAM-31171-0.303 | 39.1935 | -84.3853 | 2025-12-31 | Active |  |  |  | State | HL0004551 | 2020-05-29 17:24 |  | State | a4k12 | Conventional | [14 empty] | No | No | No |  | HPS | 1 | 200 | [25 empty] | 2025-11-05 09:58 | NULL | 0 | 2025-11-05 09:58 | mhurlow1 | 2018-05-08 18:34 | csonner | 2020-05-29 17:24 | No | No | No | No | No | Standing | None | None | None | No | No | No |  | No | 2025-11-05 09:58 | 2025-11-05 09:58 | ascott3 | 2025-11-05 09:59 | ascott3 | 2025-11-05 09:59 | No Photo Available | No Photo Available | http://data.mapchannels.com/dualmaps6/map.htm?lat=39.193543&lng=-84.385270
08 | HAMILTON | HAM | RA | 31171 |  | 0.338 |  | SHAMRA31171**C | HAM-31171-0.338 | 39.1933 | -84.3858 | 2025-12-31 | Active |  |  |  | State | HL0004386 | 2020-05-29 17:26 |  | State | AC1 | Conventional | [14 empty] | No | No | No |  | HPS |  | 250 | [25 empty] | 2025-11-05 09:59 | NULL | 0 | 2025-11-05 09:59 | mhurlow1 | 2018-05-08 18:34 | csonner | 2020-05-29 17:28 | No | No | No | No | No | Standing | None | None | None | No | No | No |  | No | 2025-11-05 09:59 | 2025-11-05 09:59 | ascott3 | 2025-11-05 09:59 | ascott3 | 2025-11-05 09:59 | No Photo Available | No Photo Available | http://data.mapchannels.com/dualmaps6/map.htm?lat=39.193281&lng=-84.385836
08 | HAMILTON | HAM | RA | 31171 |  | 0.373 |  | SHAMRA31171**C | HAM-31171-0.373 | 39.193 | -84.3864 | 2025-12-31 | Active |  |  |  | State | HL0038825 |  |  | State | a4-k-14 | Conventional | [14 empty] | No | No | No |  | HPS | [27 empty] | 2025-11-05 09:59 | NULL |  | 2025-11-05 09:59 | ascott3 | 2024-07-11 14:31 | ascott3 | 2024-07-11 14:31 | No | No | No | No | No | Standing | None | None | None | No | No | No |  | No | 2025-11-05 09:59 | 2025-11-05 09:59 | ascott3 | 2025-11-05 10:00 | ascott3 | 2025-11-05 10:00 | No Photo Available | No Photo Available | http://data.mapchannels.com/dualmaps6/map.htm?lat=39.193002&lng=-84.386407
08 | HAMILTON | HAM | RA | 31171 |  | 0.404 |  | SHAMRA31171**C | HAM-31171-0.404 | 39.1927 | -84.3868 | 2025-12-31 | Active |  |  |  | State | HL0007684 |  |  | State | a4-k-15 | Conventional | [14 empty] | No | No | No |  | HPS | [27 empty] | 2025-11-05 09:59 | NULL |  | 2025-11-05 09:59 | mhurlow1 | 2018-05-08 18:33 | ascott3 | 2024-07-11 14:32 | No | No | No | No | No | Standing | None | None | None | No | No | No |  | No | 2025-11-05 09:59 | 2025-11-05 09:59 | ascott3 | 2025-11-05 10:00 | ascott3 | 2025-11-05 10:00 | No Photo Available | No Photo Available | http://data.mapchannels.com/dualmaps6/map.htm?lat=39.192693&lng=-84.386831
08 | HAMILTON | HAM | RA | 31172 |  | 0.019 |  | SHAMRA31172**C | HAM-31172-0.019 | 39.1923 | -84.3866 | 2025-12-31 | Active |  |  |  | State | HL0011532 | 2020-06-01 14:10 |  | State | AC 2 | Conventional | [14 empty] | No | No | No |  | HPS | 1 | 200 | [25 empty] | 2025-11-05 10:00 | NULL | 0 | 2025-11-05 10:00 | mhurlow1 | 2018-05-08 18:32 | csonner | 2020-06-01 14:16 | No | No | No | No | No | Standing | None | None | None | No | No | No |  | No | 2025-11-05 10:00 | 2025-11-05 10:00 | ascott3 | 2025-11-05 10:00 | ascott3 | 2025-11-05 10:00 | No Photo Available | No Photo Available | http://data.mapchannels.com/dualmaps6/map.htm?lat=39.192296&lng=-84.386590
08 | HAMILTON | HAM | RA | 31172 |  | 0.055 |  | SHAMRA31172**C | HAM-31172-0.055 | 39.1926 | -84.3861 | 2025-12-31 | Active |  |  |  | State | HL0024327 | 2020-06-01 14:15 |  | State | AC3 | Conventional | [14 empty] | No | No | No |  | HPS | 1 | 200 | [25 empty] | 2025-11-05 10:00 | NULL | 0 | 2025-11-05 10:00 | mhurlow1 | 2018-05-08 18:24 | csonner | 2020-06-01 14:16 | No | No | No | No | No | Standing | None | None | None | No | No | No |  | No | 2025-11-05 10:00 | 2025-11-05 10:00 | ascott3 | 2025-11-05 10:00 | ascott3 | 2025-11-05 10:00 | No Photo Available | No Photo Available | http://data.mapchannels.com/dualmaps6/map.htm?lat=39.192636&lng=-84.386074
08 | HAMILTON | HAM | RA | 31172 |  | 0.081 |  | SHAMRA31172**C | HAM-31172-0.081 | 39.1928 | -84.3856 | 2025-12-31 | Active |  |  |  | State | HL0009897 | 2020-05-29 17:30 |  | State | a4k10 | Conventional | [14 empty] | No | No | No |  | HPS | 1 | 200 | [25 empty] | 2025-11-05 10:00 | NULL | 0 | 2025-11-05 10:00 | mhurlow1 | 2018-05-08 18:34 | csonner | 2020-05-29 17:36 | No | No | No | No | No | Standing | None | None | None | No | No | No |  | No | 2025-11-05 10:00 | 2025-11-05 10:00 | ascott3 | 2025-11-05 10:01 | ascott3 | 2025-11-05 10:01 | No Photo Available | No Photo Available | http://data.mapchannels.com/dualmaps6/map.htm?lat=39.192783&lng=-84.385626
08 | HAMILTON | HAM | RA | 31172 |  | 0.09 |  | SHAMRA31172**C | HAM-31172-0.090 | 39.1929 | -84.3855 | 2025-12-31 | Active |  |  |  | State | HL0013553 | 2020-06-01 14:21 |  | State | AC4 | Conventional | [14 empty] | No | No | No |  | HPS | 1 | 200 | [25 empty] | 2025-11-05 10:01 | NULL | 0 | 2025-11-05 10:01 | mhurlow1 | 2018-05-08 18:34 | csonner | 2020-06-01 14:21 | No | No | No | No | No | Standing | None | None | None | No | No | No |  | No | 2025-11-05 10:01 | 2025-11-05 10:01 | ascott3 | 2025-11-05 10:01 | ascott3 | 2025-11-05 10:01 | No Photo Available | No Photo Available | http://data.mapchannels.com/dualmaps6/map.htm?lat=39.192888&lng=-84.385520
08 | HAMILTON | HAM | RA | 31172 |  | 0.122 |  | SHAMRA31172**C | HAM-31172-0.122 | 39.1931 | -84.385 | 2025-12-31 | Active |  |  |  | State | HL0006942 | 2020-06-01 14:26 |  | State | ac5 | Conventional | [14 empty] | No | No | No |  | HPS | 1 | 200 | [25 empty] | 2025-11-05 10:01 | NULL | 0 | 2025-11-05 10:01 | mhurlow1 | 2018-05-08 18:34 | csonner | 2020-06-01 14:26 | No | No | No | No | No | Standing | None | None | None | No | No | No |  | No | 2025-11-05 10:01 | 2025-11-05 10:01 | ascott3 | 2025-11-05 10:01 | ascott3 | 2025-11-05 10:01 | No Photo Available | No Photo Available | http://data.mapchannels.com/dualmaps6/map.htm?lat=39.193083&lng=-84.384989
08 | HAMILTON | HAM | RA | 31172 |  | 0.153 |  | SHAMRA31172**C | HAM-31172-0.153 | 39.1932 | -84.3845 | 2025-12-31 | Active |  |  |  | State | HL0025330 | 2020-06-01 14:49 |  | State | AC6 | Conventional | [14 empty] | No | No | No |  | HPS | 1 | 200 | [25 empty] | 2025-11-05 10:01 | NULL | 0 | 2025-11-05 10:01 | mhurlow1 | 2018-05-08 18:34 | csonner | 2020-06-01 14:49 | No | No | No | No | No | Standing | None | None | None | No | No | No |  | No | 2025-11-05 10:01 | 2025-11-05 10:01 | ascott3 | 2025-11-05 10:02 | ascott3 | 2025-11-05 10:02 | No Photo Available | No Photo Available | http://data.mapchannels.com/dualmaps6/map.htm?lat=39.193246&lng=-84.384463
08 | HAMILTON | HAM | RA | 31172 |  | 0.18 |  | SHAMRA31172**C | HAM-31172-0.180 | 39.1933 | -84.384 | 2025-12-31 | Active |  |  |  | State | HL0020331 | 2020-06-01 14:53 |  | State | Ac7 | Conventional | [14 empty] | No | No | No |  | HPS | 1 | 200 | [25 empty] | 2025-11-05 10:01 | NULL | 0 | 2025-11-05 10:01 | mhurlow1 | 2018-05-08 18:35 | csonner | 2020-06-01 14:53 | No | No | No | No | No | Standing | None | None | None | No | No | No |  | No | 2025-11-05 10:01 | 2025-11-05 10:01 | ascott3 | 2025-11-05 10:02 | ascott3 | 2025-11-05 10:02 | No Photo Available | No Photo Available | http://data.mapchannels.com/dualmaps6/map.htm?lat=39.193339&lng=-84.383977
08 | HAMILTON | HAM | RA | 31172 |  | 0.219 |  | SHAMRA31172**C | HAM-31172-0.219 | 39.1935 | -84.3833 | 2025-12-31 | Active |  |  |  | State | HL0016727 | 2020-06-01 14:55 |  | State | Ac8 | Conventional | [14 empty] | No | No | No |  | HPS | 1 | 200 | [25 empty] | 2025-11-05 10:02 | NULL | 0 | 2025-11-05 10:02 | mhurlow1 | 2018-05-08 18:35 | csonner | 2020-06-01 14:55 | No | No | No | No | No | Standing | None | None | None | No | No | No |  | No | 2025-11-05 10:02 | 2025-11-05 10:02 | ascott3 | 2025-11-05 10:02 | ascott3 | 2025-11-05 10:02 | No Photo Available | No Photo Available | http://data.mapchannels.com/dualmaps6/map.htm?lat=39.193451&lng=-84.383272
08 | HAMILTON | HAM | RA | 31172 |  | 0.256 |  | SHAMRA31172**C | HAM-31172-0.256 | 39.1935 | -84.3826 | 2025-12-31 | Active |  |  |  | State | HL0026460 | 2020-06-01 14:59 |  | State | Ac9 | Conventional | [14 empty] | No | No | No |  | HPS | 1 | 200 | [25 empty] | 2025-11-05 10:02 | NULL | 0 | 2025-11-05 10:02 | mhurlow1 | 2018-05-08 18:35 | csonner | 2020-06-01 14:59 | No | No | No | No | No | Standing | None | None | None | No | No | No |  | No | 2025-11-05 10:02 | 2025-11-05 10:02 | ascott3 | 2025-11-05 10:03 | ascott3 | 2025-11-05 10:03 | No Photo Available | No Photo Available | http://data.mapchannels.com/dualmaps6/map.htm?lat=39.193485&lng=-84.382588
08 | HAMILTON | HAM | RA | 31172 |  | 0.294 |  | SHAMRA31172**C | HAM-31172-0.294 | 39.1935 | -84.3819 | 2025-12-31 | Active |  |  |  | State | HL0003036 | 2020-06-01 15:01 |  | State | ac10 | Conventional | [14 empty] | No | No | No |  | HPS | 1 | 200 | [25 empty] | 2025-11-05 10:02 | NULL | 0 | 2025-11-05 10:02 | mhurlow1 | 2018-05-08 18:35 | csonner | 2020-06-01 15:02 | No | No | No | No | No | Standing | None | None | None | No | No | No |  | No | 2025-11-05 10:02 | 2025-11-05 10:02 | ascott3 | 2025-11-05 10:03 | ascott3 | 2025-11-05 10:03 | No Photo Available | No Photo Available | http://data.mapchannels.com/dualmaps6/map.htm?lat=39.193495&lng=-84.381880
08 | HAMILTON | HAM | RA | 31172 |  | 0.326 |  | SHAMRA31172**C | HAM-31172-0.326 | 39.1935 | -84.3813 | 2025-12-31 | Active |  |  |  | State | HL0019181 | 2020-06-01 15:16 |  | State | Ac11 | Conventional | [14 empty] | No | No | No |  | HPS | 1 | 200 | [25 empty] | 2025-11-05 10:03 | NULL | 0 | 2025-11-05 10:03 | mhurlow1 | 2018-05-08 18:35 | csonner | 2020-06-01 15:16 | No | No | No | No | No | Standing | None | None | None | No | No | No |  | No | 2025-11-05 10:03 | 2025-11-05 10:03 | ascott3 | 2025-11-05 10:03 | ascott3 | 2025-11-05 10:03 | No Photo Available | No Photo Available | http://data.mapchannels.com/dualmaps6/map.htm?lat=39.193530&lng=-84.381284
08 | HAMILTON | HAM | RA | 31172 |  | 0.333 |  | SHAMRA31172**C | HAM-31172-0.333 | 39.1934 | -84.3812 | 2025-12-31 | Active |  |  |  | State | HL0033818 | 2020-05-29 17:52 |  | State | a3k2 | Conventional | [14 empty] | No | No | No |  | HPS |  | 200 | [25 empty] | 2025-11-05 10:06 | NULL | 0 | 2025-11-05 10:06 | csonner | 2020-05-29 17:53 | csonner | 2020-05-29 17:53 | No | No | No | No | No | Standing | None | None | None | No | No | No |  | No | 2025-11-05 10:06 | 2025-11-05 10:06 | ascott3 | 2025-11-05 10:06 | ascott3 | 2025-11-05 10:06 | No Photo Available | No Photo Available | http://data.mapchannels.com/dualmaps6/map.htm?lat=39.193391&lng=-84.381159
08 | HAMILTON | HAM | RA | 31172 |  | 0.344 |  | SHAMRA31172**C | HAM-31172-0.344 | 39.1938 | -84.3808 | 2025-12-31 | Active |  |  |  | State | HL0033824 | 2020-06-01 16:42 |  | State | a3k5 | Conventional | [14 empty] | No | No | No |  | HPS | 1 | 200 | [25 empty] | 2025-11-05 10:06 | NULL | 0 | 2025-11-05 10:06 | csonner | 2020-06-01 16:43 | csonner | 2020-06-01 16:43 | No | No | No | No | No | Standing | None | None | None | No | No | No |  | No | 2025-11-05 10:06 | 2025-11-05 10:06 | ascott3 | 2025-11-05 10:07 | ascott3 | 2025-11-05 10:07 | No Photo Available | No Photo Available | http://data.mapchannels.com/dualmaps6/map.htm?lat=39.193846&lng=-84.380848
08 | HAMILTON | HAM | RA | 31173 |  | 0.1 |  | SHAMRA31173**C | HAM-31173-0.100 | 39.2281 | -84.3672 | 2025-12-31 | Active |  |  |  | State | HL0026055 | 2020-05-28 13:05 |  | State | C-21 | Conventional | No |  | AT | A |  |  |  | 1 |  |  |  |  | No | No | No | No | No |  | HPS | 1 | 200 | [25 empty] | 2025-11-05 22:07 | NULL | 0 | 2025-11-05 22:07 | Dsnyder5 | 2018-12-11 16:10 | jritchie2 | 2026-07-15 13:48 | No | No | No | No | No | Standing | None | None | None | No | No | No |  | No | 2025-11-05 22:07 | 2025-11-05 22:07 | ascott3 | 2025-11-05 22:07 | ascott3 | 2025-11-05 22:07 | No Photo Available | No Photo Available | http://data.mapchannels.com/dualmaps6/map.htm?lat=39.228107&lng=-84.367167
08 | HAMILTON | HAM | RA | 31173 |  | 0.131 |  | SHAMRA31173**C | HAM-31173-0.131 | 39.2277 | -84.3672 | 2025-12-31 | Active |  |  |  | State | HL0033813 | 2020-05-28 13:09 |  | State | C-22 | Conventional | No |  | AT | A |  |  |  | 1 |  |  |  |  | No | No | No | No | No |  | HPS | 1 | 200 | [25 empty] | 2025-11-05 22:06 | NULL | 0 |  | csonner | 2020-05-28 13:13 | jritchie2 | 2026-07-15 13:49 | No | No | No | No | No | Standing | None | None | None | No | No | No |  | No | 2025-11-05 22:06 |  | ascott3 | 2025-11-05 22:06 | ascott3 | 2025-11-05 22:06 | No Photo Available | No Photo Available | http://data.mapchannels.com/dualmaps6/map.htm?lat=39.227673&lng=-84.367240
08 | HAMILTON | HAM | RA | 31173 |  | 0.167 |  | SHAMRA31173**C | HAM-31173-0.167 | 39.2272 | -84.3675 | 2025-12-31 | Active |  |  |  | State | HL0033814 | 2020-05-28 13:16 |  | State | C-23 | Conventional | No |  | AT | A |  |  |  | 1 |  |  |  |  | No | No | No | No | No |  | HPS | 1 | 200 | [25 empty] | 2025-11-05 22:06 | NULL | 0 |  | csonner | 2020-05-28 13:16 | jritchie2 | 2026-07-15 13:49 | No | No | No | No | No | Standing | None | None | None | No | No | No |  | No | 2025-11-05 22:06 |  | ascott3 | 2025-11-05 22:06 | ascott3 | 2025-11-05 22:06 | No Photo Available | No Photo Available | http://data.mapchannels.com/dualmaps6/map.htm?lat=39.227197&lng=-84.367491
08 | HAMILTON | HAM | RA | 31173 |  | 0.197 |  | SHAMRA31173**C | HAM-31173-0.197 | 39.2269 | -84.3678 | 2025-12-31 | Active |  |  |  | State | HL0033815 | 2020-05-28 13:17 |  | State | C-24 | Conventional | No |  | AT | A |  |  |  | 1 |  |  |  |  | No | No | No | No | No |  | HPS | 1 | 200 | [25 empty] | 2025-11-05 22:06 | NULL | 0 |  | csonner | 2020-05-28 13:17 | jritchie2 | 2026-07-15 13:50 | No | No | No | No | No | Standing | None | None | None | No | No | No |  | No | 2025-11-05 22:06 |  | ascott3 | 2025-11-05 22:06 | ascott3 | 2025-11-05 22:06 | No Photo Available | No Photo Available | http://data.mapchannels.com/dualmaps6/map.htm?lat=39.226872&lng=-84.367828
08 | HAMILTON | HAM | RA | 31173 |  | 0.233 |  | SHAMRA31173**C | HAM-31173-0.233 | 39.2266 | -84.3683 | 2025-12-31 | Active |  |  |  | State | HL0006399 | 2020-05-28 13:21 |  | State | C-25 | Conventional | No |  | AT | A |  |  |  | 1 |  |  |  |  | No | No | No | No | No |  | HPS | 1 | 200 | [25 empty] | 2025-11-05 22:06 | NULL | 0 |  | mhurlow1 | 2018-05-09 16:29 | jritchie2 | 2026-07-15 13:50 | No | No | No | No | No | Standing | None | None | None | No | No | No |  | No | 2025-11-05 22:06 |  | ascott3 | 2025-11-05 22:06 | ascott3 | 2025-11-05 22:06 | No Photo Available | No Photo Available | http://data.mapchannels.com/dualmaps6/map.htm?lat=39.226560&lng=-84.368332
08 | HAMILTON | HAM | RA | 31173 |  | 0.262 |  | SHAMRA31173**C | HAM-31173-0.262 | 39.2264 | -84.3688 | 2025-12-31 | Active |  |  |  | State | HL0024837 | 2020-05-28 13:25 |  | State | C-26 | Conventional | No |  | AT | A |  |  |  | 1 |  |  |  |  | No | No | No | No | No |  | HPS | 1 | 200 | [25 empty] | 2025-11-05 22:05 | NULL | 0 |  | mhurlow1 | 2018-05-09 16:27 | jritchie2 | 2026-07-15 13:51 | No | No | No | No | No | Standing | None | None | None | No | No | No |  | No | 2025-11-05 22:05 |  | ascott3 | 2025-11-05 22:05 | ascott3 | 2025-11-05 22:05 | No Photo Available | No Photo Available | http://data.mapchannels.com/dualmaps6/map.htm?lat=39.226392&lng=-84.368791
08 | HAMILTON | HAM | RA | 31173 |  | 0.304 |  | SHAMRA31173**C | HAM-31173-0.304 | 39.2264 | -84.3695 | 2025-12-31 | Active |  |  |  | State | HL0021164 | 2020-05-28 13:30 |  | State | C-27 | Conventional | No |  | AT | A |  |  |  | 1 |  |  |  |  | No | No | No | No | No |  | HPS | 1 | 200 | [25 empty] | 2025-11-05 22:05 | NULL | 0 | 2025-11-05 22:05 | mhurlow1 | 2018-05-09 16:27 | jritchie2 | 2026-07-15 13:52 | No | No | No | No | No | Standing | None | None | None | No | No | No |  | No | 2025-11-05 22:05 | 2025-11-05 22:05 | ascott3 | 2025-11-05 22:05 | ascott3 | 2025-11-05 22:05 | No Photo Available | No Photo Available | http://data.mapchannels.com/dualmaps6/map.htm?lat=39.226358&lng=-84.369534
08 | HAMILTON | HAM | RA | 31173 |  | 0.332 |  | SHAMRA31173**C | HAM-31173-0.332 | 39.2264 | -84.37 | 2025-12-31 | Active |  |  |  | State | HL0008270 | 2020-05-28 13:38 |  | State | B-19 | Conventional | No |  | AT | A |  |  |  | 1 |  |  |  |  | No | No | No | No | No |  | HPS | 1 | 200 | [25 empty] | 2025-11-05 22:05 | NULL | 0 | 2025-11-05 22:05 | mhurlow1 | 2018-05-09 16:27 | jritchie2 | 2026-07-15 13:53 | No | No | No | No | No | Standing | None | None | None | No | No | No |  | No | 2025-11-05 22:05 | 2025-11-05 22:05 | ascott3 | 2025-11-05 22:05 | ascott3 | 2025-11-05 22:05 | No Photo Available | No Photo Available | http://data.mapchannels.com/dualmaps6/map.htm?lat=39.226410&lng=-84.370043
08 | HAMILTON | HAM | RA | 31173 |  | 0.369 |  | SHAMRA31173**C | HAM-31173-0.369 | 39.2265 | -84.3708 | 2025-12-31 | Active |  |  |  | State | HL0024446 | 2020-05-28 13:40 |  | State | B-18 | Conventional | No |  | AT | A |  |  |  | 1 |  |  |  |  | No | No | No | No | No |  | HPS | 1 | 200 | [25 empty] | 2025-11-05 22:05 | NULL | 0 | 2025-11-05 22:05 | mhurlow1 | 2018-05-22 16:48 | jritchie2 | 2026-07-15 13:53 | No | No | No | No | No | Standing | None | None | None | No | No | No |  | No | 2025-11-05 22:05 | 2025-11-05 22:05 | ascott3 | 2025-11-05 22:05 | ascott3 | 2025-11-05 22:05 | No Photo Available | No Photo Available | http://data.mapchannels.com/dualmaps6/map.htm?lat=39.226454&lng=-84.370753
08 | HAMILTON | HAM | RA | 31174 |  | 0.03 |  | SHAMRA31174**C | HAM-31174-0.030 | 39.2262 | -84.3686 | 2025-12-31 | Active |  |  |  | State | HL0017915 | 2020-05-29 12:29 |  | State | C-27 | Conventional | No | 4 | AT | A |  |  |  | 1 |  |  |  | No | No | No | No | No | No |  | HPS | 1 | 310 |  |  | No | [5 empty] | No | No | No | No | [13 empty] | 2025-05-09 13:30 | NULL | 0 | 2025-05-09 13:30 | mhurlow1 | 2018-05-09 16:34 | jritchie2 | 2026-07-15 13:52 | No | No | No | No | No | Standing | None | None | None | No | No | No |  | No | 2025-05-09 13:30 | 2025-05-09 13:30 | ascott3 | 2025-05-09 13:30 | ascott3 | 2025-05-09 13:30 | No Photo Available | https://collectorweb.dot.state.oh.us/arcgis/rest/services/HIGHWAY_LIGHTING/HighwayLighting_Reference/FeatureServer/7/548779/attachments/ | http://data.mapchannels.com/dualmaps6/map.htm?lat=39.226180&lng=-84.368609
08 | HAMILTON | HAM | RA | 31175 |  | 0.025 |  | SHAMRA31175**C | HAM-31175-0.025 | 39.2257 | -84.3677 | 2025-12-31 | Active |  |  |  | State | HL0017245 | 2020-05-28 16:39 |  | State | b1 12 | Conventional | [14 empty] | No | No | No |  | HPS | 1 | 200 | [25 empty] | 2025-11-05 10:12 | NULL | 0 |  | mhurlow1 | 2018-05-09 16:30 | csonner | 2020-05-28 16:40 | No | No | No | No | No | Standing | None | None | None | No | No | No |  | No | 2025-11-05 10:12 |  | mneeley | 2025-11-05 10:13 | mneeley | 2025-11-05 10:13 | No Photo Available | No Photo Available | http://data.mapchannels.com/dualmaps6/map.htm?lat=39.225733&lng=-84.367713
08 | HAMILTON | HAM | RA | 31175 |  | 0.056 |  | SHAMRA31175**C | HAM-31175-0.056 | 39.2261 | -84.3681 | 2025-12-31 | Active |  |  |  | State | HL0003254 | 2020-05-28 16:46 |  | State | c2 9 | Conventional | [14 empty] | No | No | No |  | HPS | 1 | 250 | [25 empty] | 2025-11-05 22:07 | NULL | 0 |  | mhurlow1 | 2018-05-09 16:31 | csonner | 2020-05-28 16:47 | No | No | No | No | No | Standing | None | None | None | No | No | No |  | No | 2025-11-05 22:07 |  | ascott3 | 2025-11-05 22:07 | ascott3 | 2025-11-05 22:07 | No Photo Available | No Photo Available | http://data.mapchannels.com/dualmaps6/map.htm?lat=39.226061&lng=-84.368078
08 | HAMILTON | HAM | RA | 31175 |  | 0.101 |  | SHAMRA31175**C | HAM-31175-0.101 | 39.2266 | -84.3679 | 2025-12-31 | Active |  |  |  | State | HL0003781 | 2020-05-28 16:50 |  | State | c2 8 | Conventional | [14 empty] | No | No | No |  | HPS | 1 | 200 | [25 empty] | 2025-11-05 22:07 | NULL | 0 |  | mhurlow1 | 2018-05-22 16:49 | csonner | 2020-05-28 16:52 | No | No | No | No | No | Standing | None | None | None | No | No | No |  | No | 2025-11-05 22:07 |  | ascott3 | 2025-11-05 22:07 | ascott3 | 2025-11-05 22:07 | No Photo Available | No Photo Available | http://data.mapchannels.com/dualmaps6/map.htm?lat=39.226564&lng=-84.367950
08 | HAMILTON | HAM | RA | 31175 |  | 0.13 |  | SHAMRA31175**C | HAM-31175-0.130 | 39.2266 | -84.3675 | 2025-12-31 | Active |  |  |  | State | HL0021669 | 2020-05-28 16:52 |  | State | C2 10 | Conventional | [14 empty] | No | No | No |  | HPS | 1 | 200 | [25 empty] | 2025-11-05 22:07 | NULL | 0 |  | mhurlow1 | 2018-05-22 16:49 | csonner | 2020-05-28 16:55 | No | No | No | No | No | Standing | None | None | None | No | No | No |  | No | 2025-11-05 22:07 |  | ascott3 | 2025-11-05 22:08 | ascott3 | 2025-11-05 22:08 | No Photo Available | No Photo Available | http://data.mapchannels.com/dualmaps6/map.htm?lat=39.226605&lng=-84.367484
08 | HAMILTON | HAM | RA | 31175 |  | 0.159 |  | SHAMRA31175**C | HAM-31175-0.159 | 39.2263 | -84.3672 | 2025-12-31 | Active |  |  |  | State | HL0024025 | 2020-05-28 16:56 |  | State | C2 11 | Conventional | [14 empty] | No | No | No |  | HPS | 1 | 200 | [25 empty] | 2025-11-05 22:08 | NULL | 0 |  | mhurlow1 | 2018-05-22 16:49 | csonner | 2020-05-28 17:00 | No | No | No | No | No | Standing | None | None | None | No | No | No |  | No | 2025-11-05 22:08 |  | ascott3 | 2025-11-05 22:08 | ascott3 | 2025-11-05 22:08 | No Photo Available | No Photo Available | http://data.mapchannels.com/dualmaps6/map.htm?lat=39.226333&lng=-84.367162
08 | HAMILTON | HAM | RA | 31175 |  | 0.204 |  | SHAMRA31175**C | HAM-31175-0.204 | 39.2257 | -84.3671 | 2025-12-31 | Active |  |  |  | State | HL0009079 | 2020-05-28 17:00 |  | State | c2 12 | Conventional | [14 empty] | No | No | No |  | HPS | 1 | 200 | [25 empty] | 2025-11-05 22:08 | NULL | 0 |  | mhurlow1 | 2018-05-09 16:30 | csonner | 2020-05-28 17:02 | No | No | No | No | No | Standing | None | None | None | No | No | No |  | No | 2025-11-05 22:08 |  | ascott3 | 2025-11-05 22:08 | ascott3 | 2025-11-05 22:08 | No Photo Available | No Photo Available | http://data.mapchannels.com/dualmaps6/map.htm?lat=39.225717&lng=-84.367105
08 | HAMILTON | HAM | RA | 31175 |  | 0.225 |  | SHAMRA31175**C | HAM-31175-0.225 | 39.2254 | -84.3671 | 2025-12-31 | Active |  |  |  | State | HL0017593 |  |  | State | C-20 | Conventional | [14 empty] | No | No | No |  | HPS | 1 | [26 empty] | 2025-11-05 10:12 | NULL |  |  | mhurlow1 | 2018-05-09 14:51 | ascott3 | 2025-05-09 13:14 | No | No | No | No | No | Standing | None | None | None | No | No | No |  | No | 2025-11-05 10:12 |  | mneeley | 2025-11-05 10:13 | mneeley | 2025-11-05 10:13 | No Photo Available | No Photo Available | http://data.mapchannels.com/dualmaps6/map.htm?lat=39.225414&lng=-84.367138
08 | HAMILTON | HAM | RA | 31176 |  | 0.03 |  | SHAMRA31176**C | HAM-31176-0.030 | 39.2255 | -84.3682 | 2025-12-31 | Active |  |  |  | State | HL0023250 | 2020-05-28 14:14 |  | State | C2 15 | Conventional | [14 empty] | No | No | No |  | HPS | 1 | 200 | [25 empty] | 2025-11-05 22:10 | NULL | 0 |  | mhurlow1 | 2018-05-09 15:23 | csonner | 2020-05-28 14:17 | No | No | No | No | No | Standing | None | None | None | No | No | No |  | No | 2025-11-05 22:10 |  | ascott3 | 2025-11-05 22:10 | ascott3 | 2025-11-05 22:10 | No Photo Available | No Photo Available | http://data.mapchannels.com/dualmaps6/map.htm?lat=39.225483&lng=-84.368206
08 | HAMILTON | HAM | RA | 31176 |  | 0.067 |  | SHAMRA31176**C | HAM-31176-0.067 | 39.2251 | -84.3678 | 2025-12-31 | Active |  |  |  | State | HL0009043 | 2020-05-28 14:17 |  | State | c2 16 | Conventional | [14 empty] | No | No | No |  | HPS | 1 | 200 | [25 empty] | 2025-11-05 22:10 | NULL | 0 |  | mhurlow1 | 2018-05-09 15:22 | csonner | 2020-05-28 14:20 | No | No | No | No | No | Standing | None | None | None | No | No | No |  | No | 2025-11-05 22:10 |  | ascott3 | 2025-11-05 22:10 | ascott3 | 2025-11-05 22:10 | No Photo Available | No Photo Available | http://data.mapchannels.com/dualmaps6/map.htm?lat=39.225084&lng=-84.367812
08 | HAMILTON | HAM | RA | 31176 |  | 0.1 |  | SHAMRA31176**C | HAM-31176-0.100 | 39.2246 | -84.3677 | 2025-12-31 | Active |  |  |  | State | HL0027115 | 2020-05-28 14:23 |  | State | c2 17 | Conventional | [14 empty] | No | No | No |  | HPS |  | 200 | [25 empty] | 2025-11-05 22:10 | NULL | 0 |  | mhurlow1 | 2018-05-09 15:22 | csonner | 2020-05-28 14:26 | No | No | No | No | No | Standing | None | None | None | No | No | No |  | No | 2025-11-05 22:10 |  | ascott3 | 2025-11-05 22:10 | ascott3 | 2025-11-05 22:10 | No Photo Available | No Photo Available | http://data.mapchannels.com/dualmaps6/map.htm?lat=39.224645&lng=-84.367656
08 | HAMILTON | HAM | RA | 31176 |  | 0.138 |  | SHAMRA31176**C | HAM-31176-0.138 | 39.2241 | -84.3676 | 2025-12-31 | Active |  |  |  | State | HL0025490 | 2020-05-28 14:26 |  | State | c2 18 | Conventional | [14 empty] | No | No | No |  | HPS | 1 | 200 | [25 empty] | 2025-11-05 22:09 | NULL | 0 |  | mhurlow1 | 2018-05-09 15:22 | csonner | 2020-05-28 14:26 | No | No | No | No | No | Standing | None | None | None | No | No | No |  | No | 2025-11-05 22:09 |  | ascott3 | 2025-11-05 22:09 | ascott3 | 2025-11-05 22:09 | No Photo Available | No Photo Available | http://data.mapchannels.com/dualmaps6/map.htm?lat=39.224116&lng=-84.367589
08 | HAMILTON | HAM | RA | 31176 |  | 0.174 |  | SHAMRA31176**C | HAM-31176-0.174 | 39.2236 | -84.3677 | 2025-12-31 | Active |  |  |  | State | HL0007128 | 2020-05-28 14:29 |  | State | c2 19 | Conventional | [14 empty] | No | No | No |  | HPS | 1 | 200 | [25 empty] | 2025-11-05 22:09 | NULL | 0 |  | mhurlow1 | 2018-05-09 15:22 | csonner | 2020-05-28 14:29 | No | No | No | No | No | Standing | None | None | None | No | No | No |  | No | 2025-11-05 22:09 |  | ascott3 | 2025-11-05 22:09 | ascott3 | 2025-11-05 22:09 | No Photo Available | No Photo Available | http://data.mapchannels.com/dualmaps6/map.htm?lat=39.223600&lng=-84.367678
08 | HAMILTON | HAM | RA | 31176 |  | 0.208 |  | SHAMRA31176**C | HAM-31176-0.208 | 39.2231 | -84.3678 | 2025-12-31 | Active |  |  |  | State | HL0009199 | 2020-05-28 14:33 |  | State | c2 20 | Conventional | [14 empty] | No | No | No |  | HPS | 1 | 200 | [25 empty] | 2025-11-05 22:08 | NULL | 0 |  | mhurlow1 | 2018-05-09 15:22 | csonner | 2020-05-28 14:33 | No | No | No | No | No | Standing | None | None | None | No | No | No |  | No | 2025-11-05 22:08 |  | ascott3 | 2025-11-05 22:08 | ascott3 | 2025-11-05 22:08 | No Photo Available | No Photo Available | http://data.mapchannels.com/dualmaps6/map.htm?lat=39.223129&lng=-84.367809
08 | HAMILTON | HAM | RA | 31177 |  | 0.147 |  | SHAMRA31177**C | HAM-31177-0.147 | 39.2212 | -84.3679 | 2025-12-31 | Active |  |  |  | State | HL0003910 | 2020-05-13 04:14 |  | State | D16 | Conventional | [7 empty] | 1 | [6 empty] | No | No | No |  | HPS | 1 | 200 | [25 empty] | 2025-11-05 10:09 | NULL | 0 |  | mhurlow1 | 2018-05-09 13:46 | cburden | 2020-05-13 04:14 | No | No | No | No | No | Standing | None | None | None | No | No | No |  | No | 2025-11-05 10:09 |  | mneeley | 2025-11-05 10:09 | mneeley | 2025-11-05 10:09 | No Photo Available | No Photo Available | http://data.mapchannels.com/dualmaps6/map.htm?lat=39.221173&lng=-84.367887
08 | HAMILTON | HAM | RA | 31177 |  | 0.187 |  | SHAMRA31177**C | HAM-31177-0.187 | 39.2217 | -84.3675 | 2025-12-31 | Active |  |  |  | State | HL0008444 | 2020-05-13 04:15 |  | State | D17 | Conventional | [7 empty] | 1 | [6 empty] | No | No | No |  | HPS | 1 | 200 | [25 empty] | 2025-11-05 10:09 | NULL | 0 |  | mhurlow1 | 2018-05-09 13:48 | cburden | 2020-05-13 04:15 | No | No | No | No | No | Standing | None | None | None | No | No | No |  | No | 2025-11-05 10:09 |  | mneeley | 2025-11-05 10:09 | mneeley | 2025-11-05 10:09 | No Photo Available | No Photo Available | http://data.mapchannels.com/dualmaps6/map.htm?lat=39.221675&lng=-84.367512
08 | HAMILTON | HAM | RA | 31177 |  | 0.219 |  | SHAMRA31177**C | HAM-31177-0.219 | 39.222 | -84.3671 | 2025-12-31 | Active |  |  |  | State | HL0001592 | 2020-05-13 04:16 |  | State | D18 | Conventional | [7 empty] | 1 | [6 empty] | No | No | No |  | HPS | 1 | 200 | [25 empty] | 2025-11-05 10:09 | NULL | 0 |  | mhurlow1 | 2018-05-22 16:51 | cburden | 2020-05-13 04:18 | No | No | No | No | No | Standing | None | None | None | No | No | No |  | No | 2025-11-05 10:09 |  | mneeley | 2025-11-05 10:09 | mneeley | 2025-11-05 10:09 | No Photo Available | No Photo Available | http://data.mapchannels.com/dualmaps6/map.htm?lat=39.222030&lng=-84.367132
08 | HAMILTON | HAM | RA | 31177 |  | 0.257 |  | SHAMRA31177**C | HAM-31177-0.257 | 39.2224 | -84.3666 | 2025-12-31 | Active |  |  |  | State | HL0000503 |  |  | State | D19 | Conventional | [14 empty] | No | No | No |  | HPS | 1 | [26 empty] | 2025-11-05 10:09 | NULL |  |  | mhurlow1 | 2018-05-09 13:49 | mneeley | 2025-11-05 09:51 | No | No | No | No | No | Standing | None | None | None | No | No | No |  | No | 2025-11-05 10:09 |  | mneeley | 2025-11-05 10:10 | mneeley | 2025-11-05 10:10 | No Photo Available | No Photo Available | http://data.mapchannels.com/dualmaps6/map.htm?lat=39.222409&lng=-84.366638
08 | HAMILTON | HAM | RA | 31177 |  | 0.297 |  | SHAMRA31177**C | HAM-31177-0.297 | 39.2228 | -84.3661 | 2025-12-31 | Active |  |  |  | State | HL0013864 |  |  | State | D20 | Conventional | [14 empty] | No | No | No |  | HPS | 1 | [26 empty] | 2025-11-05 10:10 | NULL |  |  | mhurlow1 | 2018-05-09 13:49 | mneeley | 2025-11-05 09:52 | No | No | No | No | No | Standing | None | None | None | No | No | No |  | No | 2025-11-05 10:10 |  | mneeley | 2025-11-05 10:10 | mneeley | 2025-11-05 10:10 | No Photo Available | No Photo Available | http://data.mapchannels.com/dualmaps6/map.htm?lat=39.222757&lng=-84.366056
08 | HAMILTON | HAM | RA | 31177 |  | 0.333 |  | SHAMRA31177**C | HAM-31177-0.333 | 39.2231 | -84.3655 | 2025-12-31 | Active |  |  |  | State | HL0015497 |  |  | State | D21 | Conventional | [14 empty] | No | No | No |  | HPS | 1 | [26 empty] | 2025-11-05 10:10 | NULL |  |  | mhurlow1 | 2018-05-09 13:49 | mneeley | 2025-11-05 09:52 | No | No | No | No | No | Standing | None | None | None | No | No | No |  | No | 2025-11-05 10:10 |  | mneeley | 2025-11-05 10:10 | mneeley | 2025-11-05 10:10 | No Photo Available | No Photo Available | http://data.mapchannels.com/dualmaps6/map.htm?lat=39.223069&lng=-84.365504
08 | HAMILTON | HAM | RA | 31177 |  | 0.374 |  | SHAMRA31177**C | HAM-31177-0.374 | 39.2234 | -84.3649 | 2025-12-31 | Active |  |  |  | State | HL0021526 |  |  | State | D22 | Conventional | [14 empty] | No | No | No |  | HPS | 1 | [26 empty] | 2025-11-05 10:10 | NULL |  |  | mhurlow1 | 2018-05-09 13:50 | mneeley | 2025-11-05 09:52 | No | No | No | No | No | Standing | None | None | None | No | No | No |  | No | 2025-11-05 10:10 |  | mneeley | 2025-11-05 10:10 | mneeley | 2025-11-05 10:10 | No Photo Available | No Photo Available | http://data.mapchannels.com/dualmaps6/map.htm?lat=39.223368&lng=-84.364864
08 | HAMILTON | HAM | RA | 31177 |  | 0.408 |  | SHAMRA31177**C | HAM-31177-0.408 | 39.2235 | -84.3643 | 2025-12-31 | Active |  |  |  | State | HL0018210 |  |  | State | D23 | Conventional | [14 empty] | No | No | No |  | HPS | 1 | [26 empty] | 2025-11-05 10:10 | NULL |  |  | mhurlow1 | 2018-05-09 13:51 | mneeley | 2025-11-05 09:53 | No | No | No | No | No | Standing | None | None | None | No | No | No |  | No | 2025-11-05 10:10 |  | mneeley | 2025-11-05 10:11 | mneeley | 2025-11-05 10:11 | No Photo Available | No Photo Available | http://data.mapchannels.com/dualmaps6/map.htm?lat=39.223539&lng=-84.364295
08 | HAMILTON | HAM | RA | 31177 |  | 0.447 |  | SHAMRA31177**C | HAM-31177-0.447 | 39.2236 | -84.3636 | 2025-12-31 | Active |  |  |  | State | HL0000899 | 2020-05-28 16:26 |  | State | a12 | Conventional | [14 empty] | No | No | No |  | HPS | 1 | 200 | [25 empty] | 2025-11-05 10:10 | NULL | 0 |  | mhurlow1 | 2018-05-09 13:51 | csonner | 2020-05-28 16:28 | No | No | No | No | No | Standing | None | None | None | No | No | No |  | No | 2025-11-05 10:10 |  | mneeley | 2025-11-05 10:11 | mneeley | 2025-11-05 10:11 | No Photo Available | No Photo Available | http://data.mapchannels.com/dualmaps6/map.htm?lat=39.223613&lng=-84.363582
08 | HAMILTON | HAM | RA | 31177 |  | 0.484 |  | SHAMRA31177**C | HAM-31177-0.484 | 39.2236 | -84.3629 | 2025-12-31 | Active |  |  |  | State | HL0015174 | 2020-05-28 16:30 |  | State | A13 | Conventional | [14 empty] | No | No | No |  | HPS | 1 | 200 | [25 empty] | 2025-11-05 10:11 | NULL | 0 |  | mhurlow1 | 2018-05-09 13:52 | mneeley | 2025-11-05 09:54 | No | No | No | No | No | Standing | None | None | None | No | No | No |  | No | 2025-11-05 10:11 |  | mneeley | 2025-11-05 10:11 | mneeley | 2025-11-05 10:11 | No Photo Available | No Photo Available | http://data.mapchannels.com/dualmaps6/map.htm?lat=39.223584&lng=-84.362911
08 | HAMILTON | HAM | RA | 31178 |  | 0.088 |  | SHAMRA31178**C | HAM-31178-0.088 | 39.2251 | -84.3672 | 2025-12-31 | Active |  |  |  | State | HL0014240 |  |  | State | C-19 | Conventional | No |  | AT | A |  |  |  | 1 |  |  |  |  | No | No | No | No | No |  | LED | 1 |  | 90 | [24 empty] | 2025-11-05 10:14 | NULL |  |  | mhurlow1 | 2018-05-09 14:51 | jritchie2 | 2026-06-18 15:33 | No | No | No | No | No | Standing | None | None | None | No | No | No |  | No | 2025-11-05 10:14 |  | mneeley | 2025-11-05 10:15 | mneeley | 2025-11-05 10:15 | No Photo Available | No Photo Available | http://data.mapchannels.com/dualmaps6/map.htm?lat=39.225134&lng=-84.367198
08 | HAMILTON | HAM | RA | 31178 |  | 0.126 |  | SHAMRA31178**C | HAM-31178-0.126 | 39.2248 | -84.3666 | 2025-12-31 | Active |  |  |  | State | HL0001597 |  |  | State |  | Conventional | [14 empty] | No | No | No |  | HPS | [27 empty] | 2025-11-05 10:15 | NULL |  |  | mhurlow1 | 2018-05-09 14:50 | mhurlow1 | 2018-08-01 12:30 | No | No | No | No | No | Standing | None | None | None | No | No | No |  | No | 2025-11-05 10:15 |  | mneeley | 2025-11-05 10:15 | mneeley | 2025-11-05 10:15 | No Photo Available | No Photo Available | http://data.mapchannels.com/dualmaps6/map.htm?lat=39.224837&lng=-84.366599
08 | HAMILTON | HAM | RA | 31178 |  | 0.173 |  | SHAMRA31178**C | HAM-31178-0.173 | 39.2244 | -84.3659 | 2025-12-31 | Active |  |  |  | State | HL0015183 |  |  | State | D1-12 | Conventional | [14 empty] | No | No | No |  | HPS | 1 | [26 empty] | 2025-11-05 10:15 | NULL |  |  | mhurlow1 | 2018-05-09 14:48 | ascott3 | 2025-05-09 15:58 | No | No | No | No | No | Standing | None | None | None | No | No | No |  | No | 2025-11-05 10:15 |  | mneeley | 2025-11-05 10:15 | mneeley | 2025-11-05 10:15 | No Photo Available | No Photo Available | http://data.mapchannels.com/dualmaps6/map.htm?lat=39.224446&lng=-84.365900
08 | HAMILTON | HAM | RA | 31178 |  | 0.207 |  | SHAMRA31178**C | HAM-31178-0.207 | 39.2241 | -84.3655 | 2025-12-31 | Active |  |  |  | State | HL0004936 |  |  | State | D1-14 | Conventional | [14 empty] | No | No | No |  | HPS | 1 | [26 empty] | 2025-11-05 10:15 | NULL |  |  | mhurlow1 | 2018-05-09 14:52 | ascott3 | 2025-05-09 15:57 | No | No | No | No | No | Standing | None | None | None | No | No | No |  | No | 2025-11-05 10:15 |  | mneeley | 2025-11-05 10:16 | mneeley | 2025-11-05 10:16 | No Photo Available | No Photo Available | http://data.mapchannels.com/dualmaps6/map.htm?lat=39.224100&lng=-84.365467
08 | HAMILTON | HAM | RA | 31178 |  | 0.242 |  | SHAMRA31178**C | HAM-31178-0.242 | 39.2237 | -84.3653 | 2025-12-31 | Active |  |  |  | State | HL0021123 |  |  | State | D1-15 | Conventional | [14 empty] | No | No | No |  | HPS | 1 | [26 empty] | 2025-11-05 10:15 | NULL |  |  | mhurlow1 | 2018-05-09 14:53 | ascott3 | 2025-05-09 15:57 | No | No | No | No | No | Standing | None | None | None | No | No | No |  | No | 2025-11-05 10:15 |  | mneeley | 2025-11-05 10:16 | mneeley | 2025-11-05 10:16 | No Photo Available | No Photo Available | http://data.mapchannels.com/dualmaps6/map.htm?lat=39.223662&lng=-84.365310
08 | HAMILTON | HAM | RA | 31178 |  | 0.27 |  | SHAMRA31178**C | HAM-31178-0.270 | 39.2233 | -84.3655 | 2025-12-31 | Active |  |  |  | State | HL0009051 |  |  | State | D1-16 | Conventional | [14 empty] | No | No | No |  | HPS | [27 empty] | 2025-11-05 10:16 | NULL |  |  | mhurlow1 | 2018-05-09 14:53 | rdixon5 | 2023-12-15 06:48 | No | No | No | No | No | Standing | None | None | None | No | No | No |  | No | 2025-11-05 10:16 |  | mneeley | 2025-11-05 10:16 | mneeley | 2025-11-05 10:16 | No Photo Available | No Photo Available | http://data.mapchannels.com/dualmaps6/map.htm?lat=39.223328&lng=-84.365502
08 | HAMILTON | HAM | RA | 31178 |  | 0.303 |  | SHAMRA31178**C | HAM-31178-0.303 | 39.2231 | -84.366 | 2025-12-31 | Active |  |  |  | State | HL0018903 |  |  | State | D1-17 | Conventional | [14 empty] | No | No | No |  | HPS | 1 | [26 empty] | 2025-11-05 10:16 | NULL |  |  | mhurlow1 | 2018-05-09 14:54 | ascott3 | 2025-05-09 15:58 | No | No | No | No | No | Standing | None | None | None | No | No | No |  | No | 2025-11-05 10:16 |  | mneeley | 2025-11-05 10:16 | mneeley | 2025-11-05 10:16 | No Photo Available | No Photo Available | http://data.mapchannels.com/dualmaps6/map.htm?lat=39.223140&lng=-84.365977
08 | HAMILTON | HAM | RA | 31178 |  | 0.337 |  | SHAMRA31178**C | HAM-31178-0.337 | 39.2233 | -84.3665 | 2025-12-31 | Active |  |  |  | State | HL0016952 |  |  | State | D1-18 | Conventional | [14 empty] | No | No | No |  | HPS | 1 | [26 empty] | 2025-11-05 10:16 | NULL |  |  | mhurlow1 | 2018-05-09 14:54 | ascott3 | 2025-05-09 15:58 | No | No | No | No | No | Standing | None | None | None | No | No | No |  | No | 2025-11-05 10:16 |  | mneeley | 2025-11-05 10:17 | mneeley | 2025-11-05 10:17 | No Photo Available | No Photo Available | http://data.mapchannels.com/dualmaps6/map.htm?lat=39.223252&lng=-84.366514
08 | HAMILTON | HAM | RA | 31178 |  | 0.375 |  | SHAMRA31178**C | HAM-31178-0.375 | 39.2237 | -84.3668 | 2025-12-31 | Active |  |  |  | State | HL0018106 |  |  | State | D1-19 | Conventional | [14 empty] | No | No | No |  | HPS | 1 | [26 empty] | 2025-11-05 10:16 | NULL |  |  | mhurlow1 | 2018-05-09 14:55 | ascott3 | 2025-05-09 15:59 | No | No | No | No | No | Standing | None | None | None | No | No | No |  | No | 2025-11-05 10:16 |  | mneeley | 2025-11-05 10:17 | mneeley | 2025-11-05 10:17 | No Photo Available | No Photo Available | http://data.mapchannels.com/dualmaps6/map.htm?lat=39.223670&lng=-84.366805
08 | HAMILTON | HAM | RA | 31178 |  | 0.477 |  | SHAMRA31178**C | HAM-31178-0.477 | 39.2251 | -84.3666 | 2025-12-31 | Active |  |  |  | State | HL0015663 |  |  | State | C-21 | Conventional | [14 empty] | No | No | No |  | HPS | 1 | [26 empty] | 2025-11-05 10:12 | NULL |  |  | mhurlow1 | 2018-05-09 14:50 | ascott3 | 2025-05-09 13:13 | No | No | No | No | No | Standing | None | None | None | No | No | No |  | No | 2025-11-05 10:12 |  | mneeley | 2025-11-05 10:12 | mneeley | 2025-11-05 10:12 | No Photo Available | No Photo Available | http://data.mapchannels.com/dualmaps6/map.htm?lat=39.225117&lng=-84.366552
08 | HAMILTON | HAM | RA | 31180 |  | 0.056 |  | SHAMRA31180**C | HAM-31180-0.056 | 39.2238 | -84.3648 | 2025-12-31 | Active |  |  |  | State | HL0008801 | 2020-05-28 18:48 |  | State | xd1 13 | Conventional | [14 empty] | No | No | No |  | HPS | 1 | 200 | [25 empty] | 2025-05-09 17:07 | NULL | 0 | 2025-05-09 17:07 | mhurlow1 | 2018-05-09 13:55 | csonner | 2020-05-28 18:49 | No | No | No | No | No | Standing | None | None | None | No | No | No |  | No | 2025-05-09 17:07 | 2025-05-09 17:07 | ascott3 | 2025-05-09 17:07 | ascott3 | 2025-05-09 17:07 | No Photo Available | https://collectorweb.dot.state.oh.us/arcgis/rest/services/HIGHWAY_LIGHTING/HighwayLighting_Reference/FeatureServer/7/549187/attachments/ | http://data.mapchannels.com/dualmaps6/map.htm?lat=39.223803&lng=-84.364785
08 | HAMILTON | HAM | RA | 31184 |  | 0.003 |  | SHAMRA31184**C | HAM-31184-0.003 | 39.2258 | -84.4005 | 2025-12-31 | Active |  |  |  | State | HL0021917 |  |  | State |  | Conventional | [14 empty] | No | No | No |  | HPS | [28 empty] | NULL |  |  | mhurlow1 | 2018-05-22 15:25 | Dsnyder5 | 2018-07-24 16:16 | [20 empty] | No Photo Available | No Photo Available | http://data.mapchannels.com/dualmaps6/map.htm?lat=39.225758&lng=-84.400455
08 | HAMILTON | HAM | RA | 31184 |  | 0.07 |  | SHAMRA31184**C | HAM-31184-0.070 | 39.225 | -84.4004 | 2025-12-31 | Active |  |  |  | State | HL0024480 | 2020-04-21 17:33 |  | State | 15 | Conventional | No |  | AT | A |  |  |  | 1 |  |  |  |  | No | No | No | No | No |  | HPS | 1 | 200 | [25 empty] | 2025-11-05 22:26 | NULL | 0 |  | mhurlow1 | 2018-05-22 15:22 | jritchie2 | 2026-07-15 14:08 | No | No | No | No | No | Standing | None | None | None | No | No | No |  | No | 2025-11-05 22:26 |  | ascott3 | 2025-11-05 22:26 | ascott3 | 2025-11-05 22:26 | No Photo Available | No Photo Available | http://data.mapchannels.com/dualmaps6/map.htm?lat=39.224972&lng=-84.400408
08 | HAMILTON | HAM | RA | 31184 |  | 0.107 |  | SHAMRA31184**C | HAM-31184-0.107 | 39.2247 | -84.401 | 2025-12-31 | Active |  |  |  | State | HL0012736 | 2020-04-21 17:43 |  | State | 16 | Conventional | No |  | AT | A |  |  |  | 1 |  |  |  |  | No | No | No | No | No |  | HPS | 1 | 400 | [25 empty] | 2025-11-05 22:28 | NULL | 0 |  | mhurlow1 | 2018-05-22 15:21 | jritchie2 | 2026-07-15 14:08 | No | No | No | No | No | Standing | None | None | None | No | No | No |  | No | 2025-11-05 22:28 |  | ascott3 | 2025-11-05 22:28 | ascott3 | 2025-11-05 22:28 | No Photo Available | No Photo Available | http://data.mapchannels.com/dualmaps6/map.htm?lat=39.224740&lng=-84.401046
08 | HAMILTON | HAM | RA | 31184 |  | 0.145 |  | SHAMRA31184**C | HAM-31184-0.145 | 39.2245 | -84.4017 | 2025-12-31 | Active |  |  |  | State | HL0015066 | 2020-04-21 17:54 |  | State | 17 | Conventional | No |  | AT | A |  |  |  | 1 |  |  |  |  | No | No | No | No | No |  | HPS | 1 | 200 | [25 empty] | 2025-11-05 22:28 | NULL | 0 |  | mhurlow1 | 2018-05-22 15:21 | jritchie2 | 2026-07-15 14:08 | No | No | No | No | No | Standing | None | None | None | No | No | No |  | No | 2025-11-05 22:28 |  | ascott3 | 2025-11-05 22:28 | ascott3 | 2025-11-05 22:28 | No Photo Available | No Photo Available | http://data.mapchannels.com/dualmaps6/map.htm?lat=39.224506&lng=-84.401680
08 | HAMILTON | HAM | RA | 31184 |  | 0.183 |  | SHAMRA31184**C | HAM-31184-0.183 | 39.2242 | -84.4023 | 2025-12-31 | Active |  |  |  | State | HL0026360 | 2020-04-21 18:03 |  | State | 18 | Conventional | No |  | AT | A |  |  |  | 1 |  |  |  |  | No | No | No | No | No |  | HPS | 1 | 200 | [25 empty] | 2025-11-05 22:28 | NULL | 0 |  | mhurlow1 | 2018-05-22 15:21 | jritchie2 | 2026-07-15 14:09 | No | No | No | No | No | Standing | None | None | None | No | No | No |  | No | 2025-11-05 22:28 |  | ascott3 | 2025-11-05 22:28 | ascott3 | 2025-11-05 22:28 | No Photo Available | No Photo Available | http://data.mapchannels.com/dualmaps6/map.htm?lat=39.224249&lng=-84.402329
08 | HAMILTON | HAM | RA | 31186 |  | 0.014 |  | SHAMRA31186**C | HAM-31186-0.014 | 39.225 | -84.399 | 2025-12-31 | Active |  |  |  | State | HL0004269 | 2020-04-21 13:37 |  | State | 2 | Conventional | [7 empty] | 1 | [6 empty] | No | No | No |  | HPS | 1 | 200 | [25 empty] | 2025-11-05 22:25 | NULL | 0 |  | mhurlow1 | 2018-05-22 15:22 | dturner | 2020-04-21 13:38 | No | No | No | No | No | Standing | None | None | None | No | No | No |  | No | 2025-11-05 22:25 |  | ascott3 | 2025-11-05 22:25 | ascott3 | 2025-11-05 22:25 | No Photo Available | No Photo Available | http://data.mapchannels.com/dualmaps6/map.htm?lat=39.224993&lng=-84.398999
08 | HAMILTON | HAM | RA | 31186 |  | 0.052 |  | SHAMRA31186**C | HAM-31186-0.052 | 39.2251 | -84.3983 | 2025-12-31 | Active |  |  |  | State | HL0014029 | 2020-04-21 14:18 |  | State | 3 | Conventional | [7 empty] | 1 | [6 empty] | No | No | No |  | HPS | 1 | 200 | [25 empty] | 2025-11-05 22:25 | NULL | 0 |  | mhurlow1 | 2018-05-22 15:28 | dturner | 2020-04-21 14:18 | No | No | No | No | No | Standing | None | None | None | No | No | No |  | No | 2025-11-05 22:25 |  | ascott3 | 2025-11-05 22:25 | ascott3 | 2025-11-05 22:25 | No Photo Available | No Photo Available | http://data.mapchannels.com/dualmaps6/map.htm?lat=39.225134&lng=-84.398317
08 | HAMILTON | HAM | RA | 31186 |  | 0.09 |  | SHAMRA31186**C | HAM-31186-0.090 | 39.2253 | -84.3976 | 2025-12-31 | Active |  |  |  | State | HL0025221 | 2020-04-21 14:27 |  | State | 4 | Conventional | [7 empty] | 1 | [6 empty] | No | No | No |  | HPS | 1 | 400 | [25 empty] | 2026-07-31 17:45 | NULL | 0 |  | mhurlow1 | 2018-05-22 15:28 | dturner | 2020-04-21 14:27 | No | No | No | No | No | Standing | None | None | None | No | No | No | Needs a fixture | Yes | 2026-07-31 17:45 |  | ascott3 | 2026-07-31 17:45 | ascott3 | 2026-07-31 17:45 | No Photo Available | No Photo Available | http://data.mapchannels.com/dualmaps6/map.htm?lat=39.225255&lng=-84.397629
08 | HAMILTON | HAM | RA | 31186 |  | 0.129 |  | SHAMRA31186**C | HAM-31186-0.129 | 39.2253 | -84.3969 | 2025-12-31 | Active |  |  |  | State | HL0002800 |  |  | State | 5 | Conventional | [7 empty] | 1 | [6 empty] | No | No | No |  | HPS | 1 | 200 | [25 empty] | 2025-11-05 22:26 | NULL |  |  | mhurlow1 | 2018-05-22 15:29 | dturner | 2020-04-21 14:38 | No | No | No | No | No | Standing | None | None | None | No | No | No |  | No | 2025-11-05 22:26 |  | ascott3 | 2025-11-05 22:26 | ascott3 | 2025-11-05 22:26 | No Photo Available | No Photo Available | http://data.mapchannels.com/dualmaps6/map.htm?lat=39.225313&lng=-84.396929
08 | HAMILTON | HAM | RA | 31186 |  | 0.286 |  | SHAMRA31186**C | HAM-31186-0.286 | 39.2251 | -84.394 | 2025-12-31 | Active |  |  |  | State | HL0025459 | 2020-04-21 14:52 |  | State | 6 | Conventional | [7 empty] | 1 | [6 empty] | No | No | No |  | HPS | 1 | 200 | [25 empty] | 2021-07-22 15:31 | NULL | 0 |  | mhurlow1 | 2018-05-22 15:30 | dturner | 2020-04-21 14:52 | No | No | No | No | No | Standing | None | None | None | No | No | No |  |  | 2021-07-22 15:31 |  | lhundley | 2021-07-22 15:31 | lhundley | 2021-07-22 15:31 | No Photo Available | No Photo Available | http://data.mapchannels.com/dualmaps6/map.htm?lat=39.225064&lng=-84.394033
08 | HAMILTON | HAM | RA | 31187 |  | 0.008 |  | SHAMRA31187**C | HAM-31187-0.008 | 39.2253 | -84.3937 | 2025-12-31 | Active |  |  |  | State | HL0016833 | 2020-04-21 15:21 |  | State | 14 | Conventional | [7 empty] | 1 | [6 empty] | No | No | No |  | HPS | 1 | 200 | [25 empty] | 2021-07-22 15:31 | NULL | 0 |  | mhurlow1 | 2018-05-22 15:31 | dturner | 2020-04-21 15:22 | No | No | No | No | No | Standing | None | None | None | No | No | No |  |  | 2021-07-22 15:31 |  | lhundley | 2021-07-22 15:31 | lhundley | 2021-07-22 15:31 | No Photo Available | No Photo Available | http://data.mapchannels.com/dualmaps6/map.htm?lat=39.225318&lng=-84.393748
08 | HAMILTON | HAM | RA | 31187 |  | 0.137 |  | SHAMRA31187**C | HAM-31187-0.137 | 39.2253 | -84.3913 | 2025-12-31 | Active |  |  |  | State | HL0018904 | 2020-04-21 15:24 |  | State | 7 | Conventional | [7 empty] | 1 | [6 empty] | No | No | No |  | HPS | 1 | 200 | [25 empty] | 2025-11-05 22:24 | NULL | 0 |  | mhurlow1 | 2018-05-22 16:22 | dturner | 2020-04-21 15:24 | No | No | No | No | No | Standing | None | None | None | No | No | No |  | No | 2025-11-05 22:24 |  | ascott3 | 2025-11-05 22:24 | ascott3 | 2025-11-05 22:24 | No Photo Available | No Photo Available | http://data.mapchannels.com/dualmaps6/map.htm?lat=39.225333&lng=-84.391340
08 | HAMILTON | HAM | RA | 31187 |  | 0.175 |  | SHAMRA31187**C | HAM-31187-0.175 | 39.2253 | -84.3906 | 2025-12-31 | Active |  |  |  | State | HL0026675 | 2020-04-21 16:16 |  | State | 8 | Conventional | [7 empty] | 1 | [6 empty] | No | No | No |  | HPS | 1 | 200 | [25 empty] | 2025-11-05 22:25 | NULL | 0 |  | mhurlow1 | 2018-05-22 16:22 | dturner | 2020-04-21 16:16 | No | No | No | No | No | Standing | None | None | None | No | No | No |  | No | 2025-11-05 22:25 |  | ascott3 | 2025-11-05 22:25 | ascott3 | 2025-11-05 22:25 | No Photo Available | No Photo Available | http://data.mapchannels.com/dualmaps6/map.htm?lat=39.225320&lng=-84.390643
08 | HAMILTON | HAM | RA | 31187 |  | 0.214 |  | SHAMRA31187**C | HAM-31187-0.214 | 39.2253 | -84.3899 | 2025-12-31 | Active |  |  |  | State | HL0026166 | 2020-04-21 16:27 |  | State | 9 | Conventional | [7 empty] | 1 | [6 empty] | No | No | No |  | HPS | 1 | 200 | [25 empty] | 2025-11-05 22:25 | NULL | 0 |  | mhurlow1 | 2018-05-22 16:23 | dturner | 2020-04-21 16:28 | No | No | No | No | No | Standing | None | None | None | No | No | No |  | No | 2025-11-05 22:25 |  | ascott3 | 2025-11-05 22:25 | ascott3 | 2025-11-05 22:25 | No Photo Available | No Photo Available | http://data.mapchannels.com/dualmaps6/map.htm?lat=39.225256&lng=-84.389913
08 | HAMILTON | HAM | RA | 31188 |  | 0.014 |  | SHAMRA31188**C | HAM-31188-0.014 | 39.2254 | -84.3882 | 2025-12-31 | Active |  |  |  | State | HL0002521 | 2020-04-21 16:44 |  | State | 10 | Conventional | No |  | AT | A |  |  |  | 1 |  |  |  |  | No | No | No | No | No |  | HPS | 1 | 200 | [25 empty] | 2025-11-05 22:23 | NULL | 0 |  | mhurlow1 | 2018-05-22 16:24 | jritchie2 | 2026-07-15 14:04 | No | No | No | No | No | Standing | None | None | None | No | No | No |  | No | 2025-11-05 22:23 |  | ascott3 | 2025-11-05 22:23 | ascott3 | 2025-11-05 22:23 | No Photo Available | No Photo Available | http://data.mapchannels.com/dualmaps6/map.htm?lat=39.225429&lng=-84.388202
08 | HAMILTON | HAM | RA | 31188 |  | 0.054 |  | SHAMRA31188**C | HAM-31188-0.054 | 39.2255 | -84.3889 | 2025-12-31 | Active |  |  |  | State | HL0021306 | 2020-04-21 16:55 |  | State | 11 | Conventional | No |  | AT | A |  |  |  | 1 |  |  |  |  | No | No | No | No | No |  | HPS | 1 | 200 | [25 empty] | 2025-11-05 22:24 | NULL | 0 |  | mhurlow1 | 2018-05-22 16:25 | jritchie2 | 2026-07-15 14:05 | No | No | No | No | No | Standing | None | None | None | No | No | No |  | No | 2025-11-05 22:24 |  | ascott3 | 2025-11-05 22:24 | ascott3 | 2025-11-05 22:24 | No Photo Available | No Photo Available | http://data.mapchannels.com/dualmaps6/map.htm?lat=39.225500&lng=-84.388941
08 | HAMILTON | HAM | RA | 31188 |  | 0.092 |  | SHAMRA31188**C | HAM-31188-0.092 | 39.2256 | -84.3896 | 2025-12-31 | Active |  |  |  | State | HL0018467 | 2020-04-21 17:07 |  | State | 12 | Conventional | No |  | AT | A |  |  |  | 1 |  |  |  |  | No | No | No | No | No |  | HPS | 1 | 200 | [25 empty] | 2025-11-05 22:24 | NULL | 0 |  | mhurlow1 | 2018-05-22 16:25 | jritchie2 | 2026-07-15 14:05 | No | No | No | No | No | Standing | None | None | None | No | No | No |  | No | 2025-11-05 22:24 |  | ascott3 | 2025-11-05 22:24 | ascott3 | 2025-11-05 22:24 | No Photo Available | No Photo Available | http://data.mapchannels.com/dualmaps6/map.htm?lat=39.225569&lng=-84.389643
08 | HAMILTON | HAM | RA | 31188 |  | 0.131 |  | SHAMRA31188**C | HAM-31188-0.131 | 39.2257 | -84.3903 | 2025-12-31 | Active |  |  |  | State | HL0024632 | 2020-04-21 17:17 |  | State | 13 | Conventional | No |  | AT | A |  |  |  | 1 |  |  |  |  | No | No | No | No | No |  | HPS | 1 | 200 | [25 empty] | 2025-11-05 22:24 | NULL | 0 |  | mhurlow1 | 2018-05-22 16:26 | jritchie2 | 2026-07-15 14:05 | No | No | No | No | No | Standing | None | None | None | No | No | No |  | No | 2025-11-05 22:24 |  | ascott3 | 2025-11-05 22:24 | ascott3 | 2025-11-05 22:24 | No Photo Available | No Photo Available | http://data.mapchannels.com/dualmaps6/map.htm?lat=39.225689&lng=-84.390340
08 | HAMILTON | HAM | RA | 31188 |  | 0.299 |  | SHAMRA31188**C | HAM-31188-0.299 | 39.2271 | -84.3927 | 2025-12-31 | Active |  |  |  | State | HL0025346 |  |  | State |  | Conventional | [14 empty] | No | No | No |  | HPS | [28 empty] | NULL |  |  | mhurlow1 | 2018-05-22 16:27 | Dsnyder5 | 2018-07-24 16:16 | [20 empty] | No Photo Available | No Photo Available | http://data.mapchannels.com/dualmaps6/map.htm?lat=39.227136&lng=-84.392724
08 | HAMILTON | HAM | RA | 31188 |  | 0.3 |  | SHAMRA31188**C | HAM-31188-0.300 | 39.2273 | -84.3921 | 2025-12-31 | Active |  |  |  | State | HL0013994 |  |  | State |  | Conventional | [14 empty] | No | No | No |  | HPS | [28 empty] | NULL |  |  | mhurlow1 | 2018-05-22 16:28 | Dsnyder5 | 2018-07-24 16:16 | [20 empty] | No Photo Available | No Photo Available | http://data.mapchannels.com/dualmaps6/map.htm?lat=39.227346&lng=-84.392060
08 | HAMILTON | HAM | RA | 31189 |  | 0.009 |  | SHAMRA31189**C | HAM-31189-0.009 | 39.2164 | -84.4311 | 2025-12-31 | Active |  |  |  | State | HL0013810 |  |  | State | 1 | Conventional | [7 empty] | 1 | [6 empty] | No | No | No |  | HPS | 1 | 200 | [25 empty] | 2025-11-12 02:14 | NULL |  |  | mhurlow1 | 2018-05-22 15:01 | dturner | 2020-04-20 13:58 | No | No | No | No | No | Standing | None | None | None | No | No | No |  | No | 2025-11-12 02:14 |  | ascott3 | 2025-11-12 02:14 | ascott3 | 2025-11-12 02:14 | No Photo Available | No Photo Available | http://data.mapchannels.com/dualmaps6/map.htm?lat=39.216357&lng=-84.431119
08 | HAMILTON | HAM | RA | 31189 |  | 0.046 |  | SHAMRA31189**C | HAM-31189-0.046 | 39.2165 | -84.4304 | 2025-12-31 | Active |  |  |  | State | HL0014206 | 2020-04-20 14:17 |  | State | 2 | Conventional | [7 empty] | 1 | [6 empty] | No | No | No |  | HPS | 1 | 200 | [25 empty] | 2025-11-12 02:14 | NULL | 0 |  | mhurlow1 | 2018-05-22 15:01 | dturner | 2020-04-20 14:17 | No | No | No | No | No | Standing | None | None | None | No | No | No |  | No | 2025-11-12 02:14 |  | ascott3 | 2025-11-12 02:14 | ascott3 | 2025-11-12 02:14 | No Photo Available | No Photo Available | http://data.mapchannels.com/dualmaps6/map.htm?lat=39.216487&lng=-84.430428
08 | HAMILTON | HAM | RA | 31189 |  | 0.085 |  | SHAMRA31189**C | HAM-31189-0.085 | 39.2166 | -84.4297 | 2025-12-31 | Active |  |  |  | State | HL0000984 | 2020-04-20 14:31 |  | State | 3 | Conventional | [7 empty] | 1 | [6 empty] | No | No | No |  | HPS | 1 | 200 | [25 empty] | 2025-11-05 22:33 | NULL | 0 |  | mhurlow1 | 2018-05-22 15:01 | dturner | 2020-04-20 14:32 | No | No | No | No | No | Standing | None | None | None | No | No | No |  | No | 2025-11-05 22:33 |  | ascott3 | 2025-11-05 22:33 | ascott3 | 2025-11-05 22:33 | No Photo Available | No Photo Available | http://data.mapchannels.com/dualmaps6/map.htm?lat=39.216585&lng=-84.429719
08 | HAMILTON | HAM | RA | 31189 |  | 0.122 |  | SHAMRA31189**C | HAM-31189-0.122 | 39.2166 | -84.429 | 2025-12-31 | Active |  |  |  | State | HL0009452 | 2020-04-20 14:48 |  | State | 4 | Conventional | [7 empty] | 1 | [6 empty] | No | No | No |  | HPS | 1 | 200 | [25 empty] | 2025-11-05 22:42 | NULL | 0 |  | mhurlow1 | 2018-05-22 15:03 | dturner | 2020-04-20 14:49 | No | No | No | No | No | Standing | None | None | None | No | No | No |  | No | 2025-11-05 22:42 |  | ascott3 | 2025-11-05 22:42 | ascott3 | 2025-11-05 22:42 | No Photo Available | No Photo Available | http://data.mapchannels.com/dualmaps6/map.htm?lat=39.216589&lng=-84.429049
08 | HAMILTON | HAM | RA | 31189 |  | 0.258 |  | SHAMRA31189**C | HAM-31189-0.258 | 39.2161 | -84.4265 | 2025-12-31 | Active |  |  |  | State | HL0003400 | 2020-04-20 15:03 |  | State | 5 | Conventional | [7 empty] | 1 | [6 empty] | No | No | No |  | HPS | 1 | 200 | [25 empty] | 2025-11-05 22:56 | NULL | 0 |  | mhurlow1 | 2018-05-22 15:06 | dturner | 2020-04-20 15:03 | No | No | No | No | No | Standing | None | None | None | No | No | No |  | No | 2025-11-05 22:56 |  | ascott3 | 2025-11-05 22:56 | ascott3 | 2025-11-05 22:56 | No Photo Available | No Photo Available | http://data.mapchannels.com/dualmaps6/map.htm?lat=39.216136&lng=-84.426542
08 | HAMILTON | HAM | RA | 31189 |  | 0.26 |  | SHAMRA31189**C | HAM-31189-0.260 | 39.2164 | -84.4265 | 2025-12-31 | Active |  |  |  | State | HL0020805 | 2020-04-20 15:42 |  | State | 14 | Conventional | [7 empty] | 1 | [6 empty] | No | No | No |  | HPS | 1 | 200 | [25 empty] | 2025-11-05 22:50 | NULL | 0 |  | mhurlow1 | 2018-05-22 15:06 | dturner | 2020-04-20 15:43 | No | No | No | No | No | Standing | None | None | None | No | No | No |  | No | 2025-11-05 22:50 |  | ascott3 | 2025-11-05 22:50 | ascott3 | 2025-11-05 22:50 | No Photo Available | No Photo Available | http://data.mapchannels.com/dualmaps6/map.htm?lat=39.216392&lng=-84.426520
08 | HAMILTON | HAM | RA | 31191 |  | 0.001 |  | SHAMRA31191**C | HAM-31191-0.001 | 39.216 | -84.4263 | 2025-12-31 | Active |  |  |  | State | HL0008268 |  |  | State |  | Conventional | [14 empty] | No | No | No |  | HPS | [28 empty] | NULL |  |  | mhurlow1 | 2018-05-22 15:07 | Dsnyder5 | 2018-07-24 16:16 | [20 empty] | No Photo Available | No Photo Available | http://data.mapchannels.com/dualmaps6/map.htm?lat=39.216036&lng=-84.426324
08 | HAMILTON | HAM | RA | 31191 |  | 0.008 |  | SHAMRA31191**C | HAM-31191-0.008 | 39.2164 | -84.4263 | 2025-12-31 | Active |  |  |  | State | HL0000171 |  |  | State |  | Conventional | [14 empty] | No | No | No |  | HPS | [28 empty] | NULL |  |  | mhurlow1 | 2018-05-22 15:05 | Dsnyder5 | 2018-07-24 16:16 | [20 empty] | No Photo Available | No Photo Available | http://data.mapchannels.com/dualmaps6/map.htm?lat=39.216417&lng=-84.426293
08 | HAMILTON | HAM | RA | 31191 |  | 0.095 |  | SHAMRA31191**C | HAM-31191-0.095 | 39.2165 | -84.4247 | 2025-12-31 | Active |  |  |  | State | HL0008184 | 2020-04-20 16:37 |  | State | 6 | Conventional | [7 empty] | 1 | [6 empty] | No | No | No |  | LED | 1 |  | 93 | [24 empty] | 2025-11-05 22:56 | NULL |  |  | mhurlow1 | 2018-05-22 15:13 | odotonline\rdixon5 | 2024-10-09 17:28 | No | No | No | No | No | Standing | None | None | None | No | No | No |  | No | 2025-11-05 22:56 |  | ascott3 | 2025-11-05 22:56 | ascott3 | 2025-11-05 22:56 | No Photo Available | No Photo Available | http://data.mapchannels.com/dualmaps6/map.htm?lat=39.216469&lng=-84.424669
08 | HAMILTON | HAM | RA | 31191 |  | 0.127 |  | SHAMRA31191**C | HAM-31191-0.127 | 39.2165 | -84.4241 | 2025-12-31 | Active |  |  |  | State | HL0016815 | 2020-04-20 16:54 |  | State | 7 | Conventional | [7 empty] | 1 | [6 empty] | No | No | No |  | HPS | 1 | 200 | [25 empty] | 2025-11-05 22:57 | NULL | 0 | 2025-11-05 22:57 | mhurlow1 | 2018-05-22 15:14 | dturner | 2020-04-20 16:54 | No | No | No | No | No | Standing | None | None | None | No | No | No |  | No | 2025-11-05 22:57 | 2025-11-05 22:57 | ascott3 | 2025-11-05 22:57 | ascott3 | 2025-11-05 22:57 | No Photo Available | No Photo Available | http://data.mapchannels.com/dualmaps6/map.htm?lat=39.216524&lng=-84.424062
08 | HAMILTON | HAM | RA | 31192 |  | 0.006 |  | SHAMRA31192**C | HAM-31192-0.006 | 39.2172 | -84.4264 | 2025-12-31 | Active |  |  |  | State | HL0024216 | 2020-04-20 15:19 |  | State | 12 | Conventional | No |  | AT | A |  |  |  | 1 |  |  |  |  | No | No | No | No | No |  | HPS | 1 | 200 | [25 empty] | 2025-11-05 22:32 | NULL | 0 |  | mhurlow1 | 2018-05-22 15:09 | jritchie2 | 2026-07-15 14:12 | No | No | No | No | No | Standing | None | None | None | No | No | No |  | No | 2025-11-05 22:32 |  | ascott3 | 2025-11-05 22:32 | ascott3 | 2025-11-05 22:32 | No Photo Available | No Photo Available | http://data.mapchannels.com/dualmaps6/map.htm?lat=39.217248&lng=-84.426434
08 | HAMILTON | HAM | RA | 31192 |  | 0.008 |  | SHAMRA31192**C | HAM-31192-0.008 | 39.217 | -84.4265 | 2025-12-31 | Active |  |  |  | State | HL0016303 | 2020-04-20 15:30 |  | State | 13 | Conventional | No |  | AT | A |  |  |  | 1 |  |  |  |  | No | Yes | No | No | No |  | HPS | 1 | 200 | [25 empty] | 2025-11-05 22:31 | NULL | 0 |  | mhurlow1 | 2018-05-22 15:10 | jritchie2 | 2026-07-15 14:13 | No | No | No | No | No | Standing | None | None | None | No | No | No |  | No | 2025-11-05 22:31 |  | ascott3 | 2025-11-05 22:31 | ascott3 | 2025-11-05 22:31 | No Photo Available | No Photo Available | http://data.mapchannels.com/dualmaps6/map.htm?lat=39.217044&lng=-84.426483
08 | HAMILTON | HAM | RA | 31192 |  | 0.126 |  | SHAMRA31192**C | HAM-31192-0.126 | 39.217 | -84.4287 | 2025-12-31 | Active |  |  |  | State | HL0008623 | 2020-04-20 18:24 |  | State | 15 | Conventional | No |  | AT | A |  |  |  | 1 |  |  |  |  | No | No | No | No | No |  | HPS | 1 | 200 | [25 empty] | 2025-11-05 22:32 | NULL | 0 |  | mhurlow1 | 2018-05-22 15:03 | jritchie2 | 2026-07-15 14:17 | No | No | No | No | No | Standing | None | None | None | No | No | No |  | No | 2025-11-05 22:32 |  | ascott3 | 2025-11-05 22:32 | ascott3 | 2025-11-05 22:32 | No Photo Available | No Photo Available | http://data.mapchannels.com/dualmaps6/map.htm?lat=39.216998&lng=-84.428668
08 | HAMILTON | HAM | RA | 31192 |  | 0.165 |  | SHAMRA31192**C | HAM-31192-0.165 | 39.217 | -84.4294 | 2025-12-31 | Active |  |  |  | State | HL0006167 | 2020-04-21 12:43 |  | State | 16 | Conventional | No |  | AT | A |  |  |  | 1 |  |  |  |  | No | No | No | No | No |  | LED | 1 |  | 120 | [24 empty] | 2025-11-05 22:32 | NULL |  |  | mhurlow1 | 2018-05-22 15:03 | jritchie2 | 2026-07-15 14:18 | No | No | No | No | No | Standing | None | None | None | No | No | No |  | No | 2025-11-05 22:32 |  | ascott3 | 2025-11-05 22:32 | ascott3 | 2025-11-05 22:32 | No Photo Available | No Photo Available | http://data.mapchannels.com/dualmaps6/map.htm?lat=39.216951&lng=-84.429371
08 | HAMILTON | HAM | RA | 31192 |  | 0.201 |  | SHAMRA31192**C | HAM-31192-0.201 | 39.2169 | -84.4301 | 2025-12-31 | Active |  |  |  | State | HL0004915 | 2020-04-21 13:06 |  | State | 17 | Conventional | No |  | AT | A |  |  |  | 1 |  |  |  |  | No | No | No | No | No |  | HPS | 1 | 400 | [25 empty] | 2025-11-05 22:32 | NULL | 0 |  | mhurlow1 | 2018-05-22 15:02 | jritchie2 | 2026-07-15 14:18 | No | No | No | No | No | Standing | None | None | None | No | No | No |  | No | 2025-11-05 22:32 |  | ascott3 | 2025-11-05 22:32 | ascott3 | 2025-11-05 22:32 | No Photo Available | No Photo Available | http://data.mapchannels.com/dualmaps6/map.htm?lat=39.216868&lng=-84.430064
08 | HAMILTON | HAM | RA | 31193 |  | 0.026 |  | SHAMRA31193**C | HAM-31193-0.026 | 39.2172 | -84.4225 | 2025-12-31 | Active |  |  |  | State | HL0025848 | 2020-04-20 17:38 |  | State | 9 | Conventional | No |  | AT | A |  |  |  | 1 |  |  |  |  | No | No | No | No | No |  | HPS | 1 | 200 | [25 empty] | 2025-11-05 22:31 | NULL | 0 |  | mhurlow1 | 2018-05-22 15:16 | jritchie2 | 2026-07-15 14:11 | No | No | No | No | No | Standing | None | None | None | No | No | No |  | No | 2025-11-05 22:31 |  | ascott3 | 2025-11-05 22:31 | ascott3 | 2025-11-05 22:31 | No Photo Available | No Photo Available | http://data.mapchannels.com/dualmaps6/map.htm?lat=39.217210&lng=-84.422456
08 | HAMILTON | HAM | RA | 31193 |  | 0.062 |  | SHAMRA31193**C | HAM-31193-0.062 | 39.217 | -84.4231 | 2025-12-31 | Active |  |  |  | State | HL0009732 | 2020-04-20 17:54 |  | State | 10 | Conventional | No |  | AT | A |  |  |  | 1 |  |  |  |  | No | No | No | No | No |  | HPS | 1 | 200 | [25 empty] | 2025-11-05 22:31 | NULL | 0 |  | mhurlow1 | 2018-05-22 15:15 | jritchie2 | 2026-07-15 14:11 | No | No | No | No | No | Standing | None | None | None | No | No | No |  | No | 2025-11-05 22:31 |  | ascott3 | 2025-11-05 22:31 | ascott3 | 2025-11-05 22:31 | No Photo Available | No Photo Available | http://data.mapchannels.com/dualmaps6/map.htm?lat=39.217030&lng=-84.423090
08 | HAMILTON | HAM | RA | 31193 |  | 0.102 |  | SHAMRA31193**C | HAM-31193-0.102 | 39.2169 | -84.4238 | 2025-12-31 | Active |  |  |  | State | HL0021030 | 2020-04-20 18:09 |  | State | 11 | Conventional | No |  | AT | A |  |  |  | 1 |  |  |  |  | No | No | No | No | No |  | HPS | 1 | 200 | [25 empty] | 2025-11-05 22:31 | NULL | 0 |  | mhurlow1 | 2018-05-22 15:14 | jritchie2 | 2026-07-15 14:12 | No | No | No | No | No | Standing | None | None | None | No | No | No |  | No | 2025-11-05 22:31 |  | ascott3 | 2025-11-05 22:31 | ascott3 | 2025-11-05 22:31 | No Photo Available | No Photo Available | http://data.mapchannels.com/dualmaps6/map.htm?lat=39.216920&lng=-84.423806
08 | HAMILTON | HAM | RA | 31194 |  | 0.014 |  | SHAMRA31194**C | HAM-31194-0.014 | 39.2116 | -84.4511 | 2025-12-31 | Active |  |  |  | State | HL0024046 | 2020-04-17 16:58 |  | State | C1-1 | Conventional | [7 empty] | 1 | [6 empty] | No | No | No |  | HPS | 1 | 200 | [25 empty] | 2025-11-12 02:06 | NULL | 0 |  | mhurlow1 | 2018-05-22 12:14 | dturner | 2020-04-17 16:58 | No | No | No | No | No | Standing | None | None | None | No | No | No |  | No | 2025-11-12 02:06 |  | ascott3 | 2025-11-12 02:06 | ascott3 | 2025-11-12 02:06 | No Photo Available | No Photo Available | http://data.mapchannels.com/dualmaps6/map.htm?lat=39.211618&lng=-84.451075
08 | HAMILTON | HAM | RA | 31194 |  | 0.043 |  | SHAMRA31194**C | HAM-31194-0.043 | 39.2114 | -84.4514 | 2025-12-31 | Active |  |  |  | State | HL0020495 | 2020-04-17 17:00 |  | State | C1-2 | Conventional | [7 empty] | 1 | [6 empty] | No | No | No |  | HPS | 1 | 250 | [25 empty] | 2025-11-12 02:07 | NULL | 0 |  | mhurlow1 | 2018-05-22 12:14 | dturner | 2020-04-17 17:01 | No | No | No | No | No | Standing | None | None | None | No | No | No |  | No | 2025-11-12 02:07 |  | ascott3 | 2025-11-12 02:07 | ascott3 | 2025-11-12 02:07 | No Photo Available | No Photo Available | http://data.mapchannels.com/dualmaps6/map.htm?lat=39.211419&lng=-84.451447
08 | HAMILTON | HAM | RA | 31194 |  | 0.077 |  | SHAMRA31194**C | HAM-31194-0.077 | 39.2114 | -84.4521 | 2025-12-31 | Active |  |  |  | State | HL0021998 | 2020-04-17 17:12 |  | State | C1-3 | Conventional | [7 empty] | 1 | [6 empty] | No | No | No |  | HPS | 1 | 200 | [25 empty] | 2025-11-12 02:07 | NULL | 0 |  | mhurlow1 | 2018-05-22 12:12 | dturner | 2020-04-17 17:13 | No | No | No | No | No | Standing | None | None | None | No | No | No |  | No | 2025-11-12 02:07 |  | ascott3 | 2025-11-12 02:07 | ascott3 | 2025-11-12 02:07 | No Photo Available | No Photo Available | http://data.mapchannels.com/dualmaps6/map.htm?lat=39.211374&lng=-84.452057
08 | HAMILTON | HAM | RA | 31194 |  | 0.095 |  | SHAMRA31194**C | HAM-31194-0.095 | 39.2113 | -84.4524 | 2025-12-31 | Active |  |  |  | State | HL0013206 | 2020-04-17 15:42 |  | State | B1-10 | Conventional | No |  | AT | A |  |  |  | 1 |  |  |  |  | No | No | No | No | No |  | HPS | 1 | 200 | [25 empty] | 2025-11-18 03:15 | NULL | 0 |  | mhurlow1 | 2018-05-22 12:20 | jritchie2 | 2026-07-15 14:38 | No | No | No | No | No | Standing | None | None | None | No | No | No |  | No | 2025-11-18 03:15 |  | mneeley | 2025-11-18 03:15 | mneeley | 2025-11-18 03:15 | No Photo Available | No Photo Available | http://data.mapchannels.com/dualmaps6/map.htm?lat=39.211252&lng=-84.452390
08 | HAMILTON | HAM | RA | 31194 |  | 0.112 |  | SHAMRA31194**C | HAM-31194-0.112 | 39.2114 | -84.4527 | 2025-12-31 | Active |  |  |  | State | HL0017346 | 2020-04-17 17:28 |  | State | B1-9 | Conventional | No |  | AT | A |  |  |  | 1 |  |  |  |  | No | No | No | No | No |  | HPS | 1 | 200 | [25 empty] | 2025-11-12 02:07 | NULL | 0 |  | mhurlow1 | 2018-05-22 12:12 | jritchie2 | 2026-07-15 14:38 | No | No | No | No | No | Standing | None | None | None | No | No | No |  | No | 2025-11-12 02:07 |  | ascott3 | 2025-11-12 02:07 | ascott3 | 2025-11-12 02:07 | No Photo Available | No Photo Available | http://data.mapchannels.com/dualmaps6/map.htm?lat=39.211356&lng=-84.452700
08 | HAMILTON | HAM | RA | 31194 |  | 0.139 |  | SHAMRA31194**C | HAM-31194-0.139 | 39.2113 | -84.4532 | 2025-12-31 | Active |  |  |  | State | HL0026288 | 2020-04-17 17:41 |  | State | B1-8 | Conventional | No |  | AT | A |  |  |  | 1 |  |  |  |  | No | No | No | No | No |  | HPS | 1 | 200 | [25 empty] | 2025-11-12 02:08 | NULL | 0 |  | mhurlow1 | 2018-05-22 12:11 | jritchie2 | 2026-07-15 14:39 | No | No | No | No | No | Standing | None | None | None | No | No | No |  | No | 2025-11-12 02:08 |  | ascott3 | 2025-11-12 02:08 | ascott3 | 2025-11-12 02:08 | No Photo Available | No Photo Available | http://data.mapchannels.com/dualmaps6/map.htm?lat=39.211342&lng=-84.453211
08 | HAMILTON | HAM | RA | 31194 |  | 0.176 |  | SHAMRA31194**C | HAM-31194-0.176 | 39.2113 | -84.4539 | 2025-12-31 | Active |  |  |  | State | HL0020794 | 2020-04-17 17:57 |  | State | B1-7 | Conventional | No |  | AT | A |  |  |  | 1 |  |  |  |  | No | No | No | No | No |  | HPS | 1 | 200 | [25 empty] | 2025-11-12 02:08 | NULL | 0 |  | mhurlow1 | 2018-05-22 12:11 | jritchie2 | 2026-07-15 14:39 | No | No | No | No | No | Standing | None | None | None | No | No | No |  | No | 2025-11-12 02:08 |  | ascott3 | 2025-11-12 02:08 | ascott3 | 2025-11-12 02:08 | No Photo Available | No Photo Available | http://data.mapchannels.com/dualmaps6/map.htm?lat=39.211278&lng=-84.453911
08 | HAMILTON | HAM | RA | 31194 |  | 0.215 |  | SHAMRA31194**C | HAM-31194-0.215 | 39.2112 | -84.4546 | 2025-12-31 | Active |  |  |  | State | HL0014801 | 2020-04-17 18:09 |  | State | B1-6 | Conventional | No |  | AT | A |  |  |  | 1 |  |  |  |  | No | No | No | No | No |  | HPS | 1 | 200 | [25 empty] | 2025-11-12 02:08 | NULL | 0 |  | mhurlow1 | 2018-05-22 12:10 | jritchie2 | 2026-07-15 14:39 | No | No | No | No | No | Standing | None | None | None | No | No | No |  | No | 2025-11-12 02:08 |  | ascott3 | 2025-11-12 02:08 | ascott3 | 2025-11-12 02:08 | No Photo Available | No Photo Available | http://data.mapchannels.com/dualmaps6/map.htm?lat=39.211184&lng=-84.454621
08 | HAMILTON | HAM | RA | 31195 |  | 0.01 |  | SHAMRA31195**C | HAM-31195-0.010 | 39.2109 | -84.4541 | 2025-12-31 | Active |  |  |  | State | HL0013656 | 2020-04-10 13:35 |  | State | B1-2 | Conventional | [7 empty] | 1 | [6 empty] | No | No | No |  | HPS | 1 | 250 | [25 empty] | 2025-11-12 02:09 | NULL | 0 |  | mhurlow1 | 2018-05-22 12:17 | dturner | 2020-04-10 13:36 | No | No | No | No | No | Standing | None | None | None | No | No | No |  | No | 2025-11-12 02:09 |  | ascott3 | 2025-11-12 02:09 | ascott3 | 2025-11-12 02:09 | No Photo Available | No Photo Available | http://data.mapchannels.com/dualmaps6/map.htm?lat=39.210926&lng=-84.454127
08 | HAMILTON | HAM | RA | 31195 |  | 0.046 |  | SHAMRA31195**C | HAM-31195-0.046 | 39.211 | -84.4535 | 2025-12-31 | Active |  |  |  | State | HL0006238 | 2020-04-10 14:01 |  | State | B1-3 | Conventional | [7 empty] | 1 | [6 empty] | No | No | No |  | HPS | 1 | 200 | [25 empty] | 2025-11-12 02:10 | NULL | 0 |  | mhurlow1 | 2018-05-22 12:18 | dturner | 2020-04-10 14:02 | No | No | No | No | No | Standing | None | None | None | No | No | No |  | No | 2025-11-12 02:10 |  | ascott3 | 2025-11-12 02:10 | ascott3 | 2025-11-12 02:10 | No Photo Available | No Photo Available | http://data.mapchannels.com/dualmaps6/map.htm?lat=39.210964&lng=-84.453457
08 | HAMILTON | HAM | RA | 31195 |  | 0.079 |  | SHAMRA31195**C | HAM-31195-0.079 | 39.211 | -84.4528 | 2025-12-31 | Active |  |  |  | State | HL0016634 | 2020-04-10 14:21 |  | State | B1-4 | Conventional | [7 empty] | 1 | [6 empty] | No | No | No |  | HPS | 1 | 200 | [25 empty] | 2025-11-12 02:10 | NULL | 0 |  | mhurlow1 | 2018-05-22 12:18 | dturner | 2020-04-10 14:21 | No | No | No | No | No | Standing | None | None | None | No | No | No |  | No | 2025-11-12 02:10 |  | ascott3 | 2025-11-12 02:10 | ascott3 | 2025-11-12 02:10 | No Photo Available | No Photo Available | http://data.mapchannels.com/dualmaps6/map.htm?lat=39.210962&lng=-84.452835
08 | HAMILTON | HAM | RA | 31195 |  | 0.112 |  | SHAMRA31195**C | HAM-31195-0.112 | 39.2109 | -84.4522 | 2025-12-31 | Active |  |  |  | State | HL0012982 | 2020-04-10 14:39 |  | State | C2-1 | Conventional | [7 empty] | 1 | [6 empty] | No | No | No |  | HPS | 1 | 400 | [25 empty] | 2025-11-12 02:10 | NULL | 0 |  | mhurlow1 | 2018-05-22 12:19 | dturner | 2020-04-10 15:16 | No | No | No | No | No | Standing | None | None | None | No | No | No |  | No | 2025-11-12 02:10 |  | ascott3 | 2025-11-12 02:11 | ascott3 | 2025-11-12 02:11 | No Photo Available | No Photo Available | http://data.mapchannels.com/dualmaps6/map.htm?lat=39.210921&lng=-84.452229
08 | HAMILTON | HAM | RA | 31195 |  | 0.141 |  | SHAMRA31195**C | HAM-31195-0.141 | 39.2108 | -84.4517 | 2025-12-31 | Active |  |  |  | State | HL0013770 | 2020-04-10 14:47 |  | State | C2-2 | Conventional | [7 empty] | 1 | [6 empty] | No | No | No |  | HPS | 1 | 200 | [25 empty] | 2025-11-12 02:11 | NULL | 0 |  | mhurlow1 | 2018-05-22 12:20 | dturner | 2020-04-10 15:16 | No | No | No | No | No | Standing | None | None | None | No | No | No |  | No | 2025-11-12 02:11 |  | ascott3 | 2025-11-12 02:11 | ascott3 | 2025-11-12 02:11 | No Photo Available | No Photo Available | http://data.mapchannels.com/dualmaps6/map.htm?lat=39.210846&lng=-84.451709
08 | HAMILTON | HAM | RA | 31195 |  | 0.161 |  | SHAMRA31195**C | HAM-31195-0.161 | 39.2109 | -84.4513 | 2025-12-31 | Active |  |  |  | State | HL0010417 | 2020-04-10 17:13 |  | State | C2-8 | Conventional | [7 empty] | 1 | [6 empty] | No | No | No |  | HPS | 1 | 400 | [25 empty] | 2025-11-11 22:29 | NULL | 0 |  | mhurlow1 | 2018-05-22 12:22 | dturner | 2020-04-10 17:13 | No | No | No | No | No | Standing | None | None | None | No | No | No |  | No | 2025-11-11 22:29 |  | ascott3 | 2025-11-11 22:29 | ascott3 | 2025-11-11 22:29 | No Photo Available | No Photo Available | http://data.mapchannels.com/dualmaps6/map.htm?lat=39.210907&lng=-84.451325
08 | HAMILTON | HAM | RA | 31195 |  | 0.171 |  | SHAMRA31195**C | HAM-31195-0.171 | 39.2108 | -84.4511 | 2025-12-31 | Active |  |  |  | State | HL0024154 | 2020-04-10 14:57 |  | State | C2-3 | Conventional | [7 empty] | 1 | [6 empty] | No | No | No |  | HPS | 1 | 200 | [25 empty] | 2025-11-12 02:11 | NULL | 0 |  | mhurlow1 | 2018-05-22 12:20 | dturner | 2020-04-10 15:16 | No | No | No | No | No | Standing | None | None | None | No | No | No |  | No | 2025-11-12 02:11 |  | ascott3 | 2025-11-12 02:11 | ascott3 | 2025-11-12 02:11 | No Photo Available | No Photo Available | http://data.mapchannels.com/dualmaps6/map.htm?lat=39.210774&lng=-84.451135
08 | HAMILTON | HAM | RA | 31195 |  | 0.206 |  | SHAMRA31195**C | HAM-31195-0.206 | 39.2107 | -84.4505 | 2025-12-31 | Active |  |  |  | State | HL0022556 | 2020-04-10 15:14 |  | State | C2-4 | Conventional | [7 empty] | 1 | [6 empty] | No | No | No |  | HPS | 1 | 200 | [25 empty] | 2025-11-12 02:11 | NULL | 0 |  | mhurlow1 | 2018-05-22 12:20 | dturner | 2020-04-10 15:15 | No | No | No | No | No | Standing | None | None | None | No | No | No |  | No | 2025-11-12 02:11 |  | ascott3 | 2025-11-12 02:12 | ascott3 | 2025-11-12 02:12 | No Photo Available | No Photo Available | http://data.mapchannels.com/dualmaps6/map.htm?lat=39.210717&lng=-84.450507
08 | HAMILTON | HAM | RA | 31195 |  | 0.239 |  | SHAMRA31195**C | HAM-31195-0.239 | 39.2107 | -84.4499 | 2025-12-31 | Active |  |  |  | State | HL0023247 | 2020-04-10 15:29 |  | State | C2-5 | Conventional | [7 empty] | 1 | [6 empty] | No | No | No |  | HPS | 1 | 200 | [25 empty] | 2025-11-12 02:12 | NULL | 0 |  | mhurlow1 | 2018-05-22 12:25 | dturner | 2020-04-10 15:29 | No | No | No | No | No | Standing | None | None | None | No | No | No |  | No | 2025-11-12 02:12 |  | ascott3 | 2025-11-12 02:12 | ascott3 | 2025-11-12 02:12 | No Photo Available | No Photo Available | http://data.mapchannels.com/dualmaps6/map.htm?lat=39.210679&lng=-84.449883
08 | HAMILTON | HAM | RA | 31195 |  | 0.277 |  | SHAMRA31195**C | HAM-31195-0.277 | 39.2106 | -84.4492 | 2025-12-31 | Active |  |  |  | State | HL0002221 |  |  | State | C2-6 | Conventional | [7 empty] | 1 | [6 empty] | No | No | No |  | HPS | 1 | 200 | [25 empty] | 2025-11-12 02:12 | NULL |  |  | mhurlow1 | 2018-05-22 12:26 | dturner | 2020-04-10 16:28 | No | No | No | No | No | Standing | None | None | None | No | No | No |  | No | 2025-11-12 02:12 |  | ascott3 | 2025-11-12 02:12 | ascott3 | 2025-11-12 02:12 | No Photo Available | No Photo Available | http://data.mapchannels.com/dualmaps6/map.htm?lat=39.210627&lng=-84.449178
08 | HAMILTON | HAM | RA | 31195 |  | 0.309 |  | SHAMRA31195**C | HAM-31195-0.309 | 39.2106 | -84.4486 | 2025-12-31 | Active |  |  |  | State | HL0011340 | 2020-04-10 16:37 |  | State | C2-7 | Conventional | [7 empty] | 1 | [6 empty] | No | No | No |  | HPS | 1 | 200 | [25 empty] | 2025-11-12 02:13 | NULL | 0 |  | mhurlow1 | 2018-05-22 12:27 | dturner | 2020-04-10 16:38 | No | No | No | No | No | Standing | None | None | None | No | No | No |  | No | 2025-11-12 02:13 |  | ascott3 | 2025-11-12 02:13 | ascott3 | 2025-11-12 02:13 | No Photo Available | No Photo Available | http://data.mapchannels.com/dualmaps6/map.htm?lat=39.210586&lng=-84.448578
08 | HAMILTON | HAM | RA | 31196 |  | 0.009 |  | SHAMRA31196**C | HAM-31196-0.009 | 39.2111 | -84.4408 | 2025-12-31 | Active |  |  |  | State | HL0013902 | 2020-04-14 17:05 |  | State | cz-2 | Conventional | [7 empty] | 1 | [6 empty] | No | No | No |  | HPS | 1 | 200 | [11 empty] | Yes | [13 empty] | 2025-11-11 22:35 | NULL | 0 |  | mhurlow1 | 2018-05-22 14:39 | ascott3 | 2024-07-03 14:23 | No | No | No | No | No | Standing | None | None | None | No | No | No |  | No | 2025-11-11 22:35 |  | ascott3 | 2025-11-11 22:35 | ascott3 | 2025-11-11 22:35 | No Photo Available | No Photo Available | http://data.mapchannels.com/dualmaps6/map.htm?lat=39.211140&lng=-84.440752
08 | HAMILTON | HAM | RA | 31196 |  | 0.024 |  | SHAMRA31196**C | HAM-31196-0.024 | 39.2114 | -84.4407 | 2025-12-31 | Active |  |  |  | State | HL0013787 | 2020-04-14 17:09 |  | State | C2-32 | Conventional | [7 empty] | 1 | [6 empty] | No | No | No |  | HPS | 1 | 250 | [25 empty] | 2025-11-11 22:41 | NULL | 0 |  | mhurlow1 | 2018-05-22 14:34 | dturner | 2020-04-14 17:10 | No | No | No | No | No | Standing | None | None | None | No | No | No |  | No | 2025-11-11 22:41 |  | ascott3 | 2025-11-11 22:41 | ascott3 | 2025-11-11 22:41 | No Photo Available | No Photo Available | http://data.mapchannels.com/dualmaps6/map.htm?lat=39.211371&lng=-84.440707
08 | HAMILTON | HAM | RA | 31196 |  | 0.062 |  | SHAMRA31196**C | HAM-31196-0.062 | 39.2118 | -84.4403 | 2025-12-31 | Active |  |  |  | State | HL0011946 | 2020-04-13 16:48 |  | State | C2-33 | Conventional | [7 empty] | 1 | [6 empty] | No | No | No |  | HPS | 1 | 200 | [25 empty] | 2025-11-11 22:41 | NULL | 0 |  | mhurlow1 | 2018-05-22 14:33 | dturner | 2020-04-13 16:48 | No | No | No | No | No | Standing | None | None | None | No | No | No |  | No | 2025-11-11 22:41 |  | ascott3 | 2025-11-11 22:41 | ascott3 | 2025-11-11 22:41 | No Photo Available | No Photo Available | http://data.mapchannels.com/dualmaps6/map.htm?lat=39.211809&lng=-84.440347
08 | HAMILTON | HAM | RA | 31196 |  | 0.063 |  | SHAMRA31196**C | HAM-31196-0.063 | 39.2114 | -84.4397 | 2025-12-31 | Active |  |  |  | State | HL0033698 | 2020-04-15 12:45 |  | State | C3-12 | Conventional | [7 empty] | 1 | [6 empty] | No | No | No |  | HPS | 1 | 200 | [25 empty] | 2025-05-12 16:14 | NULL | 0 | 2025-05-12 16:14 | dturner | 2020-04-15 12:45 | dturner | 2020-04-15 12:45 | No | No | No | No | No | Standing | None | None | None | No | No | No | Bent bolts | Yes | 2025-05-12 16:14 | 2025-05-12 16:14 | ascott3 | 2025-05-12 16:14 | ascott3 | 2025-05-12 16:14 | No Photo Available | https://collectorweb.dot.state.oh.us/arcgis/rest/services/HIGHWAY_LIGHTING/HighwayLighting_Reference/FeatureServer/7/525272/attachments/ | http://data.mapchannels.com/dualmaps6/map.htm?lat=39.211419&lng=-84.439740
08 | HAMILTON | HAM | RA | 31196 |  | 0.102 |  | SHAMRA31196**C | HAM-31196-0.102 | 39.2122 | -84.4398 | 2025-12-31 | Active |  |  |  | State | HL0025034 | 2020-04-13 16:58 |  | State | C2-34 | Conventional | [7 empty] | 1 | [6 empty] | No | No | No |  | HPS | 1 | 200 | [25 empty] | 2025-11-11 22:41 | NULL | 0 |  | mhurlow1 | 2018-05-22 14:33 | dturner | 2020-04-13 16:59 | No | No | No | No | No | Standing | None | None | None | No | No | No |  | No | 2025-11-11 22:41 |  | ascott3 | 2025-11-11 22:41 | ascott3 | 2025-11-11 22:41 | No Photo Available | No Photo Available | http://data.mapchannels.com/dualmaps6/map.htm?lat=39.212239&lng=-84.439844
08 | HAMILTON | HAM | RA | 31196 |  | 0.141 |  | SHAMRA31196**C | HAM-31196-0.141 | 39.2126 | -84.4394 | 2025-12-31 | Active |  |  |  | State | HL0001864 | 2020-04-13 17:11 |  | State | C2-35 | Conventional | [7 empty] | 1 | [6 empty] | No | No | No |  | HPS | 1 | 200 | [25 empty] | 2025-11-11 22:41 | NULL | 0 |  | mhurlow1 | 2018-05-22 14:51 | dturner | 2020-04-13 17:11 | No | No | No | No | No | Standing | None | None | None | No | No | No |  | No | 2025-11-11 22:41 |  | ascott3 | 2025-11-11 22:41 | ascott3 | 2025-11-11 22:41 | No Photo Available | No Photo Available | http://data.mapchannels.com/dualmaps6/map.htm?lat=39.212639&lng=-84.439350
08 | HAMILTON | HAM | RA | 31196 |  | 0.173 |  | SHAMRA31196**C | HAM-31196-0.173 | 39.2129 | -84.4389 | 2025-12-31 | Active |  |  |  | State | HL0023766 | 2020-04-13 17:20 |  | State | C2-36 | Conventional | [7 empty] | 1 | [6 empty] | No | No | No |  | HPS | 1 | 200 | [25 empty] | 2025-11-11 22:40 | NULL | 0 |  | mhurlow1 | 2018-05-22 14:52 | dturner | 2020-04-13 17:20 | No | No | No | No | No | Standing | None | None | None | No | No | No |  | No | 2025-11-11 22:40 |  | ascott3 | 2025-11-11 22:40 | ascott3 | 2025-11-11 22:40 | No Photo Available | No Photo Available | http://data.mapchannels.com/dualmaps6/map.htm?lat=39.212938&lng=-84.438902
08 | HAMILTON | HAM | RA | 31196 |  | 0.202 |  | SHAMRA31196**C | HAM-31196-0.202 | 39.2132 | -84.4385 | 2025-12-31 | Active |  |  |  | State | HL0012886 | 2020-04-13 17:31 |  | State | C2-37 | Conventional | [7 empty] | 1 | [6 empty] | No | No | No |  | HPS | 1 | 200 | [25 empty] | 2025-11-11 22:40 | NULL | 0 |  | mhurlow1 | 2018-05-22 14:53 | dturner | 2020-04-13 17:32 | No | No | No | No | No | Standing | None | None | None | No | No | No |  | No | 2025-11-11 22:40 |  | ascott3 | 2025-11-11 22:40 | ascott3 | 2025-11-11 22:40 | No Photo Available | No Photo Available | http://data.mapchannels.com/dualmaps6/map.htm?lat=39.213198&lng=-84.438486
08 | HAMILTON | HAM | RA | 31196 |  | 0.234 |  | SHAMRA31196**C | HAM-31196-0.234 | 39.2135 | -84.438 | 2025-12-31 | Active |  |  |  | State | HL0022970 | 2020-04-13 17:45 |  | State | C2-38 | Conventional | [7 empty] | 1 | [6 empty] | No | No | No |  | HPS | 1 | 200 | [25 empty] | 2025-11-11 22:40 | NULL | 0 |  | mhurlow1 | 2018-05-22 14:54 | dturner | 2020-04-13 17:46 | No | No | No | No | No | Standing | None | None | None | No | No | No |  | No | 2025-11-11 22:40 |  | ascott3 | 2025-11-11 22:40 | ascott3 | 2025-11-11 22:40 | No Photo Available | No Photo Available | http://data.mapchannels.com/dualmaps6/map.htm?lat=39.213470&lng=-84.437998
08 | HAMILTON | HAM | RA | 31196 |  | 0.265 |  | SHAMRA31196**C | HAM-31196-0.265 | 39.2137 | -84.4375 | 2025-12-31 | Active |  |  |  | State | HL0003293 | 2020-04-13 18:00 |  | State | C2-39 | Conventional | [7 empty] | 1 | [6 empty] | No | No | No |  | HPS | 1 | 200 | [25 empty] | 2025-11-11 22:39 | NULL | 0 |  | mhurlow1 | 2018-05-22 14:54 | dturner | 2020-04-13 18:01 | No | No | No | No | No | Standing | None | None | None | No | No | No |  | No | 2025-11-11 22:39 |  | ascott3 | 2025-11-11 22:40 | ascott3 | 2025-11-11 22:40 | No Photo Available | No Photo Available | http://data.mapchannels.com/dualmaps6/map.htm?lat=39.213715&lng=-84.437513
08 | HAMILTON | HAM | RA | 31197 |  | 0.021 |  | SHAMRA31197**C | HAM-31197-0.021 | 39.214 | -84.4376 | 2025-12-31 | Active |  |  |  | State | HL0005075 | 2020-04-14 13:33 |  | State | C1-34 | Conventional | No |  | AT | A |  |  |  | 1 |  |  |  |  | No | No | No | No | No |  | HPS | 1 | 200 | [25 empty] | 2025-11-11 22:39 | NULL | 0 |  | mhurlow1 | 2018-05-22 14:56 | jritchie2 | 2026-07-15 14:20 | No | No | No | No | No | Standing | None | None | None | No | No | No |  | No | 2025-11-11 22:39 |  | ascott3 | 2025-11-11 22:39 | ascott3 | 2025-11-11 22:39 | No Photo Available | No Photo Available | http://data.mapchannels.com/dualmaps6/map.htm?lat=39.214028&lng=-84.437582
08 | HAMILTON | HAM | RA | 31197 |  | 0.051 |  | SHAMRA31197**C | HAM-31197-0.051 | 39.2138 | -84.4381 | 2025-12-31 | Active |  |  |  | State | HL0008475 | 2020-04-14 13:48 |  | State | C1-33 | Conventional | No |  | AT | A |  |  |  | 1 |  |  |  |  | No | No | No | No | No |  | HPS | 1 | 200 | [25 empty] | 2025-11-11 22:38 | NULL | 0 |  | mhurlow1 | 2018-05-22 14:56 | jritchie2 | 2026-07-15 14:22 | No | No | No | No | No | Standing | None | None | None | No | No | No |  | No | 2025-11-11 22:38 |  | ascott3 | 2025-11-11 22:39 | ascott3 | 2025-11-11 22:39 | No Photo Available | No Photo Available | http://data.mapchannels.com/dualmaps6/map.htm?lat=39.213809&lng=-84.438074
08 | HAMILTON | HAM | RA | 31197 |  | 0.083 |  | SHAMRA31197**C | HAM-31197-0.083 | 39.2136 | -84.4386 | 2025-12-31 | Active |  |  |  | State | HL0025371 | 2020-04-14 14:02 |  | State | C1-32 | Conventional | No |  | AT | A |  |  |  | 1 |  |  |  |  | No | No | No | No | No |  | HPS | 1 | 200 | [25 empty] | 2025-11-11 22:38 | NULL | 0 |  | mhurlow1 | 2018-05-22 14:53 | jritchie2 | 2026-07-15 14:22 | No | No | No | No | No | Standing | None | None | None | No | No | No |  | No | 2025-11-11 22:38 |  | ascott3 | 2025-11-11 22:38 | ascott3 | 2025-11-11 22:38 | No Photo Available | No Photo Available | http://data.mapchannels.com/dualmaps6/map.htm?lat=39.213560&lng=-84.438575
08 | HAMILTON | HAM | RA | 31197 |  | 0.113 |  | SHAMRA31197**C | HAM-31197-0.113 | 39.2133 | -84.4391 | 2025-12-31 | Active |  |  |  | State | HL0004826 | 2020-04-14 14:16 |  | State | C1-31 | Conventional | No |  | AT | A |  |  |  | 1 |  |  |  |  | No | No | No | No | No |  | HPS | 1 | 200 | [25 empty] | 2025-11-11 22:38 | NULL | 0 |  | mhurlow1 | 2018-05-22 14:53 | jritchie2 | 2026-07-15 14:23 | No | No | No | No | No | Standing | None | None | None | No | No | No |  | No | 2025-11-11 22:38 |  | ascott3 | 2025-11-11 22:38 | ascott3 | 2025-11-11 22:38 | No Photo Available | No Photo Available | http://data.mapchannels.com/dualmaps6/map.htm?lat=39.213337&lng=-84.439063
08 | HAMILTON | HAM | RA | 31197 |  | 0.142 |  | SHAMRA31197**C | HAM-31197-0.142 | 39.2131 | -84.4395 | 2025-12-31 | Active |  |  |  | State | HL0022486 | 2020-04-14 14:28 |  | State | C1-30 | Conventional | No |  | AT | A |  |  |  | 1 |  |  |  |  | No | No | No | No | No |  | HPS | 1 | 200 | [25 empty] | 2025-11-11 22:37 | NULL | 0 |  | Dsnyder5 | 2018-12-11 15:54 | jritchie2 | 2026-07-15 14:23 | No | No | No | No | No | Standing | None | None | None | No | No | No |  | No | 2025-11-11 22:37 |  | ascott3 | 2025-11-11 22:38 | ascott3 | 2025-11-11 22:38 | No Photo Available | No Photo Available | http://data.mapchannels.com/dualmaps6/map.htm?lat=39.213119&lng=-84.439506
08 | HAMILTON | HAM | RA | 31197 |  | 0.177 |  | SHAMRA31197**C | HAM-31197-0.177 | 39.2129 | -84.4401 | 2025-12-31 | Active |  |  |  | State | HL0012451 | 2020-04-14 14:42 |  | State | C1-29 | Conventional | No |  | AT | A |  |  |  | 1 |  |  |  |  | No | No | No | No | No |  | HPS | 1 | 200 | [25 empty] | 2025-11-11 22:37 | NULL | 0 |  | mhurlow1 | 2018-05-22 14:51 | jritchie2 | 2026-07-15 14:23 | No | No | No | No | No | Standing | None | None | None | No | No | No |  | No | 2025-11-11 22:37 |  | ascott3 | 2025-11-11 22:37 | ascott3 | 2025-11-11 22:37 | No Photo Available | No Photo Available | http://data.mapchannels.com/dualmaps6/map.htm?lat=39.212869&lng=-84.440074
08 | HAMILTON | HAM | RA | 31197 |  | 0.21 |  | SHAMRA31197**C | HAM-31197-0.210 | 39.2126 | -84.4406 | 2025-12-31 | Active |  |  |  | State | HL0002124 | 2020-04-14 15:05 |  | State | C1-28 | Conventional | No |  | AT | A |  |  |  | 1 |  |  |  |  | No | No | No | No | No |  | HPS | 1 | 200 | [25 empty] | 2025-11-11 22:37 | NULL | 0 |  | mhurlow1 | 2018-05-22 14:33 | jritchie2 | 2026-07-15 14:24 | No | No | No | No | No | Standing | None | None | None | No | No | No |  | No | 2025-11-11 22:37 |  | ascott3 | 2025-11-11 22:37 | ascott3 | 2025-11-11 22:37 | No Photo Available | No Photo Available | http://data.mapchannels.com/dualmaps6/map.htm?lat=39.212606&lng=-84.440599
08 | HAMILTON | HAM | RA | 31197 |  | 0.241 |  | SHAMRA31197**C | HAM-31197-0.241 | 39.2122 | -84.4409 | 2025-12-31 | Active |  |  |  | State | HL0025844 | 2020-04-14 15:18 |  | State | C1-25 | Conventional | [7 empty] | 1 | [6 empty] | No | No | No |  | HPS | 1 | 200 | [25 empty] | 2025-11-11 22:37 | NULL | 0 |  | mhurlow1 | 2018-05-22 14:28 | dturner | 2020-04-14 15:19 | No | No | No | No | No | Standing | None | None | None | No | No | No |  | No | 2025-11-11 22:37 |  | ascott3 | 2025-11-11 22:37 | ascott3 | 2025-11-11 22:37 | No Photo Available | No Photo Available | http://data.mapchannels.com/dualmaps6/map.htm?lat=39.212187&lng=-84.440917
08 | HAMILTON | HAM | RA | 31197 |  | 0.272 |  | SHAMRA31197**C | HAM-31197-0.272 | 39.2117 | -84.441 | 2025-12-31 | Active |  |  |  | State | HL0011347 | 2020-04-14 15:42 |  | State | C2-29 | Conventional | [7 empty] | 1 | [6 empty] | No | No | No |  | HPS | 1 | 310 | [25 empty] | 2025-11-11 22:36 | NULL | 0 |  | mhurlow1 | 2018-05-22 14:27 | dturner | 2020-04-14 15:43 | No | No | No | No | No | Standing | None | None | None | No | No | No |  | No | 2025-11-11 22:36 |  | ascott3 | 2025-11-11 22:36 | ascott3 | 2025-11-11 22:36 | No Photo Available | No Photo Available | http://data.mapchannels.com/dualmaps6/map.htm?lat=39.211743&lng=-84.440981
08 | HAMILTON | HAM | RA | 31197 |  | 0.297 |  | SHAMRA31197**C | HAM-31197-0.297 | 39.2114 | -84.4411 | 2025-12-31 | Active |  |  |  | State | HL0002882 | 2020-04-14 16:31 |  | State | C2-28 | Conventional | [7 empty] | 1 | [6 empty] | No | No | No |  | HPS | 1 | 200 | [25 empty] | 2025-11-11 22:35 | NULL | 0 |  | mhurlow1 | 2018-05-22 14:40 | dturner | 2020-04-14 16:31 | No | No | No | No | No | Standing | None | None | None | No | No | No |  | No | 2025-11-11 22:35 |  | ascott3 | 2025-11-11 22:35 | ascott3 | 2025-11-11 22:35 | No Photo Available | No Photo Available | http://data.mapchannels.com/dualmaps6/map.htm?lat=39.211381&lng=-84.441050
08 | HAMILTON | HAM | RA | 31197 |  | 0.31 |  | SHAMRA31197**C | HAM-31197-0.310 | 39.2112 | -84.4412 | 2025-12-31 | Active |  |  |  | State | HL0001815 | 2020-04-14 16:43 |  | State | C3-9 | Conventional | [7 empty] | 1 | [6 empty] | No | No | No |  | HPS | 1 | 200 | [25 empty] | 2025-11-11 22:34 | NULL | 0 |  | mhurlow1 | 2018-05-22 14:36 | dturner | 2020-04-14 16:43 | No | No | No | No | No | Standing | None | None | None | No | No | No |  | No | 2025-11-11 22:34 |  | ascott3 | 2025-11-11 22:34 | ascott3 | 2025-11-11 22:34 | No Photo Available | No Photo Available | http://data.mapchannels.com/dualmaps6/map.htm?lat=39.211194&lng=-84.441173
08 | HAMILTON | HAM | RA | 31198 |  | 0.269 |  | SHAMRA31198**C | HAM-31198-0.269 | 39.2267 | -84.5933 | 2025-12-31 | Active |  |  |  | State | HL0033740 | 2020-04-28 16:36 |  | State | C1 | Conventional | [7 empty] | 1 | [6 empty] | No | No | No |  | LED | 1 |  | 118 | [24 empty] | 2021-08-04 17:22 | NULL |  |  | dturner | 2020-04-28 16:37 | dturner | 2020-04-28 17:28 | No | No | No | No | No | Standing | None | None | None | No | No | No |  |  | 2021-08-04 17:22 |  | lhundley | 2021-08-04 17:22 | lhundley | 2021-08-04 17:22 | No Photo Available | No Photo Available | http://data.mapchannels.com/dualmaps6/map.htm?lat=39.226703&lng=-84.593287
08 | HAMILTON | HAM | RA | 31198 |  | 0.331 |  | SHAMRA31198**C | HAM-31198-0.331 | 39.2268 | -84.5944 | 2025-12-31 | Active |  |  |  | State | HL0033741 |  |  | State | C2 | Conventional | [7 empty] | 1 | [6 empty] | No | No | No |  | LED | 1 |  | 118 | [24 empty] | 2021-08-04 17:23 | NULL |  |  | dturner | 2020-04-28 16:44 | dturner | 2020-04-28 17:29 | No | No | No | No | No | Standing | None | None | None | No | No | No |  |  | 2021-08-04 17:23 |  | lhundley | 2021-08-04 17:22 | lhundley | 2021-08-04 17:22 | No Photo Available | No Photo Available | http://data.mapchannels.com/dualmaps6/map.htm?lat=39.226794&lng=-84.594429
08 | HAMILTON | HAM | RA | 31198 |  | 0.369 |  | SHAMRA31198**C | HAM-31198-0.369 | 39.2269 | -84.5958 | 2025-12-31 | Active |  |  |  | State | HL0033742 |  |  | State | C3 | Conventional | [7 empty] | 1 | [6 empty] | No | No | No |  | LED | 1 |  | 118 | [24 empty] | 2021-08-04 17:23 | NULL |  |  | dturner | 2020-04-28 16:53 | dturner | 2020-04-28 17:29 | No | No | No | No | No | Standing | None | None | None | No | No | No |  |  | 2021-08-04 17:23 |  | lhundley | 2021-08-04 17:22 | lhundley | 2021-08-04 17:22 | No Photo Available | No Photo Available | http://data.mapchannels.com/dualmaps6/map.htm?lat=39.226940&lng=-84.595804
08 | HAMILTON | HAM | RA | 31201 |  | 0 |  | SHAMRA31201**C | HAM-31201-0.000 | 39.2194 | -84.5178 | 2025-12-31 | Active |  |  |  | State | HL0033738 | 2020-04-27 14:43 |  | State | WR1-1-7C | Conventional | No |  | AT | A |  |  |  | 1 |  |  |  |  | No | No | No | No | No |  | LED | 1 |  | 70 | 12,000 - 15,999 | [23 empty] | 2025-05-13 14:10 | NULL |  | 2025-05-13 14:10 | dturner | 2020-04-27 14:44 | jritchie2 | 2026-07-16 14:09 | No | No | No | No | No | Standing | None | None | None | No | No | No |  | No | 2025-05-13 14:10 | 2025-05-13 14:10 | ascott3 | 2025-05-13 14:10 | ascott3 | 2025-05-13 14:10 | No Photo Available | https://collectorweb.dot.state.oh.us/arcgis/rest/services/HIGHWAY_LIGHTING/HighwayLighting_Reference/FeatureServer/7/550387/attachments/ | http://data.mapchannels.com/dualmaps6/map.htm?lat=39.219418&lng=-84.517832
08 | HAMILTON | HAM | RA | 31201 |  | 0.034 |  | SHAMRA31201**C | HAM-31201-0.034 | 39.2193 | -84.5185 | 2025-12-31 | Active |  |  |  | State | HL0026301 | 2020-04-27 15:40 |  | State | WR2-1-1D | Conventional | No |  | AT | A |  |  |  | 1 |  |  |  |  | No | No | No | No | No |  | LED | 1 |  | 70 | [24 empty] | 2025-05-13 14:19 | NULL |  | 2025-05-13 14:19 | mhurlow1 | 2018-05-21 15:45 | jritchie2 | 2026-07-16 14:10 | No | No | No | No | No | Standing | None | None | None | No | No | No |  | No | 2025-05-13 14:19 | 2025-05-13 14:19 | ascott3 | 2025-05-13 14:19 | ascott3 | 2025-05-13 14:19 | No Photo Available | https://collectorweb.dot.state.oh.us/arcgis/rest/services/HIGHWAY_LIGHTING/HighwayLighting_Reference/FeatureServer/7/545603/attachments/ | http://data.mapchannels.com/dualmaps6/map.htm?lat=39.219265&lng=-84.518542
08 | HAMILTON | HAM | RA | 31201 |  | 0.232 |  | SHAMRA31201**C | HAM-31201-0.232 | 39.2192 | -84.5223 | 2025-12-31 | Active |  |  |  | State | HL0004178 | 2020-04-24 16:42 |  | State | WR21-2B | Conventional | [7 empty] | 1 | [6 empty] | No | No | No |  | HPS | 1 | 200 | [25 empty] | 2025-05-13 14:20 | NULL | 0 | 2025-05-13 14:20 | mhurlow1 | 2018-05-21 15:42 | dturner | 2020-04-24 16:43 | No | No | No | No | No | Standing | None | None | None | No | No | No | Rusted nuts, and bolts | Yes | 2025-05-13 14:20 | 2025-05-13 14:20 | ascott3 | 2025-05-13 14:20 | ascott3 | 2025-05-13 14:20 | No Photo Available | https://collectorweb.dot.state.oh.us/arcgis/rest/services/HIGHWAY_LIGHTING/HighwayLighting_Reference/FeatureServer/7/548402/attachments/ | http://data.mapchannels.com/dualmaps6/map.htm?lat=39.219166&lng=-84.522261
08 | HAMILTON | HAM | RA | 31201 |  | 0.301 |  | SHAMRA31201**C | HAM-31201-0.301 | 39.2191 | -84.5236 | 2025-12-31 | Active |  |  |  | State | HL0003830 | 2020-04-24 17:02 |  | State | WR21-3B | Conventional | [7 empty] | 1 | [6 empty] | No | No | No |  | LED | 1 |  | 129 | [24 empty] | 2024-06-13 15:11 | NULL |  |  | mhurlow1 | 2018-05-21 15:39 | mneeley | 2025-01-08 16:21 | No | No | No | No | No | Standing | None | None | None | No | No | No |  |  | 2024-06-13 15:11 |  | ascott3 | 2024-06-13 15:11 | ascott3 | 2024-06-13 15:11 | https://collectorweb.dot.state.oh.us/arcgis/rest/services/HIGHWAY_LIGHTING/HighwayLighting_Reference/FeatureServer/6/3830/attachments/ | No Photo Available | http://data.mapchannels.com/dualmaps6/map.htm?lat=39.219145&lng=-84.523552
08 | HAMILTON | HAM | RA | 31202 |  | 0.007 |  | SHAMRA31202**C | HAM-31202-0.007 | 39.219 | -84.5182 | 2025-12-31 | Active |  |  |  | State | HL0006555 | 2020-04-27 14:58 |  | State | WR1-1-1E | Conventional | No |  | AT | A |  |  |  | 1 |  |  |  |  | No | No | No | No | No |  | LED | 1 |  | 70 | 8,500 - 11,999 | [23 empty] | 2025-05-13 14:18 | NULL |  | 2025-05-13 14:18 | mhurlow1 | 2018-05-21 15:46 | jritchie2 | 2026-07-16 14:08 | Yes | No | No | No | No | Standing | None | None | None | No | No | No |  | No | 2025-05-13 14:18 | 2025-05-13 14:18 | ascott3 | 2025-05-13 14:18 | ascott3 | 2025-05-13 14:18 | No Photo Available | https://collectorweb.dot.state.oh.us/arcgis/rest/services/HIGHWAY_LIGHTING/HighwayLighting_Reference/FeatureServer/7/549200/attachments/ | http://data.mapchannels.com/dualmaps6/map.htm?lat=39.219034&lng=-84.518204
08 | HAMILTON | HAM | RA | 31203 |  | 0.017 |  | SHAMRA31203**C | HAM-31203-0.017 | 39.2188 | -84.5258 | 2025-12-31 | Active |  |  |  | State | HL0020925 | 2020-04-24 17:33 |  | State | WR21-9B | Conventional |  |  | AT | A |  |  |  | 1 |  |  |  |  | No | No | No | No | No |  | LED | 1 |  | 70 | [24 empty] | 2025-05-13 13:09 | NULL |  | 2025-05-13 13:09 | mhurlow1 | 2018-05-21 15:37 | jritchie2 | 2026-07-16 13:54 | No | No | No | No | No | Standing | None | None | None | No | No | No |  | No | 2025-05-13 13:09 | 2025-05-13 13:09 | ascott3 | 2025-05-13 13:09 | ascott3 | 2025-05-13 13:09 | No Photo Available | https://collectorweb.dot.state.oh.us/arcgis/rest/services/HIGHWAY_LIGHTING/HighwayLighting_Reference/FeatureServer/7/524868/attachments/ | http://data.mapchannels.com/dualmaps6/map.htm?lat=39.218786&lng=-84.525777
08 | HAMILTON | HAM | RA | 31203 |  | 0.14 |  | SHAMRA31203**C | HAM-31203-0.140 | 39.2187 | -84.5235 | 2025-12-31 | Active |  |  |  | State | HL0020155 | 2020-04-24 17:45 |  | State | WR21-8B | Conventional | No |  | AT | A |  |  |  | 1 |  |  |  |  | No | No | No | No | No |  | LED | 1 |  | 70 | [24 empty] | 2025-10-20 15:17 | NULL |  |  | mhurlow1 | 2018-05-21 15:40 | jritchie2 | 2026-07-16 13:57 | No | No | No | No | No | Standing | None | None | None | No | No | No |  | No | 2025-10-20 15:17 |  | mneeley | 2025-10-20 15:17 | mneeley | 2025-10-20 15:17 | No Photo Available | No Photo Available | http://data.mapchannels.com/dualmaps6/map.htm?lat=39.218696&lng=-84.523461
08 | HAMILTON | HAM | RA | 31203 |  | 0.16 |  | SHAMRA31203**C | HAM-31203-0.160 | 39.2188 | -84.5231 | 2025-12-31 | Active |  |  |  | State | HL0024135 | 2020-04-24 17:58 |  | State | WR21-6B | Conventional | No |  | AT | A |  |  |  | 1 |  |  |  |  | No | No | No | No | No |  | LED | 1 |  | 70 | 12,000 - 15,999 | [23 empty] | 2025-10-20 15:17 | NULL |  |  | mhurlow1 | 2018-05-21 15:40 | jritchie2 | 2026-07-16 13:58 | No | No | No | No | No | Standing | None | None | None | No | No | No |  | No | 2025-10-20 15:17 |  | mneeley | 2025-10-20 15:18 | mneeley | 2025-10-20 15:18 | No Photo Available | No Photo Available | http://data.mapchannels.com/dualmaps6/map.htm?lat=39.218787&lng=-84.523067
08 | HAMILTON | HAM | RA | 31203 |  | 0.172 |  | SHAMRA31203**C | HAM-31203-0.172 | 39.2186 | -84.5229 | 2025-12-31 | Active |  |  |  | State | HL0006301 | 2020-04-24 18:10 |  | State | WR21-7D | Conventional | No |  | AT | A |  |  |  | 1 |  |  |  |  | No | No | No | No | No |  | LED | 1 |  | 70 | [24 empty] | 2025-10-20 15:18 | NULL |  |  | mhurlow1 | 2018-05-21 15:41 | jritchie2 | 2026-07-16 13:57 | No | No | No | No | No | Standing | None | None | None | No | No | No |  | No | 2025-10-20 15:18 |  | mneeley | 2025-10-20 15:18 | mneeley | 2025-10-20 15:18 | No Photo Available | No Photo Available | http://data.mapchannels.com/dualmaps6/map.htm?lat=39.218635&lng=-84.522884
08 | HAMILTON | HAM | RA | 31203 |  | 0.412 |  | SHAMRA31203**C | HAM-31203-0.412 | 39.2179 | -84.5185 | 2025-12-31 | Active |  |  |  | State | HL0017980 | 2020-04-27 13:47 |  | State | WR1-1-4C | Conventional | No |  | AT | A |  |  |  | 1 |  |  |  |  | No | No | No | No | No |  | LED | 1 |  | 70 | [24 empty] | 2025-10-20 15:18 | NULL |  |  | mhurlow1 | 2018-05-21 15:51 | jritchie2 | 2026-07-16 14:00 | No | No | No | No | No | Standing | None | None | None | No | No | No |  | No | 2025-10-20 15:18 |  | mneeley | 2025-10-20 15:19 | mneeley | 2025-10-20 15:19 | No Photo Available | No Photo Available | http://data.mapchannels.com/dualmaps6/map.htm?lat=39.217904&lng=-84.518537
08 | HAMILTON | HAM | RA | 31203 |  | 0.414 |  | SHAMRA31203**C | HAM-31203-0.414 | 39.218 | -84.5184 | 2025-12-31 | Active |  |  |  | State | HL0013940 | 2020-04-27 15:22 |  | State | WR1-1-3C | Conventional | No |  | AT | A |  |  |  | 1 |  |  |  |  | No | No | No | No | No |  | LED | 1 |  | 70 | [24 empty] | 2025-05-13 13:44 | NULL |  | 2025-05-13 13:43 | mhurlow1 | 2018-05-21 15:50 | jritchie2 | 2026-07-16 14:01 | No | No | No | No | No | Standing | None | None | None | No | No | No |  | No | 2025-05-13 13:44 | 2025-05-13 13:43 | ascott3 | 2025-05-13 13:44 | ascott3 | 2025-05-13 13:44 | No Photo Available | https://collectorweb.dot.state.oh.us/arcgis/rest/services/HIGHWAY_LIGHTING/HighwayLighting_Reference/FeatureServer/7/541280/attachments/ | http://data.mapchannels.com/dualmaps6/map.htm?lat=39.218026&lng=-84.518385
08 | HAMILTON | HAM | RA | 31204 |  | 0.019 |  | SHAMRA31204**C | HAM-31204-0.019 | 39.2187 | -84.5201 | 2025-12-31 | Active |  |  |  | State | HL0006932 | 2020-04-24 18:25 |  | State | WR21-5B | Conventional | No |  | AT | A |  |  |  | 1 |  |  |  |  | No | No | No | No | No |  | LED | 1 |  | 70 | 12,000 - 15,999 | [23 empty] | 2025-05-13 13:21 | NULL |  | 2025-05-13 13:21 | mhurlow1 | 2018-05-21 15:44 | jritchie2 | 2026-07-16 13:59 | No | No | No | No | No | Standing | None | None | None | No | No | No |  | No | 2025-05-13 13:21 | 2025-05-13 13:21 | ascott3 | 2025-05-13 13:23 | ascott3 | 2025-05-13 13:23 | No Photo Available | https://collectorweb.dot.state.oh.us/arcgis/rest/services/HIGHWAY_LIGHTING/HighwayLighting_Reference/FeatureServer/7/525276/attachments/ | http://data.mapchannels.com/dualmaps6/map.htm?lat=39.218718&lng=-84.520106
08 | HAMILTON | HAM | RA | 31204 |  | 0.117 |  | SHAMRA31204**C | HAM-31204-0.117 | 39.2186 | -84.5183 | 2025-12-31 | Active |  |  |  | State | HL0005690 | 2020-04-27 15:18 |  | State | WR1-1-2E | Conventional | No |  | AT | A |  |  |  | 1 |  |  |  |  | No | No | No | No | No |  | LED | 1 |  | 70 | 12,000 - 15,999 | [23 empty] | 2025-05-13 13:48 | NULL |  | 2025-05-13 13:48 | mhurlow1 | 2018-05-21 15:48 | jritchie2 | 2026-07-16 14:03 | No | No | No | No | No | Standing | None | None | None | No | No | No |  | No | 2025-05-13 13:48 | 2025-05-13 13:48 | ascott3 | 2025-05-13 13:48 | ascott3 | 2025-05-13 13:48 | No Photo Available | https://collectorweb.dot.state.oh.us/arcgis/rest/services/HIGHWAY_LIGHTING/HighwayLighting_Reference/FeatureServer/7/545993/attachments/ | http://data.mapchannels.com/dualmaps6/map.htm?lat=39.218613&lng=-84.518275
08 | HAMILTON | HAM | RA | 31204 |  | 0.142 |  | SHAMRA31204**C | HAM-31204-0.142 | 39.2186 | -84.5178 | 2025-12-31 | Active |  |  |  | State | HL0018897 |  |  | State | WR1-2-Z | Conventional | No |  | AT | A |  |  |  | 1 |  |  |  |  | No | No | No | No | No |  | LED | 1 |  | 70 | [24 empty] | 2025-05-13 13:33 | NULL |  | 2025-05-13 13:33 | mhurlow1 | 2018-05-21 15:54 | jritchie2 | 2026-07-16 14:05 | Yes | No | No | No | No | Standing | None | None | None | No | No | No |  | No | 2025-05-13 13:33 | 2025-05-13 13:33 | ascott3 | 2025-05-13 13:33 | ascott3 | 2025-05-13 13:33 | No Photo Available | https://collectorweb.dot.state.oh.us/arcgis/rest/services/HIGHWAY_LIGHTING/HighwayLighting_Reference/FeatureServer/7/549199/attachments/ | http://data.mapchannels.com/dualmaps6/map.htm?lat=39.218560&lng=-84.517805
08 | HAMILTON | HAM | RA | 31204 |  | 0.173 |  | SHAMRA31204**C | HAM-31204-0.173 | 39.2185 | -84.5173 | 2025-12-31 | Active |  |  |  | State | HL0008355 |  |  | State | WR1–4-Z | Conventional | No |  | AT | A |  |  |  | 1 |  |  |  |  | No | No | No | No | No |  | LED | 1 |  | 70 | [24 empty] | 2025-05-13 13:30 | NULL |  | 2025-05-13 13:30 | mhurlow1 | 2018-05-21 15:55 | jritchie2 | 2026-07-16 14:07 | No | No | Yes | No | No | Standing | None | None | None | No | No | No |  | No | 2025-05-13 13:30 | 2025-05-13 13:30 | ascott3 | 2025-05-13 13:31 | ascott3 | 2025-05-13 13:31 | No Photo Available | https://collectorweb.dot.state.oh.us/arcgis/rest/services/HIGHWAY_LIGHTING/HighwayLighting_Reference/FeatureServer/7/549198/attachments/ | http://data.mapchannels.com/dualmaps6/map.htm?lat=39.218452&lng=-84.517275
08 | HAMILTON | HAM | RA | 31204 |  | 0.295 |  | SHAMRA31204**C | HAM-31204-0.295 | 39.2179 | -84.5181 | 2025-12-31 | Active |  |  |  | State | HL0002380 | 2020-04-27 13:53 |  | State | WR1-1-10C | Conventional | No |  | AT | A |  |  |  | 1 |  |  |  |  | No | No | No | No | No |  | LED | 1 |  | 70 | [24 empty] | 2025-10-20 15:19 | NULL |  |  | mhurlow1 | 2018-05-21 15:49 | jritchie2 | 2026-07-16 14:03 | No | No | No | No | No | Standing | None | None | None | No | No | No |  | No | 2025-10-20 15:19 |  | mneeley | 2025-10-20 15:19 | mneeley | 2025-10-20 15:19 | No Photo Available | No Photo Available | http://data.mapchannels.com/dualmaps6/map.htm?lat=39.217925&lng=-84.518108
08 | HAMILTON | HAM | RA | 31204 |  | 0.329 |  | SHAMRA31204**C | HAM-31204-0.329 | 39.2184 | -84.518 | 2025-12-31 | Active |  |  |  | State | HL0002513 | 2020-04-27 14:09 |  | State | WR1-1-9E | Conventional | No |  | AT | A |  |  |  | 1 |  |  |  |  | No | No | No | No | No |  | LED | 1 |  | 70 | [24 empty] | 2025-05-13 14:07 | NULL |  | 2025-05-13 14:07 | mhurlow1 | 2018-05-21 15:49 | jritchie2 | 2026-07-16 14:04 | No | No | No | No | No | Standing | None | None | None | No | No | No |  | No | 2025-05-13 14:07 | 2025-05-13 14:07 | ascott3 | 2025-05-13 14:08 | ascott3 | 2025-05-13 14:08 | No Photo Available | https://collectorweb.dot.state.oh.us/arcgis/rest/services/HIGHWAY_LIGHTING/HighwayLighting_Reference/FeatureServer/7/548797/attachments/ | http://data.mapchannels.com/dualmaps6/map.htm?lat=39.218449&lng=-84.517965
08 | HAMILTON | HAM | RA | 31204 |  | 0.368 |  | SHAMRA31204**C | HAM-31204-0.368 | 39.219 | -84.5179 | 2025-12-31 | Active |  |  |  | State | HL0019225 | 2020-04-27 14:36 |  | State | WR1-1-8E | Conventional | No |  | AT | A |  |  |  | 1 |  |  |  |  | No | No | No | No | No |  | LED | 1 |  | 70 | [24 empty] | 2025-05-13 14:07 | NULL |  | 2025-05-13 14:07 | mhurlow1 | 2018-05-21 15:47 | jritchie2 | 2026-07-16 14:08 | No | No | No | No | No | Standing | None | None | None | No | No | No |  | No | 2025-05-13 14:07 | 2025-05-13 14:07 | ascott3 | 2025-05-13 14:07 | ascott3 | 2025-05-13 14:07 | No Photo Available | https://collectorweb.dot.state.oh.us/arcgis/rest/services/HIGHWAY_LIGHTING/HighwayLighting_Reference/FeatureServer/7/524871/attachments/ | http://data.mapchannels.com/dualmaps6/map.htm?lat=39.219020&lng=-84.517933
08 | HAMILTON | HAM | RA | 31205 |  | 0.007 |  | SHAMRA31205**C | HAM-31205-0.007 | 39.2178 | -84.5041 | 2025-12-31 | Active |  |  |  | State | HL0005161 | 2020-04-23 15:34 |  | State | GR2-1 | Conventional | No |  | AT | A |  |  |  | 1 |  |  |  |  | No | No | No | No | No |  | HPS | 1 | 200 | [25 empty] | 2025-05-13 13:44 | NULL | 0 | 2025-05-13 13:44 | mhurlow1 | 2018-05-21 16:04 | jritchie2 | 2026-07-15 14:50 | No | No | No | No | No | Standing | None | None | None | No | No | No |  | No | 2025-05-13 13:44 | 2025-05-13 13:44 | ascott3 | 2025-05-13 13:44 | ascott3 | 2025-05-13 13:44 | No Photo Available | https://collectorweb.dot.state.oh.us/arcgis/rest/services/HIGHWAY_LIGHTING/HighwayLighting_Reference/FeatureServer/7/548400/attachments/ | http://data.mapchannels.com/dualmaps6/map.htm?lat=39.217768&lng=-84.504108
08 | HAMILTON | HAM | RA | 31205 |  | 0.353 |  | SHAMRA31205**C | HAM-31205-0.353 | 39.2183 | -84.5105 | 2025-12-31 | Active |  |  |  | State | HL0009919 | 2020-04-23 16:59 |  | State | GR3-1A | Conventional | No |  | AT | A |  |  |  | 1 |  |  |  |  | No | No | No | No | No |  | HPS | 1 | 200 | [25 empty] | 2025-05-13 14:04 | NULL | 0 | 2025-05-13 14:04 | mhurlow1 | 2018-05-21 16:00 | jritchie2 | 2026-07-16 14:13 | No | No | No | No | No | Standing | None | None | None | No | No | No | Need bush clean no access behind wall | Yes | 2025-05-13 14:04 | 2025-05-13 14:04 | ascott3 | 2025-05-13 14:05 | ascott3 | 2025-05-13 14:05 | No Photo Available | https://collectorweb.dot.state.oh.us/arcgis/rest/services/HIGHWAY_LIGHTING/HighwayLighting_Reference/FeatureServer/7/548796/attachments/ | http://data.mapchannels.com/dualmaps6/map.htm?lat=39.218277&lng=-84.510529
08 | HAMILTON | HAM | RA | 31205 |  | 0.423 |  | SHAMRA31205**C | HAM-31205-0.423 | 39.2184 | -84.5118 | 2025-12-31 | Active |  |  |  | State | HL0022522 | 2020-04-23 17:08 |  | State | GR3-2A | Conventional | No |  | AT | A |  |  |  | 1 |  |  |  |  | No | No | No | No | No |  | HPS | 1 | 200 | [25 empty] | 2025-05-13 14:05 | NULL | 0 | 2025-05-13 14:05 | mhurlow1 | 2018-05-21 16:00 | jritchie2 | 2026-07-16 14:13 | No | No | No | No | No | Standing | None | None | None | No | No | No | Need bush clean no access behind wall | Yes | 2025-05-13 14:05 | 2025-05-13 14:05 | ascott3 | 2025-05-13 14:05 | ascott3 | 2025-05-13 14:05 | No Photo Available | https://collectorweb.dot.state.oh.us/arcgis/rest/services/HIGHWAY_LIGHTING/HighwayLighting_Reference/FeatureServer/7/541281/attachments/ | http://data.mapchannels.com/dualmaps6/map.htm?lat=39.218442&lng=-84.511808
08 | HAMILTON | HAM | RA | 31206 |  | 0.005 |  | SHAMRA31206**C | HAM-31206-0.005 | 39.2175 | -84.5047 | 2025-12-31 | Active |  |  |  | State | HL0024954 | 2020-04-23 16:29 |  | State | GR2-2 | Conventional | [7 empty] | 1 | [6 empty] | No | No | No |  | HPS | 1 | 200 | [25 empty] | 2025-05-13 13:41 | NULL | 0 | 2025-05-13 13:41 | mhurlow1 | 2018-05-21 16:04 | dturner | 2020-04-23 16:29 | No | No | No | No | No | Standing | None | None | None | No | No | No |  | No | 2025-05-13 13:41 | 2025-05-13 13:41 | ascott3 | 2025-05-13 13:41 | ascott3 | 2025-05-13 13:41 | No Photo Available | https://collectorweb.dot.state.oh.us/arcgis/rest/services/HIGHWAY_LIGHTING/HighwayLighting_Reference/FeatureServer/7/550001/attachments/ | http://data.mapchannels.com/dualmaps6/map.htm?lat=39.217518&lng=-84.504699
08 | HAMILTON | HAM | RA | 31207 |  | 0 |  | SHAMRA31207**C | HAM-31207-0.000 | 39.2166 | -84.5072 | 2025-12-31 | Active |  |  |  | State | HL0026376 | 2020-04-24 13:26 |  | State | GR2-4 | Conventional | [7 empty] | 1 | [6 empty] | No | No | No |  | HPS | 1 | 200 | [25 empty] | 2025-05-13 15:46 | NULL | 0 | 2025-05-13 15:46 | mhurlow1 | 2018-05-21 16:08 | dturner | 2020-04-24 13:27 | No | No | No | No | No | Standing | None | None | None | No | No | No | Needs pool cap | No | 2025-05-13 15:46 | 2025-05-13 15:46 | ascott3 | 2025-05-13 15:46 | ascott3 | 2025-05-13 15:46 | No Photo Available | https://collectorweb.dot.state.oh.us/arcgis/rest/services/HIGHWAY_LIGHTING/HighwayLighting_Reference/FeatureServer/7/550005/attachments/ | http://data.mapchannels.com/dualmaps6/map.htm?lat=39.216588&lng=-84.507184
08 | HAMILTON | HAM | RA | 31207 |  | 0.018 |  | SHAMRA31207**C | HAM-31207-0.018 | 39.2166 | -84.5067 | 2025-12-31 | Active |  |  |  | State | HL0006864 | 2020-04-24 13:59 |  | State | GR2-8 | Conventional | [7 empty] | 1 | [6 empty] | No | No | No |  | HPS | 1 | 200 | [25 empty] | 2025-05-13 15:49 | NULL | 0 | 2025-05-13 15:49 | mhurlow1 | 2018-05-21 16:08 | dturner | 2020-04-24 14:00 | No | No | No | No | No | Standing | None | None | None | No | No | No |  | No | 2025-05-13 15:49 | 2025-05-13 15:49 | ascott3 | 2025-05-13 15:50 | ascott3 | 2025-05-13 15:50 | No Photo Available | https://collectorweb.dot.state.oh.us/arcgis/rest/services/HIGHWAY_LIGHTING/HighwayLighting_Reference/FeatureServer/7/524875/attachments/ | http://data.mapchannels.com/dualmaps6/map.htm?lat=39.216561&lng=-84.506664
08 | HAMILTON | HAM | RA | 31207 |  | 0.039 |  | SHAMRA31207**C | HAM-31207-0.039 | 39.2169 | -84.5063 | 2025-12-31 | Active |  |  |  | State | HL0010052 | 2020-04-24 14:41 |  | State | GR2-3 | Conventional | [7 empty] | 1 | [6 empty] | No | No | No |  | HPS | 1 | 200 | [25 empty] | 2025-05-13 15:52 | NULL | 0 | 2025-05-13 15:52 | mhurlow1 | 2018-05-21 16:07 | dturner | 2020-04-24 15:08 | No | No | No | No | No | Standing | None | None | None | No | No | No |  | No | 2025-05-13 15:52 | 2025-05-13 15:52 | ascott3 | 2025-05-13 15:52 | ascott3 | 2025-05-13 15:52 | No Photo Available | https://collectorweb.dot.state.oh.us/arcgis/rest/services/HIGHWAY_LIGHTING/HighwayLighting_Reference/FeatureServer/7/549204/attachments/ | http://data.mapchannels.com/dualmaps6/map.htm?lat=39.216915&lng=-84.506329
08 | HAMILTON | HAM | RA | 31207 |  | 0.075 |  | SHAMRA31207**C | HAM-31207-0.075 | 39.2166 | -84.5056 | 2025-12-31 | Active |  |  |  | State | HL0005509 | 2020-04-24 14:10 |  | State | GR1-9 | Conventional | [7 empty] | 1 | [6 empty] | No | No | No |  | HPS | 1 | 200 | [25 empty] | 2025-05-13 16:11 | NULL | 0 | 2025-05-13 16:11 | mhurlow1 | 2018-05-21 16:12 | dturner | 2020-04-24 14:11 | No | No | No | No | No | Standing | None | None | None | No | No | No |  | No | 2025-05-13 16:11 | 2025-05-13 16:11 | ascott3 | 2025-05-13 16:11 | ascott3 | 2025-05-13 16:11 | No Photo Available | https://collectorweb.dot.state.oh.us/arcgis/rest/services/HIGHWAY_LIGHTING/HighwayLighting_Reference/FeatureServer/7/522073/attachments/ | http://data.mapchannels.com/dualmaps6/map.htm?lat=39.216591&lng=-84.505639
08 | HAMILTON | HAM | RA | 31207 |  | 0.25 |  | SHAMRA31207**C | HAM-31207-0.250 | 39.2164 | -84.5024 | 2025-12-31 | Active |  |  |  | State | HL0005415 | 2020-04-24 14:58 |  | State | GR1-8 | Conventional | [7 empty] | 1 | [6 empty] | No | No | No |  | HPS | 1 | 200 | [25 empty] | 2025-12-29 16:30 | NULL | 0 | 2025-12-29 16:30 | mhurlow1 | 2018-05-21 16:13 | dturner | 2020-04-24 15:08 | No | No | No | No | No | Standing | None | None | None | No | No | No | T-base had big hole in it so we put new one on | No | 2025-12-29 16:30 | 2025-12-29 16:30 | ascott3 | 2025-12-29 16:31 | ascott3 | 2025-12-29 16:31 | No Photo Available | No Photo Available | http://data.mapchannels.com/dualmaps6/map.htm?lat=39.216372&lng=-84.502405
08 | HAMILTON | HAM | RA | 31207 |  | 0.318 |  | SHAMRA31207**C | HAM-31207-0.318 | 39.2162 | -84.5012 | 2025-12-31 | Active |  |  |  | State | HL0022421 | 2020-04-24 15:08 |  | State | GR1-7 | Conventional | [7 empty] | 1 | [6 empty] | No | No | No |  | HPS | 1 | 400 | [25 empty] | 2025-05-13 16:19 | NULL | 0 | 2025-05-13 16:19 | mhurlow1 | 2018-05-21 16:14 | dturner | 2020-04-24 15:09 | No | No | No | No | No | Standing | None | None | None | No | No | No | Door needs repaired | No | 2025-05-13 16:19 | 2025-05-13 16:19 | ascott3 | 2025-05-13 16:19 | ascott3 | 2025-05-13 16:19 | No Photo Available | https://collectorweb.dot.state.oh.us/arcgis/rest/services/HIGHWAY_LIGHTING/HighwayLighting_Reference/FeatureServer/7/550006/attachments/ | http://data.mapchannels.com/dualmaps6/map.htm?lat=39.216180&lng=-84.501155
08 | HAMILTON | HAM | RA | 31208 |  | 0.007 |  | SHAMRA31208**C | HAM-31208-0.007 | 39.2169 | -84.5058 | 2025-12-31 | Active |  |  |  | State | HL0021025 | 2020-04-24 14:40 |  | State | GR2-7 | Conventional | [7 empty] | 1 | [6 empty] | No | No | No |  | HPS | 1 | 200 | [25 empty] | 2025-05-13 16:08 | NULL | 0 | 2025-05-13 16:08 | mhurlow1 | 2018-05-21 16:07 | dturner | 2020-04-24 15:08 | No | No | No | No | No | Standing | None | None | None | No | No | No | Door needs replaced | No | 2025-05-13 16:08 | 2025-05-13 16:08 | ascott3 | 2025-05-13 16:08 | ascott3 | 2025-05-13 16:08 | No Photo Available | https://collectorweb.dot.state.oh.us/arcgis/rest/services/HIGHWAY_LIGHTING/HighwayLighting_Reference/FeatureServer/7/545604/attachments/ | http://data.mapchannels.com/dualmaps6/map.htm?lat=39.216855&lng=-84.505821
08 | HAMILTON | HAM | RA | 31209 |  | 0.016 |  | SHAMRA31209**C | HAM-31209-0.016 | 39.218 | -84.5118 | 2025-12-31 | Active |  |  |  | State | HL0011504 | 2020-04-23 18:08 |  | State | GR3-4A | Conventional | No |  | AT | A |  |  |  | 1 |  |  |  |  | No | No | No | No | No |  | HPS | 1 | 200 | [25 empty] | 2025-05-13 14:58 | NULL | 0 | 2025-05-13 14:58 | mhurlow1 | 2018-05-21 15:59 | jritchie2 | 2026-07-16 14:12 | No | No | No | No | No | Standing | None | None | None | No | No | No | no access behind wall | Yes | 2025-05-13 14:58 | 2025-05-13 14:58 | ascott3 | 2025-05-13 14:59 | ascott3 | 2025-05-13 14:59 | No Photo Available | No Photo Available | http://data.mapchannels.com/dualmaps6/map.htm?lat=39.218018&lng=-84.511760
08 | HAMILTON | HAM | RA | 31209 |  | 0.14 |  | SHAMRA31209**C | HAM-31209-0.140 | 39.2176 | -84.5095 | 2025-12-31 | Active |  |  |  | State | HL0020986 | 2020-04-23 18:09 |  | State | GR3-5A | Conventional | No |  | AT | A |  |  |  | 1 |  |  |  |  | No | No | No | No | No |  | LED | 1 |  | 70 | [24 empty] | 2025-05-13 15:02 | NULL |  | 2025-05-13 15:02 | mhurlow1 | 2018-05-21 16:01 | jritchie2 | 2026-07-16 14:11 | No | No | No | No | No | Standing | None | None | None | No | No | No | no access behind wall | Yes | 2025-05-13 15:02 | 2025-05-13 15:02 | ascott3 | 2025-05-13 15:02 | ascott3 | 2025-05-13 15:02 | No Photo Available | No Photo Available | http://data.mapchannels.com/dualmaps6/map.htm?lat=39.217627&lng=-84.509533
08 | HAMILTON | HAM | RA | 31209 |  | 0.17 |  | SHAMRA31209**C | HAM-31209-0.170 | 39.2175 | -84.509 | 2025-12-31 | Active |  |  |  | State | HL0024911 | 2020-04-24 13:14 |  | State | GR3-6A | Conventional | No |  | AT | A |  |  |  | 1 |  |  |  |  | No | No | No | No | No |  | HPS | 1 | 200 | [25 empty] | 2024-06-17 13:10 | NULL | 0 |  | mhurlow1 | 2018-05-21 16:03 | jritchie2 | 2026-07-16 14:14 | No | No | No | No | No | Standing | None | None | None | No | No | No |  |  | 2024-06-17 13:10 |  | ascott3 | 2024-06-17 13:09 | ascott3 | 2024-06-17 13:09 | No Photo Available | No Photo Available | http://data.mapchannels.com/dualmaps6/map.htm?lat=39.217493&lng=-84.508998
08 | HAMILTON | HAM | RA | 31210 |  | 0.022 |  | SHAMRA31210**C | HAM-31210-0.022 | 39.216 | -84.4977 | 2025-12-31 | Active |  |  |  | State | HL0001396 | 2020-04-23 14:11 |  | State | GR1-4 | Conventional | No |  | AT | A |  |  |  | 1 |  |  |  |  | No | No | No | No | No |  | HPS | 1 | 200 | [25 empty] | 2025-05-13 12:48 | NULL | 0 | 2025-05-13 12:48 | mhurlow1 | 2018-05-21 16:17 | jritchie2 | 2026-07-15 14:48 | No | No | No | No | No | Standing | None | None | None | No | No | No | Added new neutral slug | No | 2025-05-13 12:48 | 2025-05-13 12:48 | ascott3 | 2025-05-13 12:51 | ascott3 | 2025-05-13 12:51 | No Photo Available | https://collectorweb.dot.state.oh.us/arcgis/rest/services/HIGHWAY_LIGHTING/HighwayLighting_Reference/FeatureServer/7/550381/attachments/ | http://data.mapchannels.com/dualmaps6/map.htm?lat=39.215973&lng=-84.497718
08 | HAMILTON | HAM | RA | 31210 |  | 0.146 |  | SHAMRA31210**C | HAM-31210-0.146 | 39.2164 | -84.4999 | 2025-12-31 | Active |  |  |  | State | HL0013439 | 2020-04-23 14:25 |  | State | GR1-3 | Conventional | No |  | AT | A |  |  |  | 1 |  |  |  |  | No | No | No | No | No |  | HPS | 1 | 200 | [25 empty] | 2025-05-13 12:55 | NULL | 0 | 2025-05-13 12:55 | mhurlow1 | 2018-05-21 16:15 | jritchie2 | 2026-07-15 14:48 | No | No | No | No | No | Standing | None | None | None | No | No | No |  | No | 2025-05-13 12:55 | 2025-05-13 12:55 | ascott3 | 2025-05-13 12:56 | ascott3 | 2025-05-13 12:56 | No Photo Available | https://collectorweb.dot.state.oh.us/arcgis/rest/services/HIGHWAY_LIGHTING/HighwayLighting_Reference/FeatureServer/7/549999/attachments/ | http://data.mapchannels.com/dualmaps6/map.htm?lat=39.216424&lng=-84.499942
08 | HAMILTON | HAM | RA | 31210 |  | 0.18 |  | SHAMRA31210**C | HAM-31210-0.180 | 39.2164 | -84.5006 | 2025-12-31 | Active |  |  |  | State | HL0015378 | 2020-04-23 14:35 |  | State | GR1-5 | Conventional | No |  | AT | A |  |  |  | 1 |  |  |  |  | No | No | No | No | No |  | HPS | 1 | 200 | [25 empty] | 2025-05-13 13:02 | NULL | 0 | 2025-05-13 13:02 | mhurlow1 | 2018-05-21 16:15 | jritchie2 | 2026-07-15 14:49 | No | No | No | No | No | Standing | None | None | None | No | No | No |  | No | 2025-05-13 13:02 | 2025-05-13 13:02 | ascott3 | 2025-05-13 13:02 | ascott3 | 2025-05-13 13:02 | No Photo Available | https://collectorweb.dot.state.oh.us/arcgis/rest/services/HIGHWAY_LIGHTING/HighwayLighting_Reference/FeatureServer/7/548793/attachments/ | http://data.mapchannels.com/dualmaps6/map.htm?lat=39.216448&lng=-84.500600
08 | HAMILTON | HAM | RA | 31210 |  | 0.184 |  | SHAMRA31210**C | HAM-31210-0.184 | 39.2166 | -84.5006 | 2025-12-31 | Active |  |  |  | State | HL0005499 | 2020-04-23 14:51 |  | State | GR1-2 | Conventional | No |  | AT | A |  |  |  | 1 |  |  |  |  | No | No | No | No | No |  | HPS | 1 | 200 | [25 empty] | 2025-05-13 12:59 | NULL | 0 | 2025-05-13 12:59 | mhurlow1 | 2018-05-21 16:15 | jritchie2 | 2026-07-15 14:49 | No | No | No | No | No | Standing | None | None | None | No | No | No |  | No | 2025-05-13 12:59 | 2025-05-13 12:59 | ascott3 | 2025-05-13 12:59 | ascott3 | 2025-05-13 12:59 | No Photo Available | https://collectorweb.dot.state.oh.us/arcgis/rest/services/HIGHWAY_LIGHTING/HighwayLighting_Reference/FeatureServer/7/549598/attachments/ | http://data.mapchannels.com/dualmaps6/map.htm?lat=39.216598&lng=-84.500616
08 | HAMILTON | HAM | RA | 31210 |  | 0.366 |  | SHAMRA31210**C | HAM-31210-0.366 | 39.2177 | -84.5035 | 2025-12-31 | Active |  |  |  | State | HL0003469 | 2020-04-23 15:19 |  | State | GR2-5 | Conventional | No |  | AT | A |  |  |  | 1 |  |  |  |  | No | No | No | No | No |  | HPS | 1 | 250 | [25 empty] | 2025-05-13 13:34 | NULL | 0 | 2025-05-13 13:34 | mhurlow1 | 2018-05-21 16:05 | jritchie2 | 2026-07-15 14:50 | No | No | No | No | No | Standing | None | None | None | No | No | No |  | No | 2025-05-13 13:34 | 2025-05-13 13:34 | ascott3 | 2025-05-13 13:35 | ascott3 | 2025-05-13 13:39 | No Photo Available | https://collectorweb.dot.state.oh.us/arcgis/rest/services/HIGHWAY_LIGHTING/HighwayLighting_Reference/FeatureServer/7/545600/attachments/ | http://data.mapchannels.com/dualmaps6/map.htm?lat=39.217711&lng=-84.503494
08 | HAMILTON | HAM | RA | 31210 |  | 0.367 |  | SHAMRA31210**C | HAM-31210-0.367 | 39.2176 | -84.5037 | 2025-12-31 | Active |  |  |  | State | HL0033737 | 2020-04-23 15:02 |  | State | GR1-1 | Conventional | No |  | AT | A |  |  |  | 1 |  |  |  |  | No | No | No | No | No |  | HPS | 1 | 310 | [25 empty] | 2025-05-13 13:31 | NULL | 0 | 2025-05-13 13:31 | dturner | 2020-04-23 15:02 | jritchie2 | 2026-07-15 14:49 | No | No | No | No | No | Standing | None | None | None | No | No | No | Cracked foundation | Yes | 2025-05-13 13:31 | 2025-05-13 13:31 | ascott3 | 2025-05-13 13:32 | ascott3 | 2025-05-13 13:32 | No Photo Available | https://collectorweb.dot.state.oh.us/arcgis/rest/services/HIGHWAY_LIGHTING/HighwayLighting_Reference/FeatureServer/7/548794/attachments/ | http://data.mapchannels.com/dualmaps6/map.htm?lat=39.217594&lng=-84.503663
08 | HAMILTON | HAM | RA | 31211 |  | 0 |  | SHAMRA31211**C | HAM-31211-0.000 | 39.1835 | -84.4822 | 2025-12-31 | Active |  |  |  | State | HL0006085 |  |  | State |  | Conventional | [14 empty] | No | No | No |  | HPS | [28 empty] | NULL |  |  | mhurlow1 | 2018-05-16 12:19 | mhurlow1 | 2018-07-19 17:20 | [20 empty] | No Photo Available | No Photo Available | http://data.mapchannels.com/dualmaps6/map.htm?lat=39.183487&lng=-84.482246
08 | HAMILTON | HAM | RA | 31211 |  | 0.005 |  | SHAMRA31211**C | HAM-31211-0.005 | 39.1837 | -84.4824 | 2025-12-31 | Active |  |  |  | State | HL0000244 |  |  | State |  | Conventional | [14 empty] | No | No | No |  | HPS | [28 empty] | NULL |  |  | mhurlow1 | 2018-05-16 12:19 | mhurlow1 | 2018-07-19 17:20 | [20 empty] | No Photo Available | No Photo Available | http://data.mapchannels.com/dualmaps6/map.htm?lat=39.183685&lng=-84.482430
08 | HAMILTON | HAM | RA | 31211 |  | 0.052 |  | SHAMRA31211**C | HAM-31211-0.052 | 39.1841 | -84.4828 | 2025-12-31 | Active |  |  |  | State | HL0030775 |  |  | State | M 3 1 | Tower |  | 6 | [12 empty] | No | No | No | Towne Ave (no lock washers on any bolts) | HPS | [27 empty] | 2022-08-18 13:41 | 4 - Needs Inspected in 4 CY |  |  | darshan.singh | 2014-12-19 12:22 | darshan.singh | 2014-12-19 12:22 | No | No | No | No | No | Standing | None | None | None | No | No | No |  |  | 2022-08-18 13:41 |  | csonner1 | 2022-08-18 13:41 | csonner1 | 2022-08-18 13:41 | No Photo Available | No Photo Available | http://data.mapchannels.com/dualmaps6/map.htm?lat=39.184117&lng=-84.482832
08 | HAMILTON | HAM | RA | 31211 |  | 0.128 |  | SHAMRA31211**C | HAM-31211-0.128 | 39.1852 | -84.4827 | 2025-12-31 | Active |  |  |  | State | HL0023922 |  |  | State | T1 | Conventional | [14 empty] | No | No | No |  | HPS | [27 empty] | 2024-08-20 03:34 | NULL |  |  | mhurlow1 | 2018-05-16 12:21 | mneeley | 2024-08-20 03:34 | No | No | No | No | No | Standing | None | None | None | No | No | No |  |  | 2024-08-20 03:34 |  | mneeley | 2024-08-20 03:35 | mneeley | 2024-08-20 03:35 | No Photo Available | https://collectorweb.dot.state.oh.us/arcgis/rest/services/HIGHWAY_LIGHTING/HighwayLighting_Reference/FeatureServer/7/509441/attachments/ | http://data.mapchannels.com/dualmaps6/map.htm?lat=39.185198&lng=-84.482724
08 | HAMILTON | HAM | RA | 31211 |  | 0.196 |  | SHAMRA31211**C | HAM-31211-0.196 | 39.1861 | -84.4824 | 2025-12-31 | Active |  |  |  | State | HL0015635 |  |  | State | T2 | Conventional | [14 empty] | No | No | No |  | HPS | [27 empty] | 2024-08-20 03:36 | NULL |  |  | mhurlow1 | 2018-05-16 12:31 | mneeley | 2024-08-20 03:35 | No | No | No | No | No | Standing | None | None | None | No | No | No |  |  | 2024-08-20 03:36 |  | mneeley | 2024-08-20 03:36 | mneeley | 2024-08-20 03:36 | No Photo Available | https://collectorweb.dot.state.oh.us/arcgis/rest/services/HIGHWAY_LIGHTING/HighwayLighting_Reference/FeatureServer/7/509826/attachments/ | http://data.mapchannels.com/dualmaps6/map.htm?lat=39.186131&lng=-84.482371
08 | HAMILTON | HAM | RA | 31211 |  | 0.257 |  | SHAMRA31211**C | HAM-31211-0.257 | 39.187 | -84.4821 | 2025-12-31 | Active |  |  |  | State | HL0025376 |  |  | State | T3 | Conventional | [14 empty] | No | No | No |  | HPS | [27 empty] | 2024-08-20 03:38 | NULL |  |  | mhurlow1 | 2018-05-16 12:34 | mneeley | 2024-08-20 03:38 | No | No | No | No | No | Standing | None | None | None | No | No | No |  |  | 2024-08-20 03:38 |  | mneeley | 2024-08-20 03:38 | mneeley | 2024-08-20 03:38 | No Photo Available | https://collectorweb.dot.state.oh.us/arcgis/rest/services/HIGHWAY_LIGHTING/HighwayLighting_Reference/FeatureServer/7/509442/attachments/ | http://data.mapchannels.com/dualmaps6/map.htm?lat=39.186987&lng=-84.482059
08 | HAMILTON | HAM | RA | 31212 |  | 0.032 |  | SHAMRA31212**C | HAM-31212-0.032 | 39.181 | -84.485 | 2025-12-31 | Active |  |  |  | State | HL0008915 |  |  | State | A4 | Conventional | [14 empty] | No | No | No |  | HPS | [27 empty] | 2024-08-20 03:20 | NULL |  |  | mhurlow1 | 2018-05-16 12:13 | mneeley | 2024-08-20 03:20 | No | No | No | No | No | Down | None | None | None | No | No | No |  |  | 2024-08-20 03:20 |  | mneeley | 2024-08-20 03:20 | mneeley | 2024-08-20 03:20 | No Photo Available | https://collectorweb.dot.state.oh.us/arcgis/rest/services/HIGHWAY_LIGHTING/HighwayLighting_Reference/FeatureServer/7/509438/attachments/ | http://data.mapchannels.com/dualmaps6/map.htm?lat=39.181013&lng=-84.484997
08 | HAMILTON | HAM | RA | 31212 |  | 0.087 |  | SHAMRA31212**C | HAM-31212-0.087 | 39.1817 | -84.4846 | 2025-12-31 | Active |  |  |  | State | HL0022094 |  |  | State | A5 | Conventional | [14 empty] | No | No | No |  | HPS | [27 empty] | 2024-08-20 03:22 | NULL |  |  | mhurlow1 | 2018-05-16 12:15 | mneeley | 2024-08-20 03:21 | No | No | No | No | No | Down | None | None | None | No | No | No |  |  | 2024-08-20 03:22 |  | mneeley | 2024-08-20 03:22 | mneeley | 2024-08-20 03:22 | No Photo Available | https://collectorweb.dot.state.oh.us/arcgis/rest/services/HIGHWAY_LIGHTING/HighwayLighting_Reference/FeatureServer/7/509439/attachments/ | http://data.mapchannels.com/dualmaps6/map.htm?lat=39.181748&lng=-84.484602
08 | HAMILTON | HAM | RA | 31212 |  | 0.143 |  | SHAMRA31212**C | HAM-31212-0.143 | 39.1825 | -84.4842 | 2025-12-31 | Active |  |  |  | State | HL0019541 |  |  | State | A6 | Conventional | [14 empty] | No | No | No |  | HPS | [27 empty] | 2024-08-20 03:23 | NULL |  |  | mhurlow1 | 2018-05-16 12:16 | mneeley | 2024-08-20 03:23 | No | No | No | No | No | Standing | None | None | None | No | No | No |  |  | 2024-08-20 03:23 |  | mneeley | 2024-08-20 03:23 | mneeley | 2024-08-20 03:23 | No Photo Available | https://collectorweb.dot.state.oh.us/arcgis/rest/services/HIGHWAY_LIGHTING/HighwayLighting_Reference/FeatureServer/7/509440/attachments/ | http://data.mapchannels.com/dualmaps6/map.htm?lat=39.182477&lng=-84.484158
08 | HAMILTON | HAM | RA | 31213 |  | 0.02 |  | SHAMRA31213**C | HAM-31213-0.020 | 39.1834 | -84.4836 | 2025-12-31 | Active |  |  |  | State | HL0030768 |  |  | State | M 2 4 | Tower |  | 6 | [12 empty] | No | No | No | Towne Ave (no lock washers on any bolts) | HPS | [27 empty] | 2022-08-18 13:41 | 4 - Needs Inspected in 4 CY |  |  | darshan.singh | 2014-12-19 12:13 | darshan.singh | 2014-12-19 12:26 | No | No | No | No | No | Standing | None | None | None | No | No | No |  |  | 2022-08-18 13:41 |  | csonner1 | 2022-08-18 13:41 | csonner1 | 2022-08-18 13:41 | No Photo Available | No Photo Available | http://data.mapchannels.com/dualmaps6/map.htm?lat=39.183387&lng=-84.483604
08 | HAMILTON | HAM | RA | 31216 |  | 0.191 |  | SHAMRA31216**C | HAM-31216-0.191 | 39.1756 | -84.4874 | 2025-12-31 | Active |  |  |  | State | HL0030898 |  |  | State | K 2 2 | Tower |  | 6 | [12 empty] | No | No | No | SR 562 (cannot see pole base-buried..pics) | HPS | [27 empty] | 2026-02-04 15:02 | 8 - Needs Inspected in 8 CY |  | 2026-02-04 15:02 | darshan.singh | 2014-12-19 13:39 | darshan.singh | 2014-12-19 13:41 | No | No | No | No | No | Standing | None | None | None | No | No | No | POWER BEING PULL FROM FOR CONSTRUCTION ZONE | No | 2026-02-04 15:02 | 2026-02-04 15:02 | csonner1 | 2026-02-04 15:04 | csonner1 | 2026-02-04 15:04 | No Photo Available | https://collectorweb.dot.state.oh.us/arcgis/rest/services/HIGHWAY_LIGHTING/HighwayLighting_Reference/FeatureServer/7/582538/attachments/ | http://data.mapchannels.com/dualmaps6/map.htm?lat=39.175649&lng=-84.487449
08 | HAMILTON | HAM | RA | 31216 |  | 0.313 |  | SHAMRA31216**C | HAM-31216-0.313 | 39.1773 | -84.4869 | 2025-12-31 | Active |  |  |  | State | HL0039083 |  |  | State | K22 | Conventional | [14 empty] | No | No | No |  | HPS | [27 empty] | 2024-08-20 03:10 | NULL |  |  | mneeley | 2024-08-20 03:09 | mneeley | 2024-08-20 03:14 | No | No | No | No | No | Standing | None | None | None | No | No | No |  |  | 2024-08-20 03:10 |  | mneeley | 2024-08-20 03:10 | mneeley | 2024-08-20 03:10 | No Photo Available | https://collectorweb.dot.state.oh.us/arcgis/rest/services/HIGHWAY_LIGHTING/HighwayLighting_Reference/FeatureServer/7/509823/attachments/ | http://data.mapchannels.com/dualmaps6/map.htm?lat=39.177335&lng=-84.486922
08 | HAMILTON | HAM | RA | 31216 |  | 0.367 |  | SHAMRA31216**C | HAM-31216-0.367 | 39.1781 | -84.4866 | 2025-12-31 | Active |  |  |  | State | HL0022189 |  |  | State | K23 | Conventional | [14 empty] | No | No | No |  | HPS | [27 empty] | 2026-04-27 13:35 | NULL |  |  | mhurlow1 | 2018-05-16 12:09 | rdixon5 | 2024-01-30 19:02 | No | No | No | No | No | Down | Bent | Bent | None | Yes | No | No | Need a new pole, new fixture. New T base new wire foundation was okay.it was hit due to a car accident. | Yes | 2026-04-27 13:35 |  | ascott3 | 2026-04-27 13:40 | ascott3 | 2026-04-27 13:40 | No Photo Available | https://collectorweb.dot.state.oh.us/arcgis/rest/services/HIGHWAY_LIGHTING/HighwayLighting_Reference/FeatureServer/7/583410/attachments/ | http://data.mapchannels.com/dualmaps6/map.htm?lat=39.178064&lng=-84.486552
08 | HAMILTON | HAM | RA | 31217 |  | 0.021 |  | SHAMRA31217**C | HAM-31217-0.021 | 39.1782 | -84.487 | 2025-12-31 | Active |  |  |  | State | HL0020704 |  |  | State | D-24 | Conventional | [14 empty] | No | No | No |  | HPS | [27 empty] | 2024-08-21 06:27 | NULL |  |  | mhurlow1 | 2018-05-16 12:09 | mneeley | 2024-08-21 04:39 | No | No | No | No | No | Standing | None | None | None | No | No | No |  |  | 2024-08-21 06:27 |  | mneeley | 2024-08-21 06:27 | mneeley | 2024-08-21 06:27 | No Photo Available | https://collectorweb.dot.state.oh.us/arcgis/rest/services/HIGHWAY_LIGHTING/HighwayLighting_Reference/FeatureServer/7/511028/attachments/ | http://data.mapchannels.com/dualmaps6/map.htm?lat=39.178248&lng=-84.487005
08 | HAMILTON | HAM | RA | 31217 |  | 0.065 |  | SHAMRA31217**C | HAM-31217-0.065 | 39.1777 | -84.4874 | 2025-12-31 | Active |  |  |  | State | HL0022404 |  |  | State | D-25 | Conventional | [14 empty] | No | No | No |  | HPS | [27 empty] | 2024-08-21 06:30 | NULL |  |  | mhurlow1 | 2018-05-16 12:08 | mneeley | 2024-08-21 04:40 | No | No | No | No | No | Down | None | None | None | No | No | No | Could not locate |  | 2024-08-21 06:30 |  | mneeley | 2024-08-21 06:30 | mneeley | 2024-08-21 06:30 | No Photo Available | No Photo Available | http://data.mapchannels.com/dualmaps6/map.htm?lat=39.177671&lng=-84.487356
08 | HAMILTON | HAM | RA | 31217 |  | 0.145 |  | SHAMRA31217**C | HAM-31217-0.145 | 39.1766 | -84.488 | 2025-12-31 | Active |  |  |  | State | HL0030850 |  |  | State | K 1 2 | Tower |  | 6 | [12 empty] | No | No | No | SR 562 (no lock washers on any bolts) | HPS | [27 empty] | 2022-08-16 17:16 | 4 - Needs Inspected in 4 CY |  |  | darshan.singh | 2014-12-19 13:05 | darshan.singh | 2014-12-19 13:05 | No | No | No | No | No | Standing | None | None | None | No | No | No |  |  | 2022-08-16 17:16 |  | csonner1 | 2022-08-16 17:16 | csonner1 | 2022-08-16 17:16 | No Photo Available | No Photo Available | http://data.mapchannels.com/dualmaps6/map.htm?lat=39.176604&lng=-84.488000
08 | HAMILTON | HAM | RA | 31217 |  | 0.235 |  | SHAMRA31217**C | HAM-31217-0.235 | 39.1756 | -84.4892 | 2025-12-31 | Active |  |  |  | State | HL0030859 |  |  | State | K 1 1 | Tower |  | 6 | [12 empty] | No | No | No | SR 562 (no lock washers on any bolts) | HPS | [27 empty] | 2022-08-18 13:40 | 4 - Needs Inspected in 4 CY |  |  | darshan.singh | 2014-12-19 13:11 | darshan.singh | 2014-12-19 13:11 | No | No | No | No | No | Standing | None | None | None | No | No | No |  |  | 2022-08-18 13:40 |  | csonner1 | 2022-08-18 13:39 | csonner1 | 2022-08-18 13:39 | No Photo Available | No Photo Available | http://data.mapchannels.com/dualmaps6/map.htm?lat=39.175570&lng=-84.489170
08 | HAMILTON | HAM | RA | 31217 |  | 0.377 |  | SHAMRA31217**C | HAM-31217-0.377 | 39.1743 | -84.4873 | 2025-12-31 | Active |  |  |  | State | HL0030870 |  |  | State | K 2 1 | Tower |  | 6 | [12 empty] | No | No | No | SR 562 (no lock washers on any bolts) | HPS | [27 empty] | 2022-08-16 17:16 | 4 - Needs Inspected in 4 CY |  |  | darshan.singh | 2014-12-19 13:19 | darshan.singh | 2014-12-19 13:19 | No | No | No | No | No | Standing | None | None | None | No | No | No |  |  | 2022-08-16 17:16 |  | csonner1 | 2022-08-16 17:16 | csonner1 | 2022-08-16 17:16 | No Photo Available | No Photo Available | http://data.mapchannels.com/dualmaps6/map.htm?lat=39.174341&lng=-84.487310
08 | HAMILTON | HAM | RA | 31218 |  | 0.04 |  | SHAMRA31218**C | HAM-31218-0.040 | 39.1925 | -84.4774 | 2025-12-31 | Active |  |  |  | State | HL0001012 |  |  | State | T11 | Conventional | [14 empty] | No | No | No |  | HPS | [27 empty] | 2024-08-20 03:53 | NULL |  |  | mhurlow1 | 2018-05-16 12:46 | mneeley | 2024-08-20 03:52 | No | No | No | No | No | Standing | None | None | None | No | No | No |  |  | 2024-08-20 03:53 |  | mneeley | 2024-08-20 03:54 | mneeley | 2024-08-20 03:54 | No Photo Available | https://collectorweb.dot.state.oh.us/arcgis/rest/services/HIGHWAY_LIGHTING/HighwayLighting_Reference/FeatureServer/7/509448/attachments/ | http://data.mapchannels.com/dualmaps6/map.htm?lat=39.192509&lng=-84.477398
08 | HAMILTON | HAM | RA | 31218 |  | 0.124 |  | SHAMRA31218**C | HAM-31218-0.124 | 39.1933 | -84.4761 | 2025-12-31 | Active |  |  |  | State | HL0030796 |  |  | State | D1-2 | Tower |  | 6 | [12 empty] | No | No | No | Paddock Rd (no lock washers on any bolts) | HPS | [27 empty] | 2022-08-16 17:19 | 4 - Needs Inspected in 4 CY |  |  | darshan.singh | 2014-12-19 12:35 | csonner1 | 2022-08-15 16:18 | No | No | No | No | No | Standing | None | None | None | No | No | No |  |  | 2022-08-16 17:19 |  | csonner1 | 2022-08-16 17:18 | csonner1 | 2022-08-16 17:18 | No Photo Available | No Photo Available | http://data.mapchannels.com/dualmaps6/map.htm?lat=39.193298&lng=-84.476113
08 | HAMILTON | HAM | RA | 31218 |  | 0.169 |  | SHAMRA31218**C | HAM-31218-0.169 | 39.193 | -84.4753 | 2025-12-31 | Active |  |  |  | State | HL0004441 |  |  | State |  | Conventional | [14 empty] | No | No | No |  | HPS | [28 empty] | NULL |  |  | Dsnyder5 | 2018-06-14 17:42 | mhurlow1 | 2018-07-19 17:27 | [20 empty] | No Photo Available | No Photo Available | http://data.mapchannels.com/dualmaps6/map.htm?lat=39.193050&lng=-84.475271
08 | HAMILTON | HAM | RA | 31218 |  | 0.181 |  | SHAMRA31218**C | HAM-31218-0.181 | 39.1932 | -84.4747 | 2025-12-31 | Active |  |  |  | State | HL0004391 |  |  | State |  | Conventional | [14 empty] | No | No | No |  | HPS | [28 empty] | NULL |  |  | mhurlow1 | 2018-05-16 12:53 | mhurlow1 | 2018-07-19 17:27 | [20 empty] | No Photo Available | No Photo Available | http://data.mapchannels.com/dualmaps6/map.htm?lat=39.193178&lng=-84.474695
08 | HAMILTON | HAM | RA | 31219 |  | 0.027 |  | SHAMRA31219**C | HAM-31219-0.027 | 39.1955 | -84.4762 | 2025-12-31 | Active |  |  |  | State | HL0009390 |  |  | State |  | Conventional | [14 empty] | No | No | No |  | HPS | [28 empty] | NULL |  |  | mhurlow1 | 2018-05-16 13:07 | mhurlow1 | 2018-07-19 17:26 | [20 empty] | No Photo Available | No Photo Available | http://data.mapchannels.com/dualmaps6/map.htm?lat=39.195502&lng=-84.476162
08 | HAMILTON | HAM | RA | 31219 |  | 0.049 |  | SHAMRA31219**C | HAM-31219-0.049 | 39.1952 | -84.4761 | 2025-12-31 | Active |  |  |  | State | HL0005388 |  |  | State |  | Conventional | [14 empty] | No | No | No |  | HPS | [28 empty] | NULL |  |  | mhurlow1 | 2018-05-16 13:04 | mhurlow1 | 2018-07-19 17:26 | [20 empty] | No Photo Available | No Photo Available | http://data.mapchannels.com/dualmaps6/map.htm?lat=39.195194&lng=-84.476142
08 | HAMILTON | HAM | RA | 31219 |  | 0.111 |  | SHAMRA31219**C | HAM-31219-0.111 | 39.1943 | -84.4763 | 2025-12-31 | Active |  |  |  | State | HL0030833 |  |  | State | D3-1 | Tower |  | 6 | [12 empty] | No | No | No | Paddock Rd (no lock washers on any bolts) | HPS | [27 empty] | 2022-08-15 17:16 | 4 - Needs Inspected in 4 CY |  |  | darshan.singh | 2014-12-19 12:57 | csonner1 | 2022-08-15 16:17 | No | No | No | No | No | Standing | None | None | None | No | No | No |  |  | 2022-08-15 17:16 |  | csonner1 | 2022-08-15 17:16 | csonner1 | 2022-08-15 17:16 | No Photo Available | No Photo Available | http://data.mapchannels.com/dualmaps6/map.htm?lat=39.194276&lng=-84.476251
08 | HAMILTON | HAM | RA | 31219 |  | 0.192 |  | SHAMRA31219**C | HAM-31219-0.192 | 39.1933 | -84.4772 | 2025-12-31 | Active |  |  |  | State | HL0007524 |  |  | State | P-12 | Conventional | [14 empty] | No | No | No |  | HPS | [27 empty] | 2024-08-20 07:24 | NULL |  |  | mhurlow1 | 2018-05-16 12:49 | mneeley | 2024-08-20 07:24 | No | No | No | No | No | Standing | None | None | None | No | No | No |  |  | 2024-08-20 07:24 |  | mneeley | 2024-08-20 07:24 | mneeley | 2024-08-20 07:24 | No Photo Available | https://collectorweb.dot.state.oh.us/arcgis/rest/services/HIGHWAY_LIGHTING/HighwayLighting_Reference/FeatureServer/7/510248/attachments/ | http://data.mapchannels.com/dualmaps6/map.htm?lat=39.193347&lng=-84.477201
08 | HAMILTON | HAM | RA | 31219 |  | 0.253 |  | SHAMRA31219**C | HAM-31219-0.253 | 39.1927 | -84.478 | 2025-12-31 | Active |  |  |  | State | HL0017789 |  |  | State | P-13 | Conventional | [14 empty] | No | No | No |  | HPS | [27 empty] | 2024-08-20 07:27 | NULL |  |  | mhurlow1 | 2018-05-16 12:46 | mneeley | 2024-08-20 07:25 | No | No | No | No | No | Standing | None | None | None | No | No | No |  |  | 2024-08-20 07:27 |  | mneeley | 2024-08-20 07:27 | mneeley | 2024-08-20 07:27 | No Photo Available | https://collectorweb.dot.state.oh.us/arcgis/rest/services/HIGHWAY_LIGHTING/HighwayLighting_Reference/FeatureServer/7/510649/attachments/ | http://data.mapchannels.com/dualmaps6/map.htm?lat=39.192693&lng=-84.477954
08 | HAMILTON | HAM | RA | 31219 |  | 0.313 |  | SHAMRA31219**C | HAM-31219-0.313 | 39.192 | -84.4787 | 2025-12-31 | Active |  |  |  | State | HL0021385 |  |  | State | N-19 | Conventional | [14 empty] | No | No | No |  | HPS | [27 empty] | 2024-08-20 07:28 | NULL |  |  | mhurlow1 | 2018-05-16 12:44 | mneeley | 2024-08-20 07:28 | No | No | No | No | No | Standing | None | None | None | No | No | No |  |  | 2024-08-20 07:28 |  | mneeley | 2024-08-20 07:28 | mneeley | 2024-08-20 07:28 | No Photo Available | https://collectorweb.dot.state.oh.us/arcgis/rest/services/HIGHWAY_LIGHTING/HighwayLighting_Reference/FeatureServer/7/510249/attachments/ | http://data.mapchannels.com/dualmaps6/map.htm?lat=39.192043&lng=-84.478705
08 | HAMILTON | HAM | RA | 31220 |  | 0.012 |  | SHAMRA31220**C | HAM-31220-0.012 | 39.195 | -84.476 | 2025-12-31 | Active |  |  |  | State | HL0002035 |  |  | State |  | Conventional | [14 empty] | No | No | No |  | HPS | [28 empty] | NULL |  |  | mhurlow1 | 2018-05-16 13:03 | mhurlow1 | 2018-07-19 17:26 | [20 empty] | No Photo Available | No Photo Available | http://data.mapchannels.com/dualmaps6/map.htm?lat=39.195024&lng=-84.475998
08 | HAMILTON | HAM | RA | 31220 |  | 0.026 |  | SHAMRA31220**C | HAM-31220-0.026 | 39.1948 | -84.4761 | 2025-12-31 | Active |  |  |  | State | HL0026754 |  |  | State |  | Conventional | [14 empty] | No | No | No |  | HPS | [28 empty] | NULL |  |  | mhurlow1 | 2018-05-16 13:02 | mhurlow1 | 2018-07-19 17:26 | [20 empty] | No Photo Available | No Photo Available | http://data.mapchannels.com/dualmaps6/map.htm?lat=39.194788&lng=-84.476075
08 | HAMILTON | HAM | RA | 31221 |  | 0.004 |  | SHAMRA31221**C | HAM-31221-0.004 | 39.1979 | -84.4718 | 2025-12-31 | Active |  |  |  | State | HL0035760 |  |  | State | D2-1 | Conventional | [14 empty] | No | No | No |  | HPS | [27 empty] | 2024-08-20 07:08 | NULL |  |  | csonner1 | 2023-03-09 02:05 | csonner1 | 2023-03-09 02:05 | No | No | No | No | No | Standing | None | None | None | No | No | No | Removed |  | 2024-08-20 07:08 |  | mneeley | 2024-08-20 07:08 | mneeley | 2024-08-20 07:08 | No Photo Available | https://collectorweb.dot.state.oh.us/arcgis/rest/services/HIGHWAY_LIGHTING/HighwayLighting_Reference/FeatureServer/7/510246/attachments/ | http://data.mapchannels.com/dualmaps6/map.htm?lat=39.197864&lng=-84.471820
08 | HAMILTON | HAM | RA | 31221 |  | 0.047 |  | SHAMRA31221**C | HAM-31221-0.047 | 39.1974 | -84.4724 | 2025-12-31 | Active |  |  |  | State | HL0019345 |  |  | State | B3 | Conventional | [14 empty] | No | No | No |  | HPS | [27 empty] | 2024-08-20 07:11 | NULL |  |  | mhurlow1 | 2018-05-16 13:27 | csonner1 | 2023-03-09 02:09 | No | No | No | No | No | Standing | None | None | None | No | No | No |  |  | 2024-08-20 07:11 |  | mneeley | 2024-08-20 07:11 | mneeley | 2024-08-20 07:11 | No Photo Available | https://collectorweb.dot.state.oh.us/arcgis/rest/services/HIGHWAY_LIGHTING/HighwayLighting_Reference/FeatureServer/7/510648/attachments/ | http://data.mapchannels.com/dualmaps6/map.htm?lat=39.197381&lng=-84.472400
08 | HAMILTON | HAM | RA | 31221 |  | 0.102 |  | SHAMRA31221**C | HAM-31221-0.102 | 39.1968 | -84.4731 | 2025-12-31 | Active |  |  |  | State | HL0017134 |  |  | State | B2 | Conventional | [14 empty] | No | No | No |  | HPS | [27 empty] | 2023-03-09 02:10 | NULL |  |  | mhurlow1 | 2018-05-16 13:27 | csonner1 | 2023-03-09 02:09 | No | No | No | No | No | Standing | None | None | None | No | No | No |  |  | 2023-03-09 02:10 |  | csonner1 | 2023-03-09 02:10 | csonner1 | 2023-03-09 02:10 | No Photo Available | No Photo Available | http://data.mapchannels.com/dualmaps6/map.htm?lat=39.196795&lng=-84.473100
08 | HAMILTON | HAM | RA | 31221 |  | 0.156 |  | SHAMRA31221**C | HAM-31221-0.156 | 39.1963 | -84.4738 | 2025-12-31 | Active |  |  |  | State | HL0024485 |  |  | State | B1 | Conventional | [14 empty] | No | No | No |  | HPS | [27 empty] | 2024-08-20 07:11 | NULL |  |  | mhurlow1 | 2018-05-16 13:25 | csonner1 | 2023-03-09 02:10 | No | No | No | No | No | Standing | None | None | None | No | No | No |  |  | 2024-08-20 07:11 |  | mneeley | 2024-08-20 07:11 | mneeley | 2024-08-20 07:11 | No Photo Available | https://collectorweb.dot.state.oh.us/arcgis/rest/services/HIGHWAY_LIGHTING/HighwayLighting_Reference/FeatureServer/7/510247/attachments/ | http://data.mapchannels.com/dualmaps6/map.htm?lat=39.196263&lng=-84.473792
08 | HAMILTON | HAM | RA | 31221 |  | 0.215 |  | SHAMRA31221**C | HAM-31221-0.215 | 39.1958 | -84.4747 | 2025-12-31 | Active |  |  |  | State | HL0030824 |  |  | State | D2-1 | Tower |  | 6 | [12 empty] | No | No | No | Paddock Rd (no lock washers on any bolts) | HPS | [27 empty] | 2022-08-15 17:16 | 4 - Needs Inspected in 4 CY |  |  | darshan.singh | 2014-12-19 12:51 | csonner1 | 2022-08-15 16:17 | No | No | No | No | No | Standing | None | None | None | No | No | No |  |  | 2022-08-15 17:16 |  | csonner1 | 2022-08-15 17:16 | csonner1 | 2022-08-15 17:16 | No Photo Available | No Photo Available | http://data.mapchannels.com/dualmaps6/map.htm?lat=39.195816&lng=-84.474746
08 | HAMILTON | HAM | RA | 31221 |  | 0.272 |  | SHAMRA31221**C | HAM-31221-0.272 | 39.1954 | -84.4755 | 2025-12-31 | Active |  |  |  | State | HL0000724 |  |  | State |  | Conventional | [14 empty] | No | No | No |  | HPS | [28 empty] | NULL |  |  | mhurlow1 | 2018-05-16 13:05 | mhurlow1 | 2018-07-19 17:26 | [20 empty] | No Photo Available | No Photo Available | http://data.mapchannels.com/dualmaps6/map.htm?lat=39.195371&lng=-84.475541
08 | HAMILTON | HAM | RA | 31222 |  | 0.027 |  | SHAMRA31222**C | HAM-31222-0.027 | 39.1951 | -84.4755 | 2025-12-31 | Active |  |  |  | State | HL0014144 |  |  | State |  | Conventional | [14 empty] | No | No | No |  | HPS | [28 empty] | NULL |  |  | mhurlow1 | 2018-05-16 13:01 | mhurlow1 | 2018-07-19 17:26 | [20 empty] | No Photo Available | No Photo Available | http://data.mapchannels.com/dualmaps6/map.htm?lat=39.195089&lng=-84.475531
08 | HAMILTON | HAM | RA | 31223 |  | 0.015 |  | SHAMRA31223**C | HAM-31223-0.015 | 39.1939 | -84.475 | 2025-12-31 | Active |  |  |  | State | HL0019853 |  |  | State |  | Conventional | [14 empty] | No | No | No |  | HPS | [28 empty] | NULL |  |  | mhurlow1 | 2018-05-16 12:55 | mhurlow1 | 2018-07-19 17:27 | [20 empty] | No Photo Available | No Photo Available | http://data.mapchannels.com/dualmaps6/map.htm?lat=39.193851&lng=-84.474988
08 | HAMILTON | HAM | RA | 31223 |  | 0.099 |  | SHAMRA31223**C | HAM-31223-0.099 | 39.195 | -84.4744 | 2025-12-31 | Active |  |  |  | State | HL0030809 |  |  | State | D1-1 | Tower |  | 6 | [12 empty] | No | No | No | Paddock Rd (no lock washers on any bolts) | HPS | [27 empty] | 2022-08-16 17:19 | 4 - Needs Inspected in 4 CY |  |  | darshan.singh | 2014-12-19 12:42 | csonner1 | 2022-08-15 16:18 | No | No | No | No | No | Standing | None | None | None | No | No | No |  |  | 2022-08-16 17:19 |  | csonner1 | 2022-08-16 17:19 | csonner1 | 2022-08-16 17:19 | No Photo Available | No Photo Available | http://data.mapchannels.com/dualmaps6/map.htm?lat=39.195008&lng=-84.474416
08 | HAMILTON | HAM | RA | 31223 |  | 0.188 |  | SHAMRA31223**C | HAM-31223-0.188 | 39.196 | -84.4733 | 2025-12-31 | Active |  |  |  | State | HL0022731 |  |  | State | A1 | Conventional | [14 empty] | No | No | No |  | HPS | [27 empty] | 2024-08-20 04:04 | NULL |  |  | mhurlow1 | 2018-05-16 13:08 | csonner1 | 2023-03-09 02:11 | No | No | No | No | No | Standing | None | None | None | No | No | No | No door |  | 2024-08-20 04:04 |  | mneeley | 2024-08-20 04:04 | mneeley | 2024-08-20 04:04 | No Photo Available | https://collectorweb.dot.state.oh.us/arcgis/rest/services/HIGHWAY_LIGHTING/HighwayLighting_Reference/FeatureServer/7/510220/attachments/ | http://data.mapchannels.com/dualmaps6/map.htm?lat=39.196005&lng=-84.473331
08 | HAMILTON | HAM | RA | 31223 |  | 0.237 |  | SHAMRA31223**C | HAM-31223-0.237 | 39.1965 | -84.4727 | 2025-12-31 | Active |  |  |  | State | HL0000810 |  |  | State | A2 | Conventional | [14 empty] | No | No | No |  | HPS | [27 empty] | 2024-08-20 04:06 | NULL |  |  | mhurlow1 | 2018-05-16 13:26 | csonner1 | 2023-03-09 02:12 | Yes | No | No | No | No | Standing | None | None | None | No | No | No |  |  | 2024-08-20 04:06 |  | mneeley | 2024-08-20 04:07 | mneeley | 2024-08-20 04:07 | No Photo Available | https://collectorweb.dot.state.oh.us/arcgis/rest/services/HIGHWAY_LIGHTING/HighwayLighting_Reference/FeatureServer/7/510221/attachments/ | http://data.mapchannels.com/dualmaps6/map.htm?lat=39.196537&lng=-84.472736
08 | HAMILTON | HAM | RA | 31223 |  | 0.292 |  | SHAMRA31223**C | HAM-31223-0.292 | 39.1971 | -84.472 | 2025-12-31 | Active |  |  |  | State | HL0019478 |  |  | State | A3 | Conventional | [14 empty] | No | No | No |  | HPS | [27 empty] | 2024-08-20 04:08 | NULL |  |  | mhurlow1 | 2018-05-16 13:28 | csonner1 | 2023-03-09 02:12 | No | No | No | No | No | Standing | None | None | None | No | No | No |  |  | 2024-08-20 04:08 |  | mneeley | 2024-08-20 04:09 | mneeley | 2024-08-20 04:09 | No Photo Available | https://collectorweb.dot.state.oh.us/arcgis/rest/services/HIGHWAY_LIGHTING/HighwayLighting_Reference/FeatureServer/7/510620/attachments/ | http://data.mapchannels.com/dualmaps6/map.htm?lat=39.197112&lng=-84.472023
08 | HAMILTON | HAM | RA | 31223 |  | 0.339 |  | SHAMRA31223**C | HAM-31223-0.339 | 39.1976 | -84.4715 | 2025-12-31 | Active |  |  |  | State | HL0026831 | 2020-04-01 14:56 |  | State | D-1-1 | Conventional | [7 empty] | 1 | [6 empty] | No | No | No |  | HPS | 1 | 400 | [25 empty] | 2025-06-08 07:01 | NULL | 0 |  | mhurlow1 | 2018-05-16 13:29 | dturner | 2020-04-01 15:54 | No | No | No | No | No | Down | None | None | Broken | Yes | No | Yes |  | Yes | 2025-06-08 07:01 |  | rdixon5 | 2025-06-08 07:02 | rdixon5 | 2025-06-08 07:02 | No Photo Available | No Photo Available | http://data.mapchannels.com/dualmaps6/map.htm?lat=39.197625&lng=-84.471457
08 | HAMILTON | HAM | RA | 31231 |  | 0.083 |  | SHAMRA31231**C | HAM-31231-0.083 | 39.0487 | -84.391 | 2025-12-31 | Active |  |  |  | State | HL0026987 | 2020-06-04 16:12 |  | State | A17 | Conventional | No |  | AT | A |  |  |  | 1 |  |  |  |  | No | No | No | No | No |  | LED | 1 |  | 129 | [24 empty] | 2025-10-29 16:09 | NULL |  |  | Dsnyder5 | 2018-06-08 15:23 | jritchie2 | 2026-06-17 16:15 | No | No | No | No | No | Standing | None | None | None | No | No | No |  | No | 2025-10-29 16:09 |  | csonner1 | 2025-10-29 16:09 | csonner1 | 2025-10-29 16:09 | No Photo Available | No Photo Available | http://data.mapchannels.com/dualmaps6/map.htm?lat=39.048652&lng=-84.391020
08 | HAMILTON | HAM | RA | 31231 |  | 0.156 |  | SHAMRA31231**C | HAM-31231-0.156 | 39.048 | -84.39 | 2025-12-31 | Active |  |  |  | State | HL0024788 | 2020-06-04 16:15 |  | State | A18 | Conventional | No |  | AT | A |  |  |  | 1 |  |  |  |  | No |  | No | No | No |  | LED | 1 |  | 129 | [24 empty] | 2025-10-29 16:13 | NULL |  |  | Dsnyder5 | 2018-06-08 15:23 | jritchie2 | 2026-06-17 16:14 | No | No | No | No | No | Standing | None | None | None | No | No | No |  | No | 2025-10-29 16:13 |  | csonner1 | 2025-10-29 16:13 | csonner1 | 2025-10-29 16:13 | No Photo Available | No Photo Available | http://data.mapchannels.com/dualmaps6/map.htm?lat=39.047964&lng=-84.390000
08 | HAMILTON | HAM | RA | 31231 |  | 0.46 |  | SHAMRA31231**C | HAM-31231-0.460 | 39.0458 | -84.3853 | 2025-12-31 | Active |  |  |  | State | HL0001970 | 2020-06-04 16:20 |  | State | A19 | Conventional | [14 empty] | No | No | No |  | HPS | 1 | 200 | [25 empty] | 2025-10-29 16:18 | NULL | 0 |  | Dsnyder5 | 2018-06-08 15:24 | csonner1 | 2025-10-29 16:17 | No | No | No | No | No | Standing | None | None | None | No | No | No |  | No | 2025-10-29 16:18 |  | csonner1 | 2025-10-29 16:18 | csonner1 | 2025-10-29 16:18 | No Photo Available | No Photo Available | http://data.mapchannels.com/dualmaps6/map.htm?lat=39.045806&lng=-84.385272
08 | HAMILTON | HAM | RA | 31231 |  | 0.527 |  | SHAMRA31231**C | HAM-31231-0.527 | 39.0458 | -84.384 | 2025-12-31 | Active |  |  |  | State | HL0010279 | 2020-06-04 16:25 |  | State | A20 | Conventional | [14 empty] | No | No | No |  | HPS | 1 | 200 | [25 empty] | 2025-10-29 16:18 | NULL | 0 |  | Dsnyder5 | 2018-06-08 15:24 | csonner1 | 2025-10-29 16:18 | No | No | No | No | No | Standing | None | None | None | No | No | No |  | No | 2025-10-29 16:18 |  | csonner1 | 2025-10-29 16:18 | csonner1 | 2025-10-29 16:18 | No Photo Available | No Photo Available | http://data.mapchannels.com/dualmaps6/map.htm?lat=39.045802&lng=-84.384032
08 | HAMILTON | HAM | RA | 31232 |  | 0.056 |  | SHAMRA31232**C | HAM-31232-0.056 | 39.0507 | -84.3901 | 2025-12-31 | Active |  |  |  | State | HL0033843 | 2020-06-04 15:50 |  | State | A11 | Conventional | [14 empty] | No | No | No |  | HPS | 1 | 200 | [25 empty] | 2025-10-29 16:00 | NULL | 0 |  | csonner | 2020-06-04 15:50 | csonner1 | 2025-10-29 15:59 | No | No | No | No | No | Standing | None | None | None | No | No | No |  | No | 2025-10-29 16:00 |  | csonner1 | 2025-10-29 16:00 | csonner1 | 2025-10-29 16:00 | No Photo Available | No Photo Available | http://data.mapchannels.com/dualmaps6/map.htm?lat=39.050709&lng=-84.390085
08 | HAMILTON | HAM | RA | 31232 |  | 0.106 |  | SHAMRA31232**C | HAM-31232-0.106 | 39.05 | -84.3899 | 2025-12-31 | Active |  |  |  | State | HL0033844 | 2020-06-04 15:54 |  | State | a12 | Conventional | [14 empty] | No | No | No |  | HPS | 1 | 200 | [25 empty] | 2025-10-29 16:01 | NULL | 0 |  | csonner | 2020-06-04 15:54 | csonner1 | 2025-10-29 16:00 | No | No | No | No | No | Standing | None | None | None | No | No | No |  | No | 2025-10-29 16:01 |  | csonner1 | 2025-10-29 16:01 | csonner1 | 2025-10-29 16:01 | No Photo Available | No Photo Available | http://data.mapchannels.com/dualmaps6/map.htm?lat=39.050005&lng=-84.389887
08 | HAMILTON | HAM | RA | 31232 |  | 0.118 |  | SHAMRA31232**C | HAM-31232-0.118 | 39.0499 | -84.3897 | 2025-12-31 | Active |  |  |  | State | HL0033845 | 2020-06-04 15:56 |  | State | A13 | Conventional | [14 empty] | No | No | No |  | HPS | 1 | 200 | [25 empty] | 2025-10-29 16:02 | NULL | 0 |  | csonner | 2020-06-04 15:56 | csonner1 | 2025-10-29 16:02 | No | No | No | No | No | Standing | None | None | None | No | No | No |  | No | 2025-10-29 16:02 |  | csonner1 | 2025-10-29 16:02 | csonner1 | 2025-10-29 16:02 | No Photo Available | No Photo Available | http://data.mapchannels.com/dualmaps6/map.htm?lat=39.049856&lng=-84.389701
08 | HAMILTON | HAM | RA | 31232 |  | 0.145 |  | SHAMRA31232**C | HAM-31232-0.145 | 39.0495 | -84.3898 | 2025-12-31 | Active |  |  |  | State | HL0033846 | 2020-06-04 16:00 |  | State | A14 | Conventional | [14 empty] | No | No | No |  | LED | 1 | 400 | 129 | [5 empty] | 480 L-N | [18 empty] | 2025-10-29 16:03 | NULL |  |  | csonner | 2020-06-04 16:00 | csonner1 | 2025-10-29 16:03 | No | No | No | No | No | Standing | None | None | None | No | No | No |  | No | 2025-10-29 16:03 |  | csonner1 | 2025-10-29 16:03 | csonner1 | 2025-10-29 16:03 | No Photo Available | No Photo Available | http://data.mapchannels.com/dualmaps6/map.htm?lat=39.049465&lng=-84.389829
08 | HAMILTON | HAM | RA | 31232 |  | 0.209 |  | SHAMRA31232**C | HAM-31232-0.209 | 39.0486 | -84.3902 | 2025-12-31 | Active |  |  |  | State | HL0033847 | 2020-06-04 16:04 |  | State | A15 | Conventional | [14 empty] | No | No | No |  | HPS | 1 | 200 | [25 empty] | 2025-10-29 16:05 | NULL | 0 |  | csonner | 2020-06-04 16:04 | csonner1 | 2025-10-29 16:05 | No | No | No | No | No | Standing | None | None | None | No | No | No |  | No | 2025-10-29 16:05 |  | csonner1 | 2025-10-29 16:06 | csonner1 | 2025-10-29 16:06 | No Photo Available | No Photo Available | http://data.mapchannels.com/dualmaps6/map.htm?lat=39.048621&lng=-84.390213
08 | HAMILTON | HAM | RA | 31233 |  | 0.004 |  | SHAMRA31233**C | HAM-31233-0.004 | 39.0483 | -84.3897 | 2025-12-31 | Active |  |  |  | State | HL0033848 | 2020-06-04 16:55 |  | State | A16 | Conventional | No |  | A | A |  |  |  | 1 | [6 empty] | No | No | No |  | LED | 1 |  | 129 | [24 empty] | 2025-10-29 16:07 | NULL |  |  | csonner | 2020-06-04 16:56 | jritchie2 | 2026-06-17 16:14 | No | No | No | No | No | Standing | None | None | None | No | No | No |  | No | 2025-10-29 16:07 |  | csonner1 | 2025-10-29 16:07 | csonner1 | 2025-10-29 16:07 | No Photo Available | No Photo Available | http://data.mapchannels.com/dualmaps6/map.htm?lat=39.048323&lng=-84.389676
08 | HAMILTON | HAM | RA | 31234 |  | 0 |  | SHAMRA31234**C | HAM-31234-0.000 | 39.0471 | -84.386 | 2025-12-31 | Active |  |  |  | State | HL0014153 | 2020-06-04 17:03 |  | State | B6 | Conventional | No |  | AT | A |  |  |  | 1 |  |  |  |  | No | No | No | No | No |  | LED | 1 |  | 155 | [24 empty] | 2025-10-29 14:08 | NULL |  |  | Dsnyder5 | 2018-06-08 15:23 | jritchie2 | 2026-06-17 16:21 | No | No | No | No | No | Standing | None | None | None | No | No | No |  | No | 2025-10-29 14:08 |  | csonner1 | 2025-10-29 14:08 | csonner1 | 2025-10-29 14:08 | No Photo Available | No Photo Available | http://data.mapchannels.com/dualmaps6/map.htm?lat=39.047077&lng=-84.386009
08 | HAMILTON | HAM | RA | 31234 |  | 0.026 |  | SHAMRA31234**C | HAM-31234-0.026 | 39.0468 | -84.3857 | 2025-12-31 | Active |  |  |  | State | HL0009328 | 2020-06-04 17:08 |  | State | B7 | Conventional | No |  | AT | A |  |  |  | 1 |  |  |  |  | No | No | No | No | No |  | LED | 1 |  | 155 | [24 empty] | 2025-10-29 14:09 | NULL |  |  | Dsnyder5 | 2018-06-08 15:23 | jritchie2 | 2026-06-17 16:20 | No | No | No | No | No | Standing | None | None | None | No | No | No |  | No | 2025-10-29 14:09 |  | csonner1 | 2025-10-29 14:09 | csonner1 | 2025-10-29 14:09 | No Photo Available | No Photo Available | http://data.mapchannels.com/dualmaps6/map.htm?lat=39.046767&lng=-84.385714
08 | HAMILTON | HAM | RA | 31234 |  | 0.058 |  | SHAMRA31234**C | HAM-31234-0.058 | 39.0464 | -84.3859 | 2025-12-31 | Active |  |  |  | State | HL0002697 | 2020-06-04 17:15 |  | State | B8 | Conventional | No |  | AT | A |  |  |  | 1 |  |  |  |  | No | No | No | No | No |  | LED | 1 |  | 155 | [24 empty] | 2025-10-29 14:15 | NULL |  |  | Dsnyder5 | 2018-06-08 15:23 | jritchie2 | 2026-06-17 16:20 | No | No | No | No | No | Standing | None | None | None | No | No | No |  | No | 2025-10-29 14:15 |  | csonner1 | 2025-10-29 14:15 | csonner1 | 2025-10-29 14:15 | No Photo Available | No Photo Available | http://data.mapchannels.com/dualmaps6/map.htm?lat=39.046419&lng=-84.385859
08 | HAMILTON | HAM | RA | 31234 |  | 0.089 |  | SHAMRA31234**C | HAM-31234-0.089 | 39.0463 | -84.3863 | 2025-12-31 | Active |  |  |  | State | HL0018314 | 2020-06-04 17:15 |  | State | b9 | Conventional | No |  | AT | A |  |  |  | 1 |  |  |  |  | No | No | No | No | No |  | LED | 1 |  | 155 | [24 empty] | 2025-10-29 14:16 | NULL |  |  | Dsnyder5 | 2018-06-08 15:23 | jritchie2 | 2026-06-17 16:19 | No | No | No | No | No | Standing | None | None | None | No | No | No |  | No | 2025-10-29 14:16 |  | csonner1 | 2025-10-29 14:16 | csonner1 | 2025-10-29 14:16 | No Photo Available | No Photo Available | http://data.mapchannels.com/dualmaps6/map.htm?lat=39.046310&lng=-84.386310
08 | HAMILTON | HAM | RA | 31234 |  | 0.141 |  | SHAMRA31234**C | HAM-31234-0.141 | 39.0466 | -84.3872 | 2025-12-31 | Active |  |  |  | State | HL0018617 | 2020-06-04 17:19 |  | State | B10 | Conventional | No |  | AT | A |  |  |  | 1 |  |  |  |  | No | No | No | No | No |  | LED | 1 |  | 155 | [24 empty] | 2025-10-29 14:18 | NULL |  |  | Dsnyder5 | 2018-06-08 15:23 | jritchie2 | 2026-06-17 16:19 | No | No | No | No | No | Standing | None | None | None | No | No | No |  | No | 2025-10-29 14:18 |  | csonner1 | 2025-10-29 14:18 | csonner1 | 2025-10-29 14:18 | No Photo Available | No Photo Available | http://data.mapchannels.com/dualmaps6/map.htm?lat=39.046579&lng=-84.387173
08 | HAMILTON | HAM | RA | 31235 |  | 0.072 |  | SHAMRA31235**C | HAM-31235-0.072 | 39.0462 | -84.3834 | 2025-12-31 | Active |  |  |  | State | HL0019987 | 2020-06-04 16:41 |  | State | B2 | Conventional | [14 empty] | No | No | No |  | HPS | 1 | 250 | [25 empty] | 2025-10-29 13:53 | NULL | 0 |  | Dsnyder5 | 2018-06-08 15:24 | csonner1 | 2025-10-29 13:53 | No | No | No | No | No | Standing | None | None | None | No | No | No |  | No | 2025-10-29 13:53 |  | csonner1 | 2025-10-29 13:53 | csonner1 | 2025-10-29 13:53 | No Photo Available | No Photo Available | http://data.mapchannels.com/dualmaps6/map.htm?lat=39.046158&lng=-84.383448
08 | HAMILTON | HAM | RA | 31235 |  | 0.108 |  | SHAMRA31235**C | HAM-31235-0.108 | 39.0463 | -84.3841 | 2025-12-31 | Active |  |  |  | State | HL0023826 | 2020-06-04 16:46 |  | State | B4 | Conventional | [14 empty] | No | No | No |  | HPS | 1 | 200 | [25 empty] | 2025-10-29 13:57 | NULL | 0 |  | Dsnyder5 | 2018-06-08 15:24 | csonner1 | 2025-10-29 13:57 | No | No | No | No | No | Standing | None | None | None | No | No | No |  | No | 2025-10-29 13:57 |  | csonner1 | 2025-10-29 13:57 | csonner1 | 2025-10-29 13:57 | No Photo Available | No Photo Available | http://data.mapchannels.com/dualmaps6/map.htm?lat=39.046294&lng=-84.384108
08 | HAMILTON | HAM | RA | 31235 |  | 0.222 |  | SHAMRA31235**C | HAM-31235-0.222 | 39.0473 | -84.3865 | 2025-12-31 | Active |  |  |  | State | HL0001058 | 2020-06-04 17:00 |  | State | B5 | Conventional | No |  | AT | A |  |  |  | 1 |  |  |  |  | No | No | No | No | No |  | LED | 1 |  | 155 | [24 empty] | 2025-10-29 14:06 | NULL |  |  | Dsnyder5 | 2018-06-08 15:23 | jritchie2 | 2026-06-17 16:22 | No | No | No | No | No | Standing | None | None | None | No | No | No |  | No | 2025-10-29 14:06 |  | csonner1 | 2025-10-29 14:06 | csonner1 | 2025-10-29 14:06 | No Photo Available | No Photo Available | http://data.mapchannels.com/dualmaps6/map.htm?lat=39.047304&lng=-84.386548
08 | HAMILTON | HAM | RA | 31236 |  | 0.03 |  | SHAMRA31236**C | HAM-31236-0.030 | 39.1091 | -84.3998 | 2025-12-31 | Active |  |  |  | State | HL0026620 |  |  | State | L-17 | Conventional | [14 empty] | No | No | No |  | HPS | [27 empty] | 2025-11-19 07:10 | NULL |  |  | mhurlow1 | 2018-05-24 17:51 | ascott3 | 2024-07-01 17:00 | No | No | No | No | No | Standing | None | None | None | No | No | No |  | No | 2025-11-19 07:10 |  | mneeley | 2025-11-19 07:10 | mneeley | 2025-11-19 07:10 | No Photo Available | No Photo Available | http://data.mapchannels.com/dualmaps6/map.htm?lat=39.109110&lng=-84.399844
08 | HAMILTON | HAM | RA | 31236 |  | 0.065 |  | SHAMRA31236**C | HAM-31236-0.065 | 39.1086 | -84.4001 | 2025-12-31 | Active |  |  |  | State | HL0000720 |  |  | State | l-16 | Conventional | No |  | AT | A |  |  |  | 1 |  |  |  |  | No | No | No | No | No |  | LED | 1 |  | 70 |  | No | [22 empty] | 2025-11-19 07:10 | NULL |  |  | mhurlow1 | 2018-05-24 17:52 | jritchie2 | 2026-06-18 11:55 | No | No | No | No | No | Standing | None | None | None | No | No | No |  | No | 2025-11-19 07:10 |  | mneeley | 2025-11-19 07:10 | mneeley | 2025-11-19 07:10 | No Photo Available | No Photo Available | http://data.mapchannels.com/dualmaps6/map.htm?lat=39.108635&lng=-84.400101
08 | HAMILTON | HAM | RA | 31236 |  | 0.102 |  | SHAMRA31236**C | HAM-31236-0.102 | 39.1083 | -84.4007 | 2025-12-31 | Active |  |  |  | State | HL0018235 | 2020-05-14 02:24 |  | State | L14 | Conventional | No |  | AT | A |  |  |  | 1 |  |  |  |  | No | No | No | No | No |  | HPS | 1 | 200 | [25 empty] | 2025-06-04 13:33 | NULL | 0 | 2025-06-04 13:33 | mhurlow1 | 2018-05-24 17:34 | jritchie2 | 2026-06-18 11:54 | No | No | No | No | No | Standing | None | None | None | No | No | No | Broken bolt missing nut | Yes | 2025-06-04 13:33 | 2025-06-04 13:33 | ascott3 | 2025-06-04 13:33 | ascott3 | 2025-06-04 13:33 | No Photo Available | No Photo Available | http://data.mapchannels.com/dualmaps6/map.htm?lat=39.108305&lng=-84.400659
08 | HAMILTON | HAM | RA | 31236 |  | 0.102 |  | SHAMRA31236**C | HAM-31236-0.102 | 39.1085 | -84.4006 | 2025-12-31 | Active |  |  |  | State | HL0021339 |  |  | State | L-15 | Conventional | [14 empty] | No | No | No |  | HPS | 1 | [26 empty] | 2025-11-19 07:10 | NULL |  |  | mhurlow1 | 2018-05-24 17:53 | mneeley | 2025-11-19 02:12 | No | No | No | No | No | Standing | None | None | None | No | No | No |  | No | 2025-11-19 07:10 |  | mneeley | 2025-11-19 07:10 | mneeley | 2025-11-19 07:10 | No Photo Available | No Photo Available | http://data.mapchannels.com/dualmaps6/map.htm?lat=39.108458&lng=-84.400568
08 | HAMILTON | HAM | RA | 31236 |  | 0.145 |  | SHAMRA31236**C | HAM-31236-0.145 | 39.1088 | -84.4012 | 2025-12-31 | Active |  |  |  | State | HL0026705 |  |  | State | x-1 | Conventional | No |  | AT | A |  |  |  | 1 |  |  |  |  | No | No | No | No | No |  | HPS | 1 | 200 |  |  | No | [22 empty] | 2025-11-19 07:10 | NULL |  |  | mhurlow1 | 2018-05-24 17:31 | jritchie2 | 2026-06-18 11:56 | No | No | No | No | No | Standing | None | None | None | No | No | No |  | No | 2025-11-19 07:10 |  | mneeley | 2025-11-19 07:10 | mneeley | 2025-11-19 07:10 | No Photo Available | No Photo Available | http://data.mapchannels.com/dualmaps6/map.htm?lat=39.108847&lng=-84.401155
08 | HAMILTON | HAM | RA | 31237 |  | 0.155 |  | SHAMRA31237**C | HAM-31237-0.155 | 39.1085 | -84.3998 | 2025-12-31 | Active |  |  |  | State | HL0007279 | 2020-05-14 02:11 |  | State | Z-1 | Conventional | No |  | AT | A |  |  |  | 1 |  |  |  |  | No | No | No | No | No |  | HPS | 1 | 310 |  |  | No | [22 empty] | 2025-11-19 08:29 | NULL | 0 |  | mhurlow1 | 2018-05-24 17:43 | jritchie2 | 2026-06-18 11:55 | No | No | No | No | No | Standing | None | None | None | No | No | No |  | No | 2025-11-19 08:29 |  | mneeley | 2025-11-19 08:29 | mneeley | 2025-11-19 08:29 | No Photo Available | No Photo Available | http://data.mapchannels.com/dualmaps6/map.htm?lat=39.108548&lng=-84.399759
08 | HAMILTON | HAM | RA | 31237 |  | 0.19 |  | SHAMRA31237**C | HAM-31237-0.190 | 39.109 | -84.3995 | 2025-12-31 | Active |  |  |  | State | HL0014113 |  |  | State | zx-1 | Conventional | [14 empty] | No | No | No |  | HPS | [27 empty] | 2025-11-19 08:30 | NULL |  |  | mhurlow1 | 2018-05-24 17:49 | ascott3 | 2024-07-01 16:01 | No | No | No | No | No | Standing | None | None | None | No | No | No |  | No | 2025-11-19 08:30 |  | mneeley | 2025-11-19 08:30 | mneeley | 2025-11-19 08:30 | No Photo Available | No Photo Available | http://data.mapchannels.com/dualmaps6/map.htm?lat=39.109013&lng=-84.399482
08 | HAMILTON | HAM | RA | 31238 |  | 0.306 |  | SHAMRA31238**C | HAM-31238-0.306 | 39.1066 | -84.3988 | 2025-12-31 | Active |  |  |  | State | HL0001570 | 2020-05-14 02:17 |  | State | L2-14 | Conventional | No |  | AT | A |  |  |  | 1 |  |  |  |  | No | No | No | No | No |  | HPS | 1 | 310 | [25 empty] | 2025-11-19 08:23 | NULL | 0 |  | mhurlow1 | 2018-05-24 17:55 | jritchie2 | 2026-06-18 11:49 | No | No | No | No | No | Standing | None | None | None | No | No | No |  | No | 2025-11-19 08:23 |  | mneeley | 2025-11-19 08:24 | mneeley | 2025-11-19 08:24 | No Photo Available | No Photo Available | http://data.mapchannels.com/dualmaps6/map.htm?lat=39.106570&lng=-84.398762
08 | HAMILTON | HAM | RA | 31238 |  | 0.358 |  | SHAMRA31238**C | HAM-31238-0.358 | 39.1063 | -84.3979 | 2025-12-31 | Active |  |  |  | State | HL0003382 | 2020-05-14 02:19 |  | State | L2-13 | Conventional | No |  | AT | A |  |  |  | 1 |  |  |  |  | No | No | No | No | No |  | HPS | 1 | [26 empty] | 2025-11-19 08:24 | NULL | 0 |  | mhurlow1 | 2018-05-24 17:55 | jritchie2 | 2026-06-18 11:48 | No | No | No | No | No | Standing | None | None | None | No | No | No |  | No | 2025-11-19 08:24 |  | mneeley | 2025-11-19 08:24 | mneeley | 2025-11-19 08:24 | No Photo Available | No Photo Available | http://data.mapchannels.com/dualmaps6/map.htm?lat=39.106318&lng=-84.397863
08 | HAMILTON | HAM | RA | 31263 |  | 0.017 |  | SHAMRA31263**C | HAM-31263-0.017 | 39.1849 | -84.3959 | 2025-12-31 | Active |  |  |  | State | HL0012607 |  |  | State | A-11 | Conventional | [14 empty] | No | No | No |  | HPS | [27 empty] | 2025-11-05 19:41 | NULL |  | 2025-11-05 19:41 | mhurlow1 | 2018-05-09 13:29 | ascott3 | 2024-07-12 14:09 | No | No | No | No | No | Standing | None | None | None | No | No | No |  | No | 2025-11-05 19:41 | 2025-11-05 19:41 | ascott3 | 2025-11-05 19:41 | ascott3 | 2025-11-05 19:41 | No Photo Available | No Photo Available | http://data.mapchannels.com/dualmaps6/map.htm?lat=39.184913&lng=-84.395862
08 | HAMILTON | HAM | RA | 31263 |  | 0.048 |  | SHAMRA31263**C | HAM-31263-0.048 | 39.1845 | -84.396 | 2025-12-31 | Active |  |  |  | State | HL0016149 |  |  | State | A-10 | Conventional | [14 empty] | No | No | No |  | HPS | [27 empty] | 2025-11-05 19:41 | NULL |  | 2025-11-05 19:41 | mhurlow1 | 2018-05-09 13:30 | ascott3 | 2024-07-12 14:09 | No | No | No | No | No | Standing | None | None | None | No | No | No |  | No | 2025-11-05 19:41 | 2025-11-05 19:41 | ascott3 | 2025-11-05 19:41 | ascott3 | 2025-11-05 19:41 | No Photo Available | No Photo Available | http://data.mapchannels.com/dualmaps6/map.htm?lat=39.184479&lng=-84.395983
08 | HAMILTON | HAM | RA | 31263 |  | 0.092 |  | SHAMRA31263**C | HAM-31263-0.092 | 39.1839 | -84.3962 | 2025-12-31 | Active |  |  |  | State | HL0008452 |  |  | State | A-9 | Conventional | [14 empty] | No | No | No |  | HPS | [27 empty] | 2025-11-05 19:41 | NULL |  | 2025-11-05 19:42 | mhurlow1 | 2018-05-09 13:28 | ascott3 | 2024-07-12 14:09 | No | No | No | No | No | Standing | None | None | None | No | No | No |  | No | 2025-11-05 19:41 | 2025-11-05 19:42 | ascott3 | 2025-11-05 19:42 | ascott3 | 2025-11-05 19:42 | No Photo Available | No Photo Available | http://data.mapchannels.com/dualmaps6/map.htm?lat=39.183861&lng=-84.396189
08 | HAMILTON | HAM | RA | 31263 |  | 0.136 |  | SHAMRA31263**C | HAM-31263-0.136 | 39.1832 | -84.3964 | 2025-12-31 | Active |  |  |  | State | HL0004790 |  |  | State | A-8 | Conventional | [14 empty] | No | No | No |  | HPS | [27 empty] | 2025-11-05 19:42 | NULL |  | 2025-11-05 19:42 | mhurlow1 | 2018-05-09 13:28 | ascott3 | 2024-07-12 14:09 | No | No | No | No | No | Standing | None | None | None | No | No | No |  | No | 2025-11-05 19:42 | 2025-11-05 19:42 | ascott3 | 2025-11-05 19:42 | ascott3 | 2025-11-05 19:42 | No Photo Available | No Photo Available | http://data.mapchannels.com/dualmaps6/map.htm?lat=39.183245&lng=-84.396414
08 | HAMILTON | HAM | RA | 31263 |  | 0.18 |  | SHAMRA31263**C | HAM-31263-0.180 | 39.1826 | -84.3966 | 2025-12-31 | Active |  |  |  | State | HL0006918 |  |  | State | A-7 | Conventional | [14 empty] | No | No | No |  | HPS | [27 empty] | 2025-11-05 19:42 | NULL |  | 2025-11-05 19:42 | mhurlow1 | 2018-05-09 13:27 | ascott3 | 2024-07-12 14:10 | No | No | No | No | No | Standing | None | None | None | No | No | No |  | No | 2025-11-05 19:42 | 2025-11-05 19:42 | ascott3 | 2025-11-05 19:42 | ascott3 | 2025-11-05 19:42 | No Photo Available | No Photo Available | http://data.mapchannels.com/dualmaps6/map.htm?lat=39.182628&lng=-84.396570
08 | HAMILTON | HAM | RA | 31265 |  | 0.235 |  | SHAMRA31265**C | HAM-31265-0.235 | 39.1831 | -84.3953 | 2025-12-31 | Active |  |  |  | State | HL0003373 |  |  | State |  | Conventional | [14 empty] | No | No | No |  | HPS | [28 empty] | NULL |  |  | mhurlow1 | 2018-05-09 13:25 | mhurlow1 | 2018-08-01 12:27 | [20 empty] | No Photo Available | No Photo Available | http://data.mapchannels.com/dualmaps6/map.htm?lat=39.183063&lng=-84.395318
08 | HAMILTON | HAM | RA | 31265 |  | 0.324 |  | SHAMRA31265**C | HAM-31265-0.324 | 39.1841 | -84.3945 | 2025-12-31 | Active |  |  |  | State | HL0026745 |  |  | State | B1 | Conventional | [14 empty] | No | No | No |  | HPS | [27 empty] | 2025-11-05 19:42 | NULL |  | 2025-11-05 19:42 | mhurlow1 | 2018-05-09 13:18 | ascott3 | 2024-07-12 12:41 | No | No | No | No | No | Standing | None | None | None | No | No | No |  | No | 2025-11-05 19:42 | 2025-11-05 19:42 | ascott3 | 2025-11-05 19:42 | ascott3 | 2025-11-05 19:42 | No Photo Available | No Photo Available | http://data.mapchannels.com/dualmaps6/map.htm?lat=39.184115&lng=-84.394530
08 | HAMILTON | HAM | RA | 31265 |  | 0.366 |  | SHAMRA31265**C | HAM-31265-0.366 | 39.1842 | -84.3938 | 2025-12-31 | Active |  |  |  | State | HL0001641 |  |  | State | B2 | Conventional | [14 empty] | No | No | No |  | HPS | [27 empty] | 2025-11-05 19:43 | NULL |  | 2025-11-05 19:43 | mhurlow1 | 2018-05-09 13:18 | ascott3 | 2024-07-12 12:42 | No | No | No | No | No | Standing | None | None | None | No | No | No |  | No | 2025-11-05 19:43 | 2025-11-05 19:43 | ascott3 | 2025-11-05 19:43 | ascott3 | 2025-11-05 19:43 | No Photo Available | No Photo Available | http://data.mapchannels.com/dualmaps6/map.htm?lat=39.184165&lng=-84.393809
08 | HAMILTON | HAM | RA | 31265 |  | 0.405 |  | SHAMRA31265**C | HAM-31265-0.405 | 39.1838 | -84.3933 | 2025-12-31 | Active |  |  |  | State | HL0005667 |  |  | State | B3 | Conventional | [14 empty] | No | No | No |  | HPS | 1 | [26 empty] | 2025-11-05 19:43 | NULL |  | 2025-11-05 19:43 | mhurlow1 | 2018-05-09 13:18 | ascott3 | 2025-05-29 13:51 | No | No | No | No | No | Standing | None | None | None | No | No | No |  | No | 2025-11-05 19:43 | 2025-11-05 19:43 | ascott3 | 2025-11-05 19:43 | ascott3 | 2025-11-05 19:43 | No Photo Available | No Photo Available | http://data.mapchannels.com/dualmaps6/map.htm?lat=39.183833&lng=-84.393307
08 | HAMILTON | HAM | RA | 31265 |  | 0.445 |  | SHAMRA31265**C | HAM-31265-0.445 | 39.1833 | -84.3932 | 2025-12-31 | Active |  |  |  | State | HL0017198 |  |  | State | 4 | Conventional | [14 empty] | No | No | No |  | HPS | [27 empty] | 2025-11-05 19:43 | NULL |  | 2025-11-05 19:43 | mhurlow1 | 2018-05-09 13:19 | ascott3 | 2024-07-12 12:42 | No | No | No | No | No | Standing | None | None | None | No | No | No |  | No | 2025-11-05 19:43 | 2025-11-05 19:43 | ascott3 | 2025-11-05 19:43 | ascott3 | 2025-11-05 19:43 | No Photo Available | No Photo Available | http://data.mapchannels.com/dualmaps6/map.htm?lat=39.183313&lng=-84.393216
08 | HAMILTON | HAM | RA | 31265 |  | 0.489 |  | SHAMRA31265**C | HAM-31265-0.489 | 39.1829 | -84.3936 | 2025-12-31 | Active |  |  |  | State | HL0007158 |  |  | State | B5 | Conventional | [14 empty] | No | No | No |  | HPS | [27 empty] | 2025-11-05 19:43 | NULL |  | 2025-11-05 19:43 | mhurlow1 | 2018-05-09 13:20 | ascott3 | 2024-07-12 12:42 | No | No | No | No | No | Standing | None | None | None | No | No | No |  | No | 2025-11-05 19:43 | 2025-11-05 19:43 | ascott3 | 2025-11-05 19:43 | ascott3 | 2025-11-05 19:43 | No Photo Available | No Photo Available | http://data.mapchannels.com/dualmaps6/map.htm?lat=39.182872&lng=-84.393635
08 | HAMILTON | HAM | RA | 31265 |  | 0.534 |  | SHAMRA31265**C | HAM-31265-0.534 | 39.1828 | -84.3944 | 2025-12-31 | Active |  |  |  | State | HL0005965 |  |  | State | B6 | Conventional | [14 empty] | No | No | No |  | HPS | [27 empty] | 2025-11-05 19:44 | NULL |  | 2025-11-05 19:44 | mhurlow1 | 2018-05-09 13:21 | ascott3 | 2024-07-12 12:42 | No | No | No | No | No | Standing | None | None | None | No | No | No |  | No | 2025-11-05 19:44 | 2025-11-05 19:44 | ascott3 | 2025-11-05 19:44 | ascott3 | 2025-11-05 19:44 | No Photo Available | No Photo Available | http://data.mapchannels.com/dualmaps6/map.htm?lat=39.182805&lng=-84.394367
08 | HAMILTON | HAM | RA | 31265 |  | 0.571 |  | SHAMRA31265**C | HAM-31265-0.571 | 39.1831 | -84.3949 | 2025-12-31 | Active |  |  |  | State | HL0022927 |  |  | State | B8 | Conventional | [14 empty] | No | No | No |  | LED | 1 |  | 90 | [24 empty] | 2026-08-05 15:15 | NULL |  | 2026-08-05 15:15 | mhurlow1 | 2018-05-09 13:22 | ascott3 | 2026-08-05 15:16 | No | No | No | No | No | Standing | None | None | None | No | No | No | Put pole back up with new led fixture, t-base,10 wire,2ktk fuse and kits | No | 2026-08-05 15:15 | 2026-08-05 15:15 | ascott3 | 2026-08-05 15:16 | ascott3 | 2026-08-05 15:16 | No Photo Available | https://collectorweb.dot.state.oh.us/arcgis/rest/services/HIGHWAY_LIGHTING/HighwayLighting_Reference/FeatureServer/7/590961/attachments/ | http://data.mapchannels.com/dualmaps6/map.htm?lat=39.183100&lng=-84.394855
08 | HAMILTON | HAM | RA | 31265 |  | 0.599 |  | SHAMRA31265**C | HAM-31265-0.599 | 39.1835 | -84.3951 | 2025-12-31 | Active |  |  |  | State | HL0039191 |  |  | State | b9 | Conventional | [14 empty] | No | No | No |  | HPS | 400 | [26 empty] | 2025-05-29 14:52 | NULL |  | 2025-05-29 14:52 | ascott3 | 2024-10-11 13:48 | ascott3 | 2025-05-29 13:53 | No | No | No | No | No | Standing | None | None | None | No | No | No |  | No | 2025-05-29 14:52 | 2025-05-29 14:52 | ascott3 | 2025-05-29 14:52 | ascott3 | 2025-05-29 14:52 | https://collectorweb.dot.state.oh.us/arcgis/rest/services/HIGHWAY_LIGHTING/HighwayLighting_Reference/FeatureServer/6/420669/attachments/ | https://collectorweb.dot.state.oh.us/arcgis/rest/services/HIGHWAY_LIGHTING/HighwayLighting_Reference/FeatureServer/7/549241/attachments/ | http://data.mapchannels.com/dualmaps6/map.htm?lat=39.183451&lng=-84.395095
08 | HAMILTON | HAM | RA | 31265 |  | 0.654 |  | SHAMRA31265**C | HAM-31265-0.654 | 39.1842 | -84.3956 | 2025-12-31 | Active |  |  |  | State | HL0007820 |  |  | State |  | Conventional | [14 empty] | No | No | No |  | HPS | [28 empty] | NULL |  |  | mhurlow1 | 2018-05-09 13:32 | mhurlow1 | 2018-07-19 16:07 | [20 empty] | No Photo Available | No Photo Available | http://data.mapchannels.com/dualmaps6/map.htm?lat=39.184167&lng=-84.395619
08 | HAMILTON | HAM | RA | 31266 |  | 0.029 |  | SHAMRA31266**C | HAM-31266-0.029 | 39.1828 | -84.3948 | 2025-12-31 | Active |  |  |  | State | HL0005566 |  |  | State | B7 | Conventional | [14 empty] | No | No | No |  | HPS | 1 | [26 empty] | 2025-11-05 19:44 | NULL |  | 2025-11-05 19:44 | mhurlow1 | 2018-05-09 13:23 | ascott3 | 2025-05-29 13:52 | No | No | No | No | No | Standing | None | None | None | No | No | No |  | No | 2025-11-05 19:44 | 2025-11-05 19:44 | ascott3 | 2025-11-05 19:44 | ascott3 | 2025-11-05 19:44 | No Photo Available | No Photo Available | http://data.mapchannels.com/dualmaps6/map.htm?lat=39.182794&lng=-84.394812
08 | HAMILTON | HAM | RA | 31266 |  | 0.044 |  | SHAMRA31266**C | HAM-31266-0.044 | 39.1825 | -84.3951 | 2025-12-31 | Active |  |  |  | State | HL0012303 |  |  | State |  | Conventional | [14 empty] | No | No | No |  | HPS | [28 empty] | NULL |  |  | mhurlow1 | 2018-05-09 13:24 | mhurlow1 | 2018-08-01 12:27 | [20 empty] | No Photo Available | No Photo Available | http://data.mapchannels.com/dualmaps6/map.htm?lat=39.182543&lng=-84.395115
08 | HAMILTON | HAM | RA | 31268 |  | 0.387 |  | SHAMRA31268**C | HAM-31268-0.387 | 39.1704 | -84.3982 | 2025-12-31 | Active | 2026-02-04 17:19 |  |  | State | HL0042680 |  |  | State | L-21-B9 | Tower |  | 4 | [12 empty] | No | No | No |  | LED | 2 | [26 empty] | 2026-02-04 17:23 | 8 - Needs Inspected in 8 CY |  | 2026-02-04 17:23 | csonner1 | 2026-02-04 17:22 | csonner1 | 2026-02-04 17:22 | No | No | No | No | No | Standing | None | None | None | No | No | No | Good | No | 2026-02-04 17:23 | 2026-02-04 17:23 | csonner1 | 2026-02-04 17:24 | csonner1 | 2026-02-04 17:24 | https://collectorweb.dot.state.oh.us/arcgis/rest/services/HIGHWAY_LIGHTING/HighwayLighting_Reference/FeatureServer/6/476117/attachments/ | https://collectorweb.dot.state.oh.us/arcgis/rest/services/HIGHWAY_LIGHTING/HighwayLighting_Reference/FeatureServer/7/580935/attachments/ | http://data.mapchannels.com/dualmaps6/map.htm?lat=39.170358&lng=-84.398188
08 | HAMILTON | HAM | RA | 31269 |  | 0.068 |  | SHAMRA31269**C | HAM-31269-0.068 | 39.1719 | -84.3989 | 2025-12-31 | Active |  |  |  | State | HL0030688 |  |  | State | L21 B8 | Tower |  | 4 | [12 empty] | No | No | No | Red Bank Rd (1 loose spacer washer at 1 bolt) | HPS | [27 empty] | 2026-02-04 17:50 | 8 - Needs Inspected in 8 CY |  | 2026-02-04 17:50 | eric.young | 2014-12-19 10:52 | eric.young | 2014-12-19 10:52 | No | No | No | No | No | Standing | None | None | None | No | No | No | Good | No | 2026-02-04 17:50 | 2026-02-04 17:50 | csonner1 | 2026-02-04 17:50 | csonner1 | 2026-02-04 17:50 | No Photo Available | https://collectorweb.dot.state.oh.us/arcgis/rest/services/HIGHWAY_LIGHTING/HighwayLighting_Reference/FeatureServer/7/578933/attachments/ | http://data.mapchannels.com/dualmaps6/map.htm?lat=39.171930&lng=-84.398884
08 | HAMILTON | HAM | RA | 31270 |  | 0.069 |  | SHAMRA31270**C | HAM-31270-0.069 | 39.1474 | -84.4528 | 2025-12-31 | Active |  |  |  | State | HL0022351 |  |  | State | D1 | Conventional | [14 empty] | No | No | No |  | HPS | 1 | [26 empty] | 2025-11-05 19:52 | NULL |  | 2025-11-05 19:52 | Dsnyder5 | 2018-06-07 19:00 | ascott3 | 2025-05-21 13:15 | No | No | No | No | No | Standing | None | None | None | No | No | No |  | No | 2025-11-05 19:52 | 2025-11-05 19:52 | ascott3 | 2025-11-05 19:52 | ascott3 | 2025-11-05 19:52 | No Photo Available | No Photo Available | http://data.mapchannels.com/dualmaps6/map.htm?lat=39.147413&lng=-84.452824
08 | HAMILTON | HAM | RA | 31270 |  | 0.112 |  | SHAMRA31270**C | HAM-31270-0.112 | 39.1471 | -84.4535 | 2025-12-31 | Active |  |  |  | State | HL0006668 |  |  | State | D2 | Conventional | [14 empty] | No | No | No |  | HPS | 1 | [26 empty] | 2025-11-05 19:52 | NULL |  | 2025-11-05 19:52 | Dsnyder5 | 2018-06-07 19:00 | ascott3 | 2025-05-21 13:15 | No | No | No | No | No | Standing | None | None | None | No | No | No |  | No | 2025-11-05 19:52 | 2025-11-05 19:52 | ascott3 | 2025-11-05 19:52 | ascott3 | 2025-11-05 19:52 | No Photo Available | No Photo Available | http://data.mapchannels.com/dualmaps6/map.htm?lat=39.147130&lng=-84.453535
08 | HAMILTON | HAM | RA | 31270 |  | 0.154 |  | SHAMRA31270**C | HAM-31270-0.154 | 39.1469 | -84.4542 | 2025-12-31 | Active |  |  |  | State | HL0004971 |  |  | State | D3 | Conventional | [14 empty] | No | No | No |  | HPS | 1 | [26 empty] | 2025-11-05 19:53 | NULL |  | 2025-11-05 19:53 | Dsnyder5 | 2018-06-07 19:00 | ascott3 | 2025-05-21 13:15 | No | No | No | No | No | Standing | None | None | None | No | No | No |  | No | 2025-11-05 19:53 | 2025-11-05 19:53 | ascott3 | 2025-11-05 19:53 | ascott3 | 2025-11-05 19:53 | No Photo Available | No Photo Available | http://data.mapchannels.com/dualmaps6/map.htm?lat=39.146858&lng=-84.454224
08 | HAMILTON | HAM | RA | 31270 |  | 0.197 |  | SHAMRA31270**C | HAM-31270-0.197 | 39.1466 | -84.455 | 2025-12-31 | Active |  |  |  | State | HL0034885 |  |  | State | D4 | Conventional | [14 empty] | No | No | No |  | HPS | 1 | [26 empty] | 2025-11-05 19:53 | NULL |  | 2025-11-05 19:53 | rdixon5 | 2022-01-12 04:38 | ascott3 | 2025-05-21 13:16 | No | No | No | No | No | Standing | None | None | None | No | No | No |  | No | 2025-11-05 19:53 | 2025-11-05 19:53 | ascott3 | 2025-11-05 19:53 | ascott3 | 2025-11-05 19:53 | No Photo Available | No Photo Available | http://data.mapchannels.com/dualmaps6/map.htm?lat=39.146638&lng=-84.454974
08 | HAMILTON | HAM | RA | 31270 |  | 0.231 |  | SHAMRA31270**C | HAM-31270-0.231 | 39.1465 | -84.4556 | 2025-12-31 | Active |  |  |  | State | HL0020535 |  |  | State | D5 | Conventional | [14 empty] | No | No | No |  | HPS | 1 | [26 empty] | 2025-11-05 19:54 | NULL |  | 2025-11-05 19:54 | Dsnyder5 | 2018-06-07 19:01 | ascott3 | 2025-05-21 13:16 | No | No | No | No | No | Standing | None | None | None | No | No | No |  | No | 2025-11-05 19:54 | 2025-11-05 19:54 | ascott3 | 2025-11-05 19:54 | ascott3 | 2025-11-05 19:54 | No Photo Available | No Photo Available | http://data.mapchannels.com/dualmaps6/map.htm?lat=39.146479&lng=-84.455557
08 | HAMILTON | HAM | RA | 31270 |  | 0.268 |  | SHAMRA31270**C | HAM-31270-0.268 | 39.1463 | -84.4562 | 2025-12-31 | Active |  |  |  | State | HL0034886 |  |  | State | D6 | Conventional | [14 empty] | No | No | No |  | HPS | 1 | [26 empty] | 2025-11-05 19:55 | NULL |  | 2025-11-05 19:55 | rdixon5 | 2022-01-12 04:40 | ascott3 | 2025-05-21 13:17 | No | No | No | No | No | Standing | None | None | None | No | No | No |  | No | 2025-11-05 19:55 | 2025-11-05 19:55 | ascott3 | 2025-11-05 19:55 | ascott3 | 2025-11-05 19:55 | No Photo Available | No Photo Available | http://data.mapchannels.com/dualmaps6/map.htm?lat=39.146336&lng=-84.456207
08 | HAMILTON | HAM | RA | 31270 |  | 0.3 |  | SHAMRA31270**C | HAM-31270-0.300 | 39.1463 | -84.4568 | 2025-12-31 | Active |  |  |  | State | HL0015932 |  |  | State | D7 | Conventional | [14 empty] | No | No | No |  | HPS | 1 | [26 empty] | 2025-11-05 19:55 | NULL |  | 2025-11-05 19:55 | Dsnyder5 | 2018-06-07 19:01 | ascott3 | 2025-05-21 13:17 | No | No | No | No | No | Standing | None | None | None | No | No | No |  | No | 2025-11-05 19:55 | 2025-11-05 19:55 | ascott3 | 2025-11-05 19:55 | ascott3 | 2025-11-05 19:55 | No Photo Available | No Photo Available | http://data.mapchannels.com/dualmaps6/map.htm?lat=39.146275&lng=-84.456804
08 | HAMILTON | HAM | RA | 31270 |  | 0.331 |  | SHAMRA31270**C | HAM-31270-0.331 | 39.1462 | -84.4574 | 2025-12-31 | Active |  |  |  | State | HL0001983 |  |  | State | d8 | Conventional | [14 empty] | No | No | No |  | HPS | 1 | [26 empty] | 2025-11-05 19:56 | NULL |  | 2025-11-05 19:56 | Dsnyder5 | 2018-06-07 19:01 | ascott3 | 2025-05-21 13:17 | No | No | No | No | No | Standing | None | None | None | No | No | No |  | No | 2025-11-05 19:56 | 2025-11-05 19:56 | ascott3 | 2025-11-05 19:56 | ascott3 | 2025-11-05 19:56 | No Photo Available | No Photo Available | http://data.mapchannels.com/dualmaps6/map.htm?lat=39.146177&lng=-84.457381
08 | HAMILTON | HAM | RA | 31270 |  | 0.357 |  | SHAMRA31270**C | HAM-31270-0.357 | 39.146 | -84.4579 | 2025-12-31 | Active |  |  |  | State | HL0021584 |  |  | State | D9 | Conventional | [14 empty] | No | No | No |  | HPS | 1 | [26 empty] | 2025-11-05 19:57 | NULL |  | 2025-11-05 19:57 | Dsnyder5 | 2018-06-07 19:01 | ascott3 | 2025-05-21 13:18 | No | No | No | No | No | Standing | None | None | None | No | No | No |  | No | 2025-11-05 19:57 | 2025-11-05 19:57 | ascott3 | 2025-11-05 19:57 | ascott3 | 2025-11-05 19:57 | No Photo Available | No Photo Available | http://data.mapchannels.com/dualmaps6/map.htm?lat=39.146007&lng=-84.457858
08 | HAMILTON | HAM | RA | 31270 |  | 0.385 |  | SHAMRA31270**C | HAM-31270-0.385 | 39.1457 | -84.4582 | 2025-12-31 | Active |  |  |  | State | HL0017586 |  |  | State | D10 | Conventional | [14 empty] | No | No | No |  | HPS | 1 | [26 empty] | 2025-11-05 19:57 | NULL |  | 2025-11-05 19:57 | Dsnyder5 | 2018-06-07 19:01 | ascott3 | 2025-05-21 13:18 | No | No | No | No | No | Standing | None | None | None | No | No | No |  | No | 2025-11-05 19:57 | 2025-11-05 19:57 | ascott3 | 2025-11-05 19:57 | ascott3 | 2025-11-05 19:57 | No Photo Available | No Photo Available | http://data.mapchannels.com/dualmaps6/map.htm?lat=39.145684&lng=-84.458210
08 | HAMILTON | HAM | RA | 31271 |  | 0.031 |  | SHAMRA31271**C | HAM-31271-0.031 | 39.1451 | -84.4576 | 2025-12-31 | Active |  |  |  | State | HL0009436 |  |  | State |  | Conventional | [14 empty] | No | No | No |  | HPS | [27 empty] | 2024-07-16 17:21 | NULL |  |  | Dsnyder5 | 2018-06-07 18:57 | mhurlow1 | 2018-07-19 14:35 | No | No | No | No | No | Standing | None | None | None | No | No | No |  |  | 2024-07-16 17:21 |  | ascott3 | 2024-07-16 17:21 | ascott3 | 2024-07-16 17:21 | No Photo Available | No Photo Available | http://data.mapchannels.com/dualmaps6/map.htm?lat=39.145094&lng=-84.457577
08 | HAMILTON | HAM | RA | 31271 |  | 0.04 |  | SHAMRA31271**C | HAM-31271-0.040 | 39.1452 | -84.4577 | 2025-12-31 | Active |  |  |  | State | HL0003119 |  |  | State | D11 | Conventional | [14 empty] | No | No | No |  | HPS | 1 | [26 empty] | 2025-11-05 19:58 | NULL |  | 2025-11-05 19:58 | Dsnyder5 | 2018-06-07 18:57 | ascott3 | 2025-05-21 13:19 | No | No | No | No | No | Standing | None | None | None | No | No | No |  | No | 2025-11-05 19:58 | 2025-11-05 19:58 | ascott3 | 2025-11-05 19:58 | ascott3 | 2025-11-05 19:58 | No Photo Available | No Photo Available | http://data.mapchannels.com/dualmaps6/map.htm?lat=39.145193&lng=-84.457665
08 | HAMILTON | HAM | RA | 31271 |  | 0.066 |  | SHAMRA31271**C | HAM-31271-0.066 | 39.1455 | -84.4578 | 2025-12-31 | Active |  |  |  | State | HL0004286 |  |  | State | D-12 | Conventional | [14 empty] | No | No | No |  | HPS | 1 | [26 empty] | 2025-11-05 19:58 | NULL |  | 2025-11-05 19:58 | Dsnyder5 | 2018-06-07 18:57 | ascott3 | 2025-05-21 13:19 | No | No | No | No | No | Standing | None | None | None | No | No | No |  | No | 2025-11-05 19:58 | 2025-11-05 19:58 | ascott3 | 2025-11-05 19:58 | ascott3 | 2025-11-05 19:58 | No Photo Available | No Photo Available | http://data.mapchannels.com/dualmaps6/map.htm?lat=39.145520&lng=-84.457837
08 | HAMILTON | HAM | RA | 31271 |  | 0.094 |  | SHAMRA31271**C | HAM-31271-0.094 | 39.1458 | -84.4577 | 2025-12-31 | Active |  |  |  | State | HL0010902 |  |  | State | C2 | Conventional | [14 empty] | No | No | No |  | HPS | [27 empty] | 2025-11-05 19:59 | NULL |  | 2025-11-05 19:59 | Dsnyder5 | 2018-06-07 18:56 | csonner1 | 2023-03-30 07:16 | No | No | No | No | No | Standing | None | None | None | No | No | No |  | No | 2025-11-05 19:59 | 2025-11-05 19:59 | ascott3 | 2025-11-05 19:59 | ascott3 | 2025-11-05 19:59 | No Photo Available | No Photo Available | http://data.mapchannels.com/dualmaps6/map.htm?lat=39.145842&lng=-84.457679
08 | HAMILTON | HAM | RA | 31271 |  | 0.121 |  | SHAMRA31271**C | HAM-31271-0.121 | 39.1459 | -84.4573 | 2025-12-31 | Active |  |  |  | State | HL0025430 |  |  | State | C3 | Conventional | [14 empty] | No | No | No |  | HPS | [27 empty] | 2025-11-05 20:00 | NULL |  | 2025-11-05 20:00 | Dsnyder5 | 2018-06-07 18:57 | csonner1 | 2023-03-30 07:16 | No | No | No | No | No | Standing | None | None | None | No | No | No |  | No | 2025-11-05 20:00 | 2025-11-05 20:00 | ascott3 | 2025-11-05 20:00 | ascott3 | 2025-11-05 20:00 | No Photo Available | No Photo Available | http://data.mapchannels.com/dualmaps6/map.htm?lat=39.145926&lng=-84.457255
08 | HAMILTON | HAM | RA | 31271 |  | 0.149 |  | SHAMRA31271**C | HAM-31271-0.149 | 39.1457 | -84.4569 | 2025-12-31 | Active |  |  |  | State | HL0016518 |  |  | State | C4 | Conventional | [14 empty] | No | No | No |  | HPS | [27 empty] | 2025-11-05 20:01 | NULL |  | 2025-11-05 20:01 | Dsnyder5 | 2018-06-07 18:57 | csonner1 | 2023-03-30 07:16 | No | No | No | No | No | Standing | None | None | None | No | No | No |  | No | 2025-11-05 20:01 | 2025-11-05 20:01 | ascott3 | 2025-11-05 20:02 | ascott3 | 2025-11-05 20:02 | No Photo Available | No Photo Available | http://data.mapchannels.com/dualmaps6/map.htm?lat=39.145722&lng=-84.456912
08 | HAMILTON | HAM | RA | 31271 |  | 0.178 |  | SHAMRA31271**C | HAM-31271-0.178 | 39.1454 | -84.4569 | 2025-12-31 | Active |  |  |  | State | HL0011243 |  |  | State | C5 | Conventional | [14 empty] | No | No | No |  | HPS | [27 empty] | 2025-11-05 20:02 | NULL |  | 2025-11-05 20:02 | Dsnyder5 | 2018-06-07 18:57 | csonner1 | 2023-03-30 07:16 | No | No | No | No | No | Standing | None | None | None | No | No | No |  | No | 2025-11-05 20:02 | 2025-11-05 20:02 | ascott3 | 2025-11-05 20:02 | ascott3 | 2025-11-05 20:02 | No Photo Available | No Photo Available | http://data.mapchannels.com/dualmaps6/map.htm?lat=39.145368&lng=-84.456925
08 | HAMILTON | HAM | RA | 31271 |  | 0.207 |  | SHAMRA31271**C | HAM-31271-0.207 | 39.1451 | -84.4573 | 2025-12-31 | Active |  |  |  | State | HL0022775 |  |  | State | C6 | Conventional | [14 empty] | No | No | No |  | HPS | [27 empty] | 2025-11-05 20:03 | NULL |  | 2025-11-05 20:03 | Dsnyder5 | 2018-06-07 18:57 | csonner1 | 2023-03-30 07:18 | No | No | No | No | No | Standing | None | None | None | No | No | No |  | No | 2025-11-05 20:03 | 2025-11-05 20:03 | ascott3 | 2025-11-05 20:03 | ascott3 | 2025-11-05 20:03 | No Photo Available | No Photo Available | http://data.mapchannels.com/dualmaps6/map.htm?lat=39.145098&lng=-84.457287
08 | HAMILTON | HAM | RA | 31271 |  | 0.209 |  | SHAMRA31271**C | HAM-31271-0.209 | 39.145 | -84.4572 | 2025-12-31 | Active |  |  |  | State | HL0006355 |  |  | State |  | Conventional | [14 empty] | No | No | No |  | HPS | [28 empty] | NULL |  |  | Dsnyder5 | 2018-06-07 18:56 | mhurlow1 | 2018-07-19 14:35 | [20 empty] | No Photo Available | No Photo Available | http://data.mapchannels.com/dualmaps6/map.htm?lat=39.144994&lng=-84.457228
08 | HAMILTON | HAM | RA | 31271 |  | 0.237 |  | SHAMRA31271**C | HAM-31271-0.237 | 39.1449 | -84.4577 | 2025-12-31 | Active |  |  |  | State | HL0000314 |  |  | State |  | Conventional | [14 empty] | No | No | No |  | HPS | [28 empty] | NULL |  |  | Dsnyder5 | 2018-06-07 18:57 | mhurlow1 | 2018-07-19 14:35 | [20 empty] | No Photo Available | No Photo Available | http://data.mapchannels.com/dualmaps6/map.htm?lat=39.144854&lng=-84.457748
08 | HAMILTON | HAM | RA | 31271 |  | 0.248 |  | SHAMRA31271**C | HAM-31271-0.248 | 39.1447 | -84.4579 | 2025-12-31 | Active |  |  |  | State | HL0016334 |  |  | State | C7 | Conventional | [14 empty] | No | No | No |  | HPS | 1 | [26 empty] | 2025-11-05 20:04 | NULL |  | 2025-11-05 20:04 | Dsnyder5 | 2018-06-07 18:58 | ascott3 | 2025-05-21 13:20 | No | No | No | No | No | Standing | None | None | None | No | No | No |  | No | 2025-11-05 20:04 | 2025-11-05 20:04 | ascott3 | 2025-11-05 20:04 | ascott3 | 2025-11-05 20:04 | No Photo Available | No Photo Available | http://data.mapchannels.com/dualmaps6/map.htm?lat=39.144734&lng=-84.457896
08 | HAMILTON | HAM | RA | 31271 |  | 0.287 |  | SHAMRA31271**C | HAM-31271-0.287 | 39.1444 | -84.4585 | 2025-12-31 | Active |  |  |  | State | HL0018561 |  |  | State | C8 | Conventional | [14 empty] | No | No | No |  | HPS | 1 | [26 empty] | 2025-11-05 20:04 | NULL |  | 2025-11-05 20:05 | Dsnyder5 | 2018-06-07 18:57 | ascott3 | 2025-05-21 13:21 | No | No | No | No | No | Standing | None | None | None | No | No | No |  | No | 2025-11-05 20:04 | 2025-11-05 20:05 | ascott3 | 2025-11-05 20:05 | ascott3 | 2025-11-05 20:05 | No Photo Available | No Photo Available | http://data.mapchannels.com/dualmaps6/map.htm?lat=39.144390&lng=-84.458473
08 | HAMILTON | HAM | RA | 31271 |  | 0.323 |  | SHAMRA31271**C | HAM-31271-0.323 | 39.1441 | -84.459 | 2025-12-31 | Active |  |  |  | State | HL0034905 |  |  | State | C9 | Conventional | [14 empty] | No | No | No |  | HPS | 1 | [26 empty] | 2025-11-05 20:05 | NULL |  | 2025-11-05 20:05 | rdixon5 | 2022-01-12 06:24 | ascott3 | 2025-05-21 13:21 | No | No | No | No | No | Standing | None | None | None | No | No | No |  | No | 2025-11-05 20:05 | 2025-11-05 20:05 | ascott3 | 2025-11-05 20:05 | ascott3 | 2025-11-05 20:05 | No Photo Available | No Photo Available | http://data.mapchannels.com/dualmaps6/map.htm?lat=39.144083&lng=-84.458999
08 | HAMILTON | HAM | RA | 31272 |  | 0.007 |  | SHAMRA31272**C | HAM-31272-0.007 | 39.1446 | -84.4566 | 2025-12-31 | Active |  |  |  | State | HL0013723 |  |  | State | A-10 | Conventional | [14 empty] | No | No | No |  | HPS | [27 empty] | 2025-11-05 19:52 | NULL |  | 2025-11-05 19:52 | Dsnyder5 | 2018-06-07 18:58 | ascott3 | 2024-07-15 18:02 | No | No | No | No | No | Standing | None | None | None | No | No | No |  | No | 2025-11-05 19:52 | 2025-11-05 19:52 | ascott3 | 2025-11-05 19:53 | ascott3 | 2025-11-05 19:53 | No Photo Available | No Photo Available | http://data.mapchannels.com/dualmaps6/map.htm?lat=39.144557&lng=-84.456649
08 | HAMILTON | HAM | RA | 31272 |  | 0.014 |  | SHAMRA31272**C | HAM-31272-0.014 | 39.1441 | -84.456 | 2025-12-31 | Active |  |  |  | State | HL0034915 |  |  | State | A-20 | Conventional | [14 empty] | No | No | No |  | HPS | 1 | [26 empty] | 2025-11-05 19:51 | NULL |  | 2025-11-05 19:51 | rdixon5 | 2022-01-13 03:25 | ascott3 | 2025-05-21 15:00 | No | No | No | No | No | Standing | None | None | None | No | No | No |  | No | 2025-11-05 19:51 | 2025-11-05 19:51 | ascott3 | 2025-11-05 19:51 | ascott3 | 2025-11-05 19:51 | No Photo Available | No Photo Available | http://data.mapchannels.com/dualmaps6/map.htm?lat=39.144142&lng=-84.456006
08 | HAMILTON | HAM | RA | 31272 |  | 0.014 |  | SHAMRA31272**C | HAM-31272-0.014 | 39.1443 | -84.4562 | 2025-12-31 | Active |  |  |  | State | HL0034924 |  |  | State | A-19 | Conventional | [14 empty] | No | No | No |  | HPS | 1 | [26 empty] | 2025-11-05 19:51 | NULL |  | 2025-11-05 19:51 | rdixon5 | 2022-01-13 03:24 | ascott3 | 2025-05-21 15:00 | No | No | No | No | No | Standing | None | None | None | No | No | No |  | No | 2025-11-05 19:51 | 2025-11-05 19:51 | ascott3 | 2025-11-05 19:51 | ascott3 | 2025-11-05 19:51 | No Photo Available | No Photo Available | http://data.mapchannels.com/dualmaps6/map.htm?lat=39.144262&lng=-84.456192
08 | HAMILTON | HAM | RA | 31272 |  | 0.016 |  | SHAMRA31272**C | HAM-31272-0.016 | 39.1445 | -84.4563 | 2025-12-31 | Active |  |  |  | State | HL0019357 |  |  | State | A-9 | Conventional | [14 empty] | No | No | No |  | HPS | [27 empty] | 2025-11-05 19:52 | NULL |  | 2025-11-05 19:52 | Dsnyder5 | 2018-06-07 18:57 | ascott3 | 2024-07-15 18:03 | No | No | No | No | No | Standing | None | None | None | No | No | No |  | No | 2025-11-05 19:52 | 2025-11-05 19:52 | ascott3 | 2025-11-05 19:52 | ascott3 | 2025-11-05 19:52 | No Photo Available | No Photo Available | http://data.mapchannels.com/dualmaps6/map.htm?lat=39.144451&lng=-84.456311
08 | HAMILTON | HAM | RA | 31272 |  | 0.04 |  | SHAMRA31272**C | HAM-31272-0.040 | 39.1448 | -84.4562 | 2025-12-31 | Active |  |  |  | State | HL0023498 |  |  | State | A-11 | Conventional | [14 empty] | No | No | No |  | HPS | 1 | [26 empty] | 2025-11-05 19:53 | NULL |  | 2025-11-05 19:53 | Dsnyder5 | 2018-06-07 18:58 | ascott3 | 2025-05-21 14:30 | No | No | No | No | No | Standing | None | None | None | No | No | No |  | No | 2025-11-05 19:53 | 2025-11-05 19:53 | ascott3 | 2025-11-05 19:53 | ascott3 | 2025-11-05 19:53 | No Photo Available | No Photo Available | http://data.mapchannels.com/dualmaps6/map.htm?lat=39.144834&lng=-84.456166
08 | HAMILTON | HAM | RA | 31272 |  | 0.076 |  | SHAMRA31272**C | HAM-31272-0.076 | 39.1451 | -84.4556 | 2025-12-31 | Active |  |  |  | State | HL0006136 |  |  | State | a12 | Conventional | [14 empty] | No | No | No |  | HPS | 1 | [26 empty] | 2025-11-05 19:54 | NULL |  | 2025-11-05 19:54 | Dsnyder5 | 2018-06-07 18:58 | ascott3 | 2025-05-21 14:30 | No | No | No | No | No | Standing | None | None | None | No | No | No |  | No | 2025-11-05 19:54 | 2025-11-05 19:54 | ascott3 | 2025-11-05 19:54 | ascott3 | 2025-11-05 19:54 | No Photo Available | No Photo Available | http://data.mapchannels.com/dualmaps6/map.htm?lat=39.145098&lng=-84.455554
08 | HAMILTON | HAM | RA | 31272 |  | 0.101 |  | SHAMRA31272**C | HAM-31272-0.101 | 39.1454 | -84.4552 | 2025-12-31 | Active |  |  |  | State | HL0007150 |  |  | State | A-13 | Conventional | [14 empty] | No | No | No |  | HPS | 1 | [26 empty] | 2025-11-05 19:54 | NULL |  | 2025-11-05 19:54 | Dsnyder5 | 2018-06-07 18:59 | ascott3 | 2025-05-21 14:30 | No | No | No | No | No | Standing | None | None | None | No | No | No |  | No | 2025-11-05 19:54 | 2025-11-05 19:54 | ascott3 | 2025-11-05 19:54 | ascott3 | 2025-11-05 19:54 | No Photo Available | No Photo Available | http://data.mapchannels.com/dualmaps6/map.htm?lat=39.145364&lng=-84.455235
08 | HAMILTON | HAM | RA | 31272 |  | 0.132 |  | SHAMRA31272**C | HAM-31272-0.132 | 39.1457 | -84.4549 | 2025-12-31 | Active |  |  |  | State | HL0007000 |  |  | State | A-14 | Conventional | [14 empty] | No | No | No |  | HPS | 1 | [26 empty] | 2025-11-05 19:55 | NULL |  | 2025-11-05 19:55 | Dsnyder5 | 2018-06-07 18:59 | ascott3 | 2025-05-21 14:31 | No | No | No | No | No | Standing | None | None | None | No | No | No |  | No | 2025-11-05 19:55 | 2025-11-05 19:55 | ascott3 | 2025-11-05 19:55 | ascott3 | 2025-11-05 19:55 | No Photo Available | No Photo Available | http://data.mapchannels.com/dualmaps6/map.htm?lat=39.145709&lng=-84.454852
08 | HAMILTON | HAM | RA | 31272 |  | 0.164 |  | SHAMRA31272**C | HAM-31272-0.164 | 39.146 | -84.4544 | 2025-12-31 | Active |  |  |  | State | HL0015577 |  |  | State | A-15 | Conventional | [14 empty] | No | No | No |  | HPS | 1 | [26 empty] | 2025-11-05 19:55 | NULL |  | 2025-11-05 19:55 | Dsnyder5 | 2018-06-07 18:59 | ascott3 | 2025-05-21 14:31 | No | No | No | No | No | Standing | None | None | None | No | No | No |  | No | 2025-11-05 19:55 | 2025-11-05 19:55 | ascott3 | 2025-11-05 19:56 | ascott3 | 2025-11-05 19:56 | No Photo Available | No Photo Available | http://data.mapchannels.com/dualmaps6/map.htm?lat=39.146038&lng=-84.454441
08 | HAMILTON | HAM | RA | 31272 |  | 0.198 |  | SHAMRA31272**C | HAM-31272-0.198 | 39.1463 | -84.454 | 2025-12-31 | Active |  |  |  | State | HL0008369 |  |  | State | A16 | Conventional | [14 empty] | No | No | No |  | HPS | 1 | [26 empty] | 2026-04-07 15:49 | NULL |  |  | Dsnyder5 | 2018-06-07 18:59 | ascott3 | 2025-05-21 14:32 | No | No | No | No | No | Standing | None | None | None | No | No | No | Needs a new fixture | Yes | 2026-04-07 15:49 |  | ascott3 | 2026-04-07 15:50 | ascott3 | 2026-04-07 15:50 | No Photo Available | No Photo Available | http://data.mapchannels.com/dualmaps6/map.htm?lat=39.146333&lng=-84.453953
08 | HAMILTON | HAM | RA | 31272 |  | 0.244 |  | SHAMRA31272**C | HAM-31272-0.244 | 39.1467 | -84.4532 | 2025-12-31 | Active |  |  |  | State | HL0002137 |  |  | State | A17 | Conventional | [14 empty] | No | No | No |  | HPS | 1 | [26 empty] | 2026-04-07 15:57 | NULL |  |  | Dsnyder5 | 2018-06-07 18:59 | ascott3 | 2025-05-21 14:32 | No | No | No | No | No | Standing | None | None | None | No | No | No | Needs a fixture | Yes | 2026-04-07 15:57 |  | ascott3 | 2026-04-07 15:57 | ascott3 | 2026-04-07 15:57 | No Photo Available | No Photo Available | http://data.mapchannels.com/dualmaps6/map.htm?lat=39.146693&lng=-84.453202
08 | HAMILTON | HAM | RA | 31272 |  | 0.284 |  | SHAMRA31272**C | HAM-31272-0.284 | 39.147 | -84.4526 | 2025-12-31 | Active |  |  |  | State | HL0017930 |  |  | State | A18 | Conventional | [14 empty] | No | No | No |  | HPS | 1 | [26 empty] | 2025-11-05 19:57 | NULL |  | 2025-11-05 19:57 | Dsnyder5 | 2018-06-07 18:59 | ascott3 | 2025-05-21 14:32 | No | No | No | No | No | Standing | None | None | None | No | No | No |  | No | 2025-11-05 19:57 | 2025-11-05 19:57 | ascott3 | 2025-11-05 19:57 | ascott3 | 2025-11-05 19:57 | No Photo Available | No Photo Available | http://data.mapchannels.com/dualmaps6/map.htm?lat=39.146970&lng=-84.452575
08 | HAMILTON | HAM | RA | 31275 |  | 0.31 |  | SHAMRA31275**C | HAM-31275-0.310 | 39.149 | -84.447 | 2025-12-31 | Active |  |  |  | State | HL0023817 |  |  | State | BB-1 | Conventional | [14 empty] | No | No | No |  | HPS | [27 empty] | 2025-11-05 19:50 | NULL |  | 2025-11-05 19:50 | Dsnyder5 | 2018-06-07 18:54 | ascott3 | 2024-07-15 13:10 | No | No | No | No | No | Standing | None | None | None | No | No | No |  | No | 2025-11-05 19:50 | 2025-11-05 19:50 | ascott3 | 2025-11-05 19:50 | ascott3 | 2025-11-05 19:50 | No Photo Available | No Photo Available | http://data.mapchannels.com/dualmaps6/map.htm?lat=39.149010&lng=-84.446974
08 | HAMILTON | HAM | RA | 31275 |  | 0.348 |  | SHAMRA31275**C | HAM-31275-0.348 | 39.1492 | -84.4463 | 2025-12-31 | Active |  |  |  | State | HL0000771 |  |  | State | BB-2 | Conventional | [14 empty] | No | No | No |  | HPS | [27 empty] | 2025-11-05 19:50 | NULL |  | 2025-11-05 19:50 | Dsnyder5 | 2018-06-07 18:54 | ascott3 | 2024-07-15 13:10 | No | No | No | No | No | Standing | None | None | None | No | No | No |  | No | 2025-11-05 19:50 | 2025-11-05 19:50 | ascott3 | 2025-11-05 19:50 | ascott3 | 2025-11-05 19:50 | No Photo Available | No Photo Available | http://data.mapchannels.com/dualmaps6/map.htm?lat=39.149171&lng=-84.446298
08 | HAMILTON | HAM | RA | 31275 |  | 0.387 |  | SHAMRA31275**C | HAM-31275-0.387 | 39.1493 | -84.4456 | 2025-12-31 | Active |  |  |  | State | HL0006658 |  |  | State | BB-3 | Conventional | [14 empty] | No | No | No |  | HPS | [27 empty] | 2025-11-05 19:49 | NULL |  | 2025-11-05 19:49 | Dsnyder5 | 2018-06-07 18:54 | ascott3 | 2024-07-15 13:10 | No | No | No | No | No | Standing | None | None | None | No | No | No |  | No | 2025-11-05 19:49 | 2025-11-05 19:49 | ascott3 | 2025-11-05 19:49 | ascott3 | 2025-11-05 19:49 | No Photo Available | No Photo Available | http://data.mapchannels.com/dualmaps6/map.htm?lat=39.149300&lng=-84.445601
08 | HAMILTON | HAM | RA | 31275 |  | 0.409 |  | SHAMRA31275**C | HAM-31275-0.409 | 39.1492 | -84.4451 | 2025-12-31 | Active |  |  |  | State | HL0019936 |  |  | State |  | Conventional | [14 empty] | No | No | No |  | HPS | [27 empty] | 2022-01-13 03:45 | NULL |  |  | Dsnyder5 | 2018-06-07 18:55 | mhurlow1 | 2018-07-19 14:42 | No | No | No | No | No | Standing | None | None | None | No | No | No |  |  | 2022-01-13 03:45 |  | rdixon5 | 2022-01-13 03:45 | rdixon5 | 2022-01-13 03:45 | No Photo Available | No Photo Available | http://data.mapchannels.com/dualmaps6/map.htm?lat=39.149235&lng=-84.445099
08 | HAMILTON | HAM | RA | 31275 |  | 0.409 |  | SHAMRA31275**C | HAM-31275-0.409 | 39.1497 | -84.4453 | 2025-12-31 | Active |  |  |  | State | HL0022065 |  |  | State |  | Conventional | [14 empty] | No | No | No |  | HPS | [27 empty] | 2022-01-13 03:45 | NULL |  |  | Dsnyder5 | 2018-06-07 18:55 | mhurlow1 | 2018-07-19 14:42 | No | No | No | No | No | Standing | None | None | None | No | No | No |  |  | 2022-01-13 03:45 |  | rdixon5 | 2022-01-13 03:45 | rdixon5 | 2022-01-13 03:45 | No Photo Available | No Photo Available | http://data.mapchannels.com/dualmaps6/map.htm?lat=39.149651&lng=-84.445300
08 | HAMILTON | HAM | RA | 31276 |  | 0.021 |  | SHAMRA31276**C | HAM-31276-0.021 | 39.1509 | -84.4462 | 2025-12-31 | Active |  |  |  | State | HL0040254 |  |  | State | AB5 | Conventional | [14 empty] | No | No | No |  | HPS | 1 | [26 empty] | 2025-05-21 16:59 | NULL |  | 2025-05-21 16:59 | ascott3 | 2025-05-21 16:59 | ascott3 | 2025-05-21 17:20 | No | No | No | No | No | Standing | None | None | None | No | No | No |  | No | 2025-05-21 16:59 | 2025-05-21 16:59 | ascott3 | 2025-05-21 16:59 | ascott3 | 2025-05-21 16:59 | No Photo Available | https://collectorweb.dot.state.oh.us/arcgis/rest/services/HIGHWAY_LIGHTING/HighwayLighting_Reference/FeatureServer/7/553212/attachments/ | http://data.mapchannels.com/dualmaps6/map.htm?lat=39.150860&lng=-84.446174
08 | HAMILTON | HAM | RA | 31276 |  | 0.051 |  | SHAMRA31276**C | HAM-31276-0.051 | 39.1504 | -84.4462 | 2025-12-31 | Active |  |  |  | State | HL0025651 |  |  | State | AB-1 | Conventional | [14 empty] | No | No | No |  | HPS | [27 empty] | 2025-11-05 19:51 | NULL |  | 2025-11-05 19:51 | Dsnyder5 | 2018-06-07 18:54 | ascott3 | 2024-07-15 13:08 | No | No | No | No | No | Standing | None | None | None | No | No | No |  | No | 2025-11-05 19:51 | 2025-11-05 19:51 | ascott3 | 2025-11-05 19:51 | ascott3 | 2025-11-05 19:51 | No Photo Available | No Photo Available | http://data.mapchannels.com/dualmaps6/map.htm?lat=39.150427&lng=-84.446242
08 | HAMILTON | HAM | RA | 31276 |  | 0.083 |  | SHAMRA31276**C | HAM-31276-0.083 | 39.1501 | -84.4467 | 2025-12-31 | Active |  |  |  | State | HL0015950 |  |  | State | AB-2 | Conventional | [14 empty] | No | No | No |  | HPS | [27 empty] | 2025-11-05 19:49 | NULL |  | 2025-11-05 19:49 | Dsnyder5 | 2018-06-07 18:53 | ascott3 | 2024-07-15 13:08 | No | No | No | No | No | Standing | None | None | None | No | No | No |  | No | 2025-11-05 19:49 | 2025-11-05 19:49 | ascott3 | 2025-11-05 19:49 | ascott3 | 2025-11-05 19:49 | No Photo Available | No Photo Available | http://data.mapchannels.com/dualmaps6/map.htm?lat=39.150065&lng=-84.446666
08 | HAMILTON | HAM | RA | 31276 |  | 0.118 |  | SHAMRA31276**C | HAM-31276-0.118 | 39.1497 | -84.4471 | 2025-12-31 | Active |  |  |  | State | HL0034884 |  |  | State | 15-32-2 | Conventional | [14 empty] | No | No | No |  | HPS | [27 empty] | 2025-11-05 19:49 | NULL |  | 2025-11-05 19:50 | rdixon5 | 2022-01-12 04:25 | rdixon5 | 2022-01-12 04:25 | No | No | No | No | No | Standing | None | None | None | No | No | No |  | No | 2025-11-05 19:49 | 2025-11-05 19:50 | ascott3 | 2025-11-05 19:50 | ascott3 | 2025-11-05 19:50 | No Photo Available | No Photo Available | http://data.mapchannels.com/dualmaps6/map.htm?lat=39.149698&lng=-84.447084
08 | HAMILTON | HAM | RA | 31276 |  | 0.147 |  | SHAMRA31276**C | HAM-31276-0.147 | 39.1495 | -84.4475 | 2025-12-31 | Active |  |  |  | State | HL0021438 |  |  | State | AB-4 | Conventional | [14 empty] | No | No | No |  | HPS | [27 empty] | 2025-11-05 19:50 | NULL |  | 2025-11-05 19:50 | Dsnyder5 | 2018-06-07 18:53 | ascott3 | 2024-07-15 13:09 | No | No | No | No | No | Standing | None | None | None | No | No | No |  | No | 2025-11-05 19:50 | 2025-11-05 19:50 | ascott3 | 2025-11-05 19:50 | ascott3 | 2025-11-05 19:50 | No Photo Available | No Photo Available | http://data.mapchannels.com/dualmaps6/map.htm?lat=39.149453&lng=-84.447513
08 | HAMILTON | HAM | RA | 31279 |  | 0.148 |  | SHAMRA31279**C | HAM-31279-0.148 | 39.1539 | -84.4429 | 2025-12-31 | Active |  |  |  | State | HL0013458 |  |  | State | ×-1 | Conventional | [14 empty] | No | No | No |  | HPS | [27 empty] | 2025-11-05 19:45 | NULL |  | 2025-11-05 19:45 | Dsnyder5 | 2018-06-07 18:51 | ascott3 | 2024-07-12 15:20 | No | No | No | No | No | Standing | None | None | None | No | No | No |  | No | 2025-11-05 19:45 | 2025-11-05 19:45 | ascott3 | 2025-11-05 19:45 | ascott3 | 2025-11-05 19:45 | No Photo Available | No Photo Available | http://data.mapchannels.com/dualmaps6/map.htm?lat=39.153854&lng=-84.442923
08 | HAMILTON | HAM | RA | 31279 |  | 0.183 |  | SHAMRA31279**C | HAM-31279-0.183 | 39.1534 | -84.4433 | 2025-12-31 | Active |  |  |  | State | HL0038826 |  |  | State | x-2 | Conventional | [14 empty] | No | No | No |  | HPS | [27 empty] | 2025-11-05 19:45 | NULL |  | 2025-11-05 19:45 | ascott3 | 2024-07-12 15:20 | ascott3 | 2024-07-12 15:20 | No | No | No | No | No | Standing | None | None | None | No | No | No |  | No | 2025-11-05 19:45 | 2025-11-05 19:45 | ascott3 | 2025-11-05 19:46 | ascott3 | 2025-11-05 19:46 | No Photo Available | No Photo Available | http://data.mapchannels.com/dualmaps6/map.htm?lat=39.153445&lng=-84.443321
08 | HAMILTON | HAM | RA | 31279 |  | 0.222 |  | SHAMRA31279**C | HAM-31279-0.222 | 39.153 | -84.4438 | 2025-12-31 | Active |  |  |  | State | HL0017994 |  |  | State | X-3 | Conventional | [14 empty] | No | No | No |  | HPS | [27 empty] | 2025-11-05 19:46 | NULL |  | 2025-11-05 19:46 | Dsnyder5 | 2018-06-07 18:51 | ascott3 | 2024-07-12 15:20 | No | No | No | No | No | Standing | None | None | None | No | No | No |  | No | 2025-11-05 19:46 | 2025-11-05 19:46 | ascott3 | 2025-11-05 19:46 | ascott3 | 2025-11-05 19:46 | No Photo Available | No Photo Available | http://data.mapchannels.com/dualmaps6/map.htm?lat=39.153015&lng=-84.443765
08 | HAMILTON | HAM | RA | 31279 |  | 0.257 |  | SHAMRA31279**C | HAM-31279-0.257 | 39.1526 | -84.4442 | 2025-12-31 | Active |  |  |  | State | HL0020183 |  |  | State | x-4 | Conventional | [14 empty] | No | No | No |  | HPS | [27 empty] | 2025-11-05 19:46 | NULL |  | 2025-11-05 19:46 | Dsnyder5 | 2018-06-07 18:51 | ascott3 | 2024-07-12 15:21 | No | No | No | No | No | Standing | None | None | None | No | No | No |  | No | 2025-11-05 19:46 | 2025-11-05 19:46 | ascott3 | 2025-11-05 19:46 | ascott3 | 2025-11-05 19:46 | No Photo Available | No Photo Available | http://data.mapchannels.com/dualmaps6/map.htm?lat=39.152622&lng=-84.444229
08 | HAMILTON | HAM | RA | 31280 |  | 0 |  | SHAMRA31280**C | HAM-31280-0.000 | 39.153 | -84.442 | 2025-12-31 | Active |  |  |  | State | HL0003933 |  |  | State | B-3 | Conventional | [14 empty] | No | No | No |  | HPS | [27 empty] | 2025-05-21 16:08 | NULL |  | 2025-05-21 16:08 | Dsnyder5 | 2018-06-07 18:50 | csonner1 | 2023-06-09 14:56 | No | No | No | No | No | Standing | None | None | None | No | No | No |  | No | 2025-05-21 16:08 | 2025-05-21 16:08 | ascott3 | 2025-05-21 16:08 | ascott3 | 2025-05-21 16:08 | No Photo Available | No Photo Available | http://data.mapchannels.com/dualmaps6/map.htm?lat=39.152984&lng=-84.441998
08 | HAMILTON | HAM | RA | 31280 |  | 0 |  | SHAMRA31280**C | HAM-31280-0.000 | 39.153 | -84.442 | 2025-12-31 | Active |  |  |  | State | HL0036805 |  |  | State | PB-3 | Other | [14 empty] | Yes | Yes | No |  | HPS | [27 empty] | 2023-06-09 14:52 | 5 - Needs Inspected in 5 CY |  |  | csonner1 | 2023-06-09 14:51 | csonner1 | 2023-06-09 14:51 | No | No | No | No | No | Standing | None | None | None | No | No | No | No power from PB3toB4. NO#4FROM PB3toB3.3#6redwirescomingfromsouthnopower in daytime. I suspect city or duke is in authority of B3,PB3,B4 |  | 2023-06-09 14:52 |  | csonner1 | 2023-06-09 14:55 | csonner1 | 2023-06-09 14:55 | No Photo Available | No Photo Available | http://data.mapchannels.com/dualmaps6/map.htm?lat=39.153041&lng=-84.441973
08 | HAMILTON | HAM | RA | 31280 |  | 0.024 |  | SHAMRA31280**C | HAM-31280-0.024 | 39.1534 | -84.442 | 2025-12-31 | Active |  |  |  | State | HL0007734 |  |  | State | B4 | Conventional | [14 empty] | No | No | No |  | HPS | [27 empty] | 2025-11-05 19:46 | NULL |  | 2025-11-05 19:46 | Dsnyder5 | 2018-06-07 18:50 | csonner1 | 2023-06-09 14:49 | No | No | No | No | No | Standing | None | None | None | No | No | No |  | No | 2025-11-05 19:46 | 2025-11-05 19:46 | ascott3 | 2025-11-05 19:46 | ascott3 | 2025-11-05 19:46 | No Photo Available | No Photo Available | http://data.mapchannels.com/dualmaps6/map.htm?lat=39.153411&lng=-84.441952
08 | HAMILTON | HAM | RA | 31280 |  | 0.065 |  | SHAMRA31280**C | HAM-31280-0.065 | 39.154 | -84.4418 | 2025-12-31 | Active |  |  |  | State | HL0005160 |  |  | State | B5 | Conventional | [14 empty] | No | No | No |  | HPS | [27 empty] | 2025-11-05 19:46 | NULL |  | 2025-11-05 19:46 | Dsnyder5 | 2018-06-07 18:50 | ascott3 | 2024-07-12 15:52 | No | No | No | No | No | Standing | None | None | None | No | No | No |  | No | 2025-11-05 19:46 | 2025-11-05 19:46 | ascott3 | 2025-11-05 19:46 | ascott3 | 2025-11-05 19:46 | No Photo Available | No Photo Available | http://data.mapchannels.com/dualmaps6/map.htm?lat=39.153985&lng=-84.441770
08 | HAMILTON | HAM | RA | 31280 |  | 0.106 |  | SHAMRA31280**C | HAM-31280-0.106 | 39.1545 | -84.4415 | 2025-12-31 | Active |  |  |  | State | HL0002060 |  |  | State | B-6 | Conventional | [14 empty] | No | No | No |  | HPS | [27 empty] | 2025-11-05 19:47 | NULL |  | 2025-11-05 19:47 | Dsnyder5 | 2018-06-07 18:50 | ascott3 | 2024-07-12 15:52 | No | No | No | No | No | Standing | None | None | None | No | No | No |  | No | 2025-11-05 19:47 | 2025-11-05 19:47 | ascott3 | 2025-11-05 19:47 | ascott3 | 2025-11-05 19:47 | No Photo Available | No Photo Available | http://data.mapchannels.com/dualmaps6/map.htm?lat=39.154532&lng=-84.441491
08 | HAMILTON | HAM | RA | 31280 |  | 0.14 |  | SHAMRA31280**C | HAM-31280-0.140 | 39.155 | -84.4412 | 2025-12-31 | Active |  |  |  | State | HL0020881 |  |  | State | B-7 | Conventional | [14 empty] | No | No | No |  | HPS | [27 empty] | 2025-11-05 19:47 | NULL |  | 2025-11-05 19:47 | Dsnyder5 | 2018-06-07 18:50 | ascott3 | 2024-07-12 15:53 | No | No | No | No | No | Standing | None | None | None | No | No | No |  | No | 2025-11-05 19:47 | 2025-11-05 19:47 | ascott3 | 2025-11-05 19:47 | ascott3 | 2025-11-05 19:47 | No Photo Available | No Photo Available | http://data.mapchannels.com/dualmaps6/map.htm?lat=39.154952&lng=-84.441169
08 | HAMILTON | HAM | RA | 31280 |  | 0.185 |  | SHAMRA31280**C | HAM-31280-0.185 | 39.1555 | -84.4407 | 2025-12-31 | Active |  |  |  | State | HL0003370 |  |  | State | B-8 | Conventional | [14 empty] | No | No | No |  | HPS | [27 empty] | 2025-11-05 19:48 | NULL |  | 2025-11-05 19:48 | Dsnyder5 | 2018-06-07 18:50 | ascott3 | 2024-07-12 15:53 | No | No | No | No | No | Standing | None | None | None | No | No | No |  | No | 2025-11-05 19:48 | 2025-11-05 19:48 | ascott3 | 2025-11-05 19:48 | ascott3 | 2025-11-05 19:48 | No Photo Available | No Photo Available | http://data.mapchannels.com/dualmaps6/map.htm?lat=39.155486&lng=-84.440691
08 | HAMILTON | HAM | RA | 31281 |  | 0.01 |  | SHAMRA31281**C | HAM-31281-0.010 | 39.1265 | -84.4967 | 2025-12-31 | Active |  |  |  | State | HL0005359 |  |  | State | 369 | Conventional | [14 empty] | No | No | No |  | HPS | [27 empty] | 2025-11-05 20:16 | NULL |  | 2025-11-05 20:16 | Dsnyder5 | 2018-12-10 20:09 | mneeley | 2024-07-26 03:12 | No | No | No | No | No | Standing | None | None | None | No | No | No |  | No | 2025-11-05 20:16 | 2025-11-05 20:16 | ascott3 | 2025-11-05 20:17 | ascott3 | 2025-11-05 20:17 | No Photo Available | No Photo Available | http://data.mapchannels.com/dualmaps6/map.htm?lat=39.126488&lng=-84.496679
08 | HAMILTON | HAM | RA | 31281 |  | 0.056 |  | SHAMRA31281**C | HAM-31281-0.056 | 39.1271 | -84.4965 | 2025-12-31 | Active |  |  |  | State | HL0018114 |  |  | State | 3610 | Conventional | [14 empty] | No | No | No |  | HPS | [27 empty] | 2025-11-05 20:17 | NULL |  | 2025-11-05 20:17 | Dsnyder5 | 2018-12-10 20:09 | mneeley | 2024-07-26 03:16 | No | No | No | No | No | Standing | None | None | None | No | No | No |  | No | 2025-11-05 20:17 | 2025-11-05 20:17 | ascott3 | 2025-11-05 20:17 | ascott3 | 2025-11-05 20:17 | No Photo Available | No Photo Available | http://data.mapchannels.com/dualmaps6/map.htm?lat=39.127127&lng=-84.496483
08 | HAMILTON | HAM | RA | 31281 |  | 0.092 |  | SHAMRA31281**C | HAM-31281-0.092 | 39.1276 | -84.4963 | 2025-12-31 | Active |  |  |  | State | HL0019941 |  |  | State | 3611 | Conventional | [14 empty] | No | No | No |  | HPS | [27 empty] | 2025-11-05 20:18 | NULL |  | 2025-11-05 20:18 | Dsnyder5 | 2018-12-10 20:09 | mneeley | 2024-07-26 03:19 | No | No | No | No | No | Standing | None | None | None | No | No | No |  | No | 2025-11-05 20:18 | 2025-11-05 20:18 | ascott3 | 2025-11-05 20:18 | ascott3 | 2025-11-05 20:18 | No Photo Available | No Photo Available | http://data.mapchannels.com/dualmaps6/map.htm?lat=39.127640&lng=-84.496325
08 | HAMILTON | HAM | RA | 31281 |  | 0.134 |  | SHAMRA31281**C | HAM-31281-0.134 | 39.1282 | -84.496 | 2025-12-31 | Active |  |  |  | State | HL0020347 |  |  | State | 3612 | Conventional | [14 empty] | No | No | No |  | HPS | [27 empty] | 2025-11-05 20:18 | NULL |  | 2025-11-05 20:18 | Dsnyder5 | 2018-12-10 20:08 | mneeley | 2024-07-26 03:20 | No | No | No | No | No | Standing | None | None | None | No | No | No |  | No | 2025-11-05 20:18 | 2025-11-05 20:18 | ascott3 | 2025-11-05 20:18 | ascott3 | 2025-11-05 20:18 | No Photo Available | No Photo Available | http://data.mapchannels.com/dualmaps6/map.htm?lat=39.128198&lng=-84.496035
08 | HAMILTON | HAM | RA | 31281 |  | 0.178 |  | SHAMRA31281**C | HAM-31281-0.178 | 39.1288 | -84.4957 | 2025-12-31 | Active |  |  |  | State | HL0021461 |  |  | State | 3613 | Conventional | [14 empty] | No | No | No |  | HPS | [27 empty] | 2025-11-05 20:23 | NULL |  | 2025-11-05 20:23 | Dsnyder5 | 2018-12-10 20:08 | mneeley | 2024-07-26 03:22 | No | No | No | No | No | Standing | None | None | None | No | No | No |  | No | 2025-11-05 20:23 | 2025-11-05 20:23 | ascott3 | 2025-11-05 20:23 | ascott3 | 2025-11-05 20:23 | No Photo Available | No Photo Available | http://data.mapchannels.com/dualmaps6/map.htm?lat=39.128770&lng=-84.495703
08 | HAMILTON | HAM | RA | 31281 |  | 0.219 |  | SHAMRA31281**C | HAM-31281-0.219 | 39.1293 | -84.4954 | 2025-12-31 | Active |  |  |  | State | HL0010878 |  |  | State | 3614 | Conventional | [14 empty] | No | No | No |  | HPS | [27 empty] | 2025-11-05 20:23 | NULL |  | 2025-11-05 20:23 | Dsnyder5 | 2018-12-10 20:09 | mneeley | 2024-07-26 03:24 | No | No | No | No | No | Standing | None | None | None | No | No | No |  | No | 2025-11-05 20:23 | 2025-11-05 20:23 | ascott3 | 2025-11-05 20:23 | ascott3 | 2025-11-05 20:23 | No Photo Available | No Photo Available | http://data.mapchannels.com/dualmaps6/map.htm?lat=39.129340&lng=-84.495432
08 | HAMILTON | HAM | RA | 31281 |  | 0.259 |  | SHAMRA31281**C | HAM-31281-0.259 | 39.1299 | -84.4952 | 2025-12-31 | Active |  |  |  | State | HL0001141 |  |  | State | 3615 | Conventional | [14 empty] | No | No | No |  | HPS | [27 empty] | 2025-11-05 20:24 | NULL |  | 2025-11-05 20:24 | Dsnyder5 | 2018-12-10 20:09 | mneeley | 2024-07-26 03:26 | No | No | No | No | No | Standing | None | None | None | No | No | No |  | No | 2025-11-05 20:24 | 2025-11-05 20:24 | ascott3 | 2025-11-05 20:24 | ascott3 | 2025-11-05 20:24 | No Photo Available | No Photo Available | http://data.mapchannels.com/dualmaps6/map.htm?lat=39.129873&lng=-84.495164
08 | HAMILTON | HAM | RA | 31281 |  | 0.298 |  | SHAMRA31281**C | HAM-31281-0.298 | 39.1304 | -84.495 | 2025-12-31 | Active |  |  |  | State | HL0034917 |  |  | State | 3-6-15 | Conventional | [14 empty] | No | No | No |  | HPS | 1 | [26 empty] | 2025-11-05 20:27 | NULL |  | 2025-11-05 20:27 | rdixon5 | 2022-01-13 02:33 | rdixon5 | 2022-01-13 02:33 | No | No | No | No | No | Standing | None | None | None | No | No | No |  | No | 2025-11-05 20:27 | 2025-11-05 20:27 | ascott3 | 2025-11-05 20:27 | ascott3 | 2025-11-05 20:27 | No Photo Available | No Photo Available | http://data.mapchannels.com/dualmaps6/map.htm?lat=39.130429&lng=-84.494996
08 | HAMILTON | HAM | RA | 31281 |  | 0.341 |  | SHAMRA31281**C | HAM-31281-0.341 | 39.131 | -84.4947 | 2025-12-31 | Active |  |  |  | State | HL0034918 |  |  | State | 3-6-17 | Conventional | [14 empty] | No | No | No |  | HPS | 1 | [26 empty] | 2025-11-05 20:27 | NULL |  | 2025-11-05 20:27 | rdixon5 | 2022-01-13 02:34 | rdixon5 | 2022-01-13 02:34 | No | No | No | No | No | Standing | None | None | None | No | No | No |  | No | 2025-11-05 20:27 | 2025-11-05 20:27 | ascott3 | 2025-11-05 20:27 | ascott3 | 2025-11-05 20:27 | No Photo Available | No Photo Available | http://data.mapchannels.com/dualmaps6/map.htm?lat=39.131021&lng=-84.494738
08 | HAMILTON | HAM | RA | 31282 |  | 0.276 |  | SHAMRA31282**C | HAM-31282-0.276 | 39.1361 | -84.4922 | 2025-12-31 | Active |  |  |  | State | HL0034889 |  |  | State | 589 | Conventional | [14 empty] | Yes | No | No |  | HPS | 2 | [26 empty] | 2025-05-22 14:00 | 7 - Needs Inspected in 7 CY |  | 2025-05-22 14:00 | rdixon5 | 2022-01-12 05:37 | rdixon5 | 2022-01-12 05:37 | No | No | No | No | No | Standing | None | None | None | No | No | No |  | No | 2025-05-22 14:00 | 2025-05-22 14:00 | ascott3 | 2025-05-22 14:00 | ascott3 | 2025-05-22 14:00 | No Photo Available | https://collectorweb.dot.state.oh.us/arcgis/rest/services/HIGHWAY_LIGHTING/HighwayLighting_Reference/FeatureServer/7/550426/attachments/ | http://data.mapchannels.com/dualmaps6/map.htm?lat=39.136099&lng=-84.492209
08 | HAMILTON | HAM | RA | 31282 |  | 0.482 |  | SHAMRA31282**C | HAM-31282-0.482 | 39.1336 | -84.4943 | 2025-12-31 | Active |  |  |  | State | HL0034890 |  |  | State | 585 | Conventional | [14 empty] | Yes | No | No |  | HPS | 2 | [26 empty] | 2025-11-05 21:29 | 7 - Needs Inspected in 7 CY |  | 2025-11-05 21:29 | rdixon5 | 2022-01-12 05:48 | rdixon5 | 2022-01-12 05:48 | No | No | No | No | No | Standing | None | None | None | No | No | No |  | No | 2025-11-05 21:29 | 2025-11-05 21:29 | ascott3 | 2025-11-05 21:29 | ascott3 | 2025-11-05 21:29 | No Photo Available | No Photo Available | http://data.mapchannels.com/dualmaps6/map.htm?lat=39.133642&lng=-84.494321
08 | HAMILTON | HAM | RA | 31282 |  | 0.516 |  | SHAMRA31282**C | HAM-31282-0.516 | 39.1332 | -84.4946 | 2025-12-31 | Active |  |  |  | State | HL0034891 |  |  | State | 584 | Conventional | [14 empty] | No | No | No |  | HPS | 1 | [26 empty] | 2025-05-22 14:54 | NULL |  | 2025-05-22 14:54 | rdixon5 | 2022-01-12 06:35 | rdixon5 | 2022-01-12 06:35 | No | No | No | No | No | Standing | None | None | None | No | No | No |  | No | 2025-05-22 14:54 | 2025-05-22 14:54 | ascott3 | 2025-05-22 14:54 | ascott3 | 2025-05-22 14:54 | No Photo Available | https://collectorweb.dot.state.oh.us/arcgis/rest/services/HIGHWAY_LIGHTING/HighwayLighting_Reference/FeatureServer/7/553217/attachments/ | http://data.mapchannels.com/dualmaps6/map.htm?lat=39.133191&lng=-84.494631
08 | HAMILTON | HAM | RA | 31282 |  | 0.559 |  | SHAMRA31282**C | HAM-31282-0.559 | 39.1326 | -84.4948 | 2025-12-31 | Active |  |  |  | State | HL0034892 |  |  | State | 583 | Conventional | [14 empty] | No | No | No |  | HPS | 1 | [26 empty] | 2024-08-01 06:41 | NULL |  |  | rdixon5 | 2022-01-12 06:37 | rdixon5 | 2022-01-12 06:37 | No | No | No | No | No | Standing | None | None | None | No | No | No |  |  | 2024-08-01 06:41 |  | mneeley | 2024-08-01 06:41 | mneeley | 2024-08-01 06:41 | No Photo Available | https://collectorweb.dot.state.oh.us/arcgis/rest/services/HIGHWAY_LIGHTING/HighwayLighting_Reference/FeatureServer/7/500999/attachments/ | http://data.mapchannels.com/dualmaps6/map.htm?lat=39.132592&lng=-84.494850
08 | HAMILTON | HAM | RA | 31282 |  | 0.607 |  | SHAMRA31282**C | HAM-31282-0.607 | 39.1319 | -84.4951 | 2025-12-31 | Active |  |  |  | State | HL0034906 |  |  | State | 582 | Conventional | [14 empty] | No | No | No |  | HPS | [27 empty] | 2024-08-01 06:39 | NULL |  |  | rdixon5 | 2022-01-12 06:39 | rdixon5 | 2022-01-12 06:39 | No | No | No | No | No | Standing | None | None | None | No | No | No |  |  | 2024-08-01 06:39 |  | mneeley | 2024-08-01 06:39 | mneeley | 2024-08-01 06:39 | No Photo Available | https://collectorweb.dot.state.oh.us/arcgis/rest/services/HIGHWAY_LIGHTING/HighwayLighting_Reference/FeatureServer/7/501402/attachments/ | http://data.mapchannels.com/dualmaps6/map.htm?lat=39.131926&lng=-84.495125
08 | HAMILTON | HAM | RA | 31282 |  | 0.654 |  | SHAMRA31282**C | HAM-31282-0.654 | 39.1313 | -84.4954 | 2025-12-31 | Active |  |  |  | State | HL0034893 |  |  | State | 581 | Conventional | [14 empty] | No | No | No |  | HPS | 1 | [26 empty] | 2024-08-01 06:36 | NULL |  |  | rdixon5 | 2022-01-12 06:40 | rdixon5 | 2022-01-12 06:40 | No | No | No | No | No | Standing | None | None | None | No | No | No |  |  | 2024-08-01 06:36 |  | mneeley | 2024-08-01 06:36 | mneeley | 2024-08-01 06:36 | No Photo Available | https://collectorweb.dot.state.oh.us/arcgis/rest/services/HIGHWAY_LIGHTING/HighwayLighting_Reference/FeatureServer/7/501401/attachments/ | http://data.mapchannels.com/dualmaps6/map.htm?lat=39.131282&lng=-84.495366
08 | HAMILTON | HAM | RA | 31282 |  | 0.7 |  | SHAMRA31282**C | HAM-31282-0.700 | 39.1306 | -84.4956 | 2025-12-31 | Active |  |  |  | State | HL0034894 |  |  | State | 580 | Conventional | [14 empty] | No | No | Yes |  | HPS | 1 | [26 empty] | 2025-05-22 15:02 | 7 - Needs Inspected in 7 CY |  | 2025-05-22 15:02 | rdixon5 | 2022-01-12 06:41 | rdixon5 | 2022-01-12 06:41 | No | No | No | No | No | Standing | None | None | None | No | No | No |  | No | 2025-05-22 15:02 | 2025-05-22 15:02 | ascott3 | 2025-05-22 15:02 | ascott3 | 2025-05-22 15:02 | No Photo Available | https://collectorweb.dot.state.oh.us/arcgis/rest/services/HIGHWAY_LIGHTING/HighwayLighting_Reference/FeatureServer/7/554018/attachments/ | http://data.mapchannels.com/dualmaps6/map.htm?lat=39.130637&lng=-84.495609
08 | HAMILTON | HAM | RA | 31282 |  | 0.742 |  | SHAMRA31282**C | HAM-31282-0.742 | 39.1301 | -84.4959 | 2025-12-31 | Active |  |  |  | State | HL0034907 |  |  | State | 579 | Conventional | [14 empty] | No | No | Yes |  | HPS | 1 | [26 empty] | 2025-05-22 15:01 | 7 - Needs Inspected in 7 CY |  | 2025-05-22 15:01 | rdixon5 | 2022-01-12 06:42 | rdixon5 | 2022-01-12 06:42 | No | No | No | No | No | Standing | None | None | None | No | No | No |  | No | 2025-05-22 15:01 | 2025-05-22 15:01 | ascott3 | 2025-05-22 15:01 | ascott3 | 2025-05-22 15:01 | No Photo Available | https://collectorweb.dot.state.oh.us/arcgis/rest/services/HIGHWAY_LIGHTING/HighwayLighting_Reference/FeatureServer/7/550428/attachments/ | http://data.mapchannels.com/dualmaps6/map.htm?lat=39.130075&lng=-84.495879
08 | HAMILTON | HAM | RA | 31282 |  | 0.784 |  | SHAMRA31282**C | HAM-31282-0.784 | 39.1295 | -84.4962 | 2025-12-31 | Active |  |  |  | State | HL0038869 |  |  | State | 3-7 | Conventional | [14 empty] | No | No | No |  | HPS | [27 empty] | 2025-05-22 15:02 | NULL |  | 2025-05-22 15:02 | mneeley | 2024-08-01 06:53 | mneeley | 2024-08-01 06:53 | No | No | No | No | No | Standing | None | None | None | No | No | No |  | No | 2025-05-22 15:02 | 2025-05-22 15:02 | ascott3 | 2025-05-22 15:03 | ascott3 | 2025-05-22 15:03 | No Photo Available | https://collectorweb.dot.state.oh.us/arcgis/rest/services/HIGHWAY_LIGHTING/HighwayLighting_Reference/FeatureServer/7/548830/attachments/ | http://data.mapchannels.com/dualmaps6/map.htm?lat=39.129502&lng=-84.496174
08 | HAMILTON | HAM | RA | 31282 |  | 0.818 |  | SHAMRA31282**C | HAM-31282-0.818 | 39.129 | -84.4964 | 2025-12-31 | Active |  |  |  | State | HL0034895 |  |  | State | 364 | Conventional | [14 empty] | No | No | Yes |  | HPS | 1 | [26 empty] | 2025-05-22 15:00 | 7 - Needs Inspected in 7 CY |  | 2025-05-22 15:00 | rdixon5 | 2022-01-12 06:44 | rdixon5 | 2022-01-12 06:44 | No | No | No | No | No | Standing | None | None | None | No | No | No |  | No | 2025-05-22 15:00 | 2025-05-22 15:00 | ascott3 | 2025-05-22 15:00 | ascott3 | 2025-05-22 15:00 | No Photo Available | https://collectorweb.dot.state.oh.us/arcgis/rest/services/HIGHWAY_LIGHTING/HighwayLighting_Reference/FeatureServer/7/548829/attachments/ | http://data.mapchannels.com/dualmaps6/map.htm?lat=39.129047&lng=-84.496385
08 | HAMILTON | HAM | RA | 31282 |  | 0.855 |  | SHAMRA31282**C | HAM-31282-0.855 | 39.1285 | -84.4966 | 2025-12-31 | Active |  |  |  | State | HL0003918 |  |  | State | 3-6-3 | Conventional | [14 empty] | No | No | No |  | HPS | [27 empty] | 2025-11-05 20:14 | NULL |  | 2025-11-05 20:15 | Dsnyder5 | 2018-12-10 20:07 | mneeley | 2024-08-01 06:50 | No | No | No | No | No | Standing | None | None | None | No | No | No |  | No | 2025-11-05 20:14 | 2025-11-05 20:15 | ascott3 | 2025-11-05 20:15 | ascott3 | 2025-11-05 20:15 | No Photo Available | No Photo Available | http://data.mapchannels.com/dualmaps6/map.htm?lat=39.128531&lng=-84.496628
08 | HAMILTON | HAM | RA | 31282 |  | 0.882 |  | SHAMRA31282**C | HAM-31282-0.882 | 39.1283 | -84.4971 | 2025-12-31 | Active |  |  |  | State | HL0000584 |  |  | State | 362 | Conventional | [14 empty] | No | No | No |  | HPS | [27 empty] | 2025-11-05 20:15 | NULL |  | 2025-11-05 20:15 | Dsnyder5 | 2018-12-10 20:07 | mneeley | 2024-08-02 21:49 | No | No | No | No | No | Standing | None | None | None | No | No | No |  | No | 2025-11-05 20:15 | 2025-11-05 20:15 | ascott3 | 2025-11-05 20:15 | ascott3 | 2025-11-05 20:15 | No Photo Available | No Photo Available | http://data.mapchannels.com/dualmaps6/map.htm?lat=39.128292&lng=-84.497087
08 | HAMILTON | HAM | RA | 31282 |  | 0.911 |  | SHAMRA31282**C | HAM-31282-0.911 | 39.1282 | -84.4976 | 2025-12-31 | Active |  |  |  | State | HL0011367 |  |  | State | 361 | Conventional | [14 empty] | No | No | No |  | HPS | [27 empty] | 2025-11-05 20:16 | NULL |  | 2025-11-05 20:16 | Dsnyder5 | 2018-12-10 20:07 | mneeley | 2024-08-02 21:49 | No | No | No | No | No | Standing | None | None | None | No | No | No |  | No | 2025-11-05 20:16 | 2025-11-05 20:16 | ascott3 | 2025-11-05 20:16 | ascott3 | 2025-11-05 20:16 | No Photo Available | No Photo Available | http://data.mapchannels.com/dualmaps6/map.htm?lat=39.128236&lng=-84.497645
08 | HAMILTON | HAM | RA | 31283 |  | 0.335 |  | SHAMRA31283**C | HAM-31283-0.335 | 39.1428 | -84.4695 | 2025-12-31 | Active |  |  |  | State | HL0007427 |  |  | State | DA1 | Conventional | [14 empty] | No | No | No |  | HPS | 1 | [26 empty] | 2025-11-05 19:57 | NULL |  | 2025-11-05 19:57 | Dsnyder5 | 2018-12-10 19:29 | ascott3 | 2025-05-21 13:58 | No | No | No | No | No | Standing | None | None | None | No | No | No |  | No | 2025-11-05 19:57 | 2025-11-05 19:57 | ascott3 | 2025-11-05 19:58 | ascott3 | 2025-11-05 19:58 | No Photo Available | No Photo Available | http://data.mapchannels.com/dualmaps6/map.htm?lat=39.142780&lng=-84.469482
08 | HAMILTON | HAM | RA | 31283 |  | 0.369 |  | SHAMRA31283**C | HAM-31283-0.369 | 39.1425 | -84.469 | 2025-12-31 | Active |  |  |  | State | HL0008434 |  |  | State | DA2 | Conventional | [14 empty] | No | No | No |  | HPS | 1 | [26 empty] | 2025-11-05 19:58 | NULL |  | 2025-11-05 19:58 | Dsnyder5 | 2018-12-10 19:29 | ascott3 | 2025-05-21 13:58 | No | No | No | No | No | Standing | None | None | None | No | No | No |  | No | 2025-11-05 19:58 | 2025-11-05 19:58 | ascott3 | 2025-11-05 19:58 | ascott3 | 2025-11-05 19:58 | No Photo Available | No Photo Available | http://data.mapchannels.com/dualmaps6/map.htm?lat=39.142508&lng=-84.468999
08 | HAMILTON | HAM | RA | 31283 |  | 0.4 |  | SHAMRA31283**C | HAM-31283-0.400 | 39.1421 | -84.4687 | 2025-12-31 | Active |  |  |  | State | HL0008599 |  |  | State | DA3 | Conventional | [14 empty] | No | No | No |  | HPS | 1 | [26 empty] | 2026-08-05 17:23 | NULL |  | 2026-08-05 17:23 | Dsnyder5 | 2018-12-10 19:29 | ascott3 | 2025-05-21 13:59 | No | No | No | No | No | Standing | None | None | None | No | No | No | Repair foundation, new t-base,put pole back,led fixture,2 ktk fuse,2kits, 100'wire | No | 2026-08-05 17:23 | 2026-08-05 17:23 | ascott3 | 2026-08-05 17:23 | ascott3 | 2026-08-05 17:23 | No Photo Available | https://collectorweb.dot.state.oh.us/arcgis/rest/services/HIGHWAY_LIGHTING/HighwayLighting_Reference/FeatureServer/7/588557/attachments/ | http://data.mapchannels.com/dualmaps6/map.htm?lat=39.142139&lng=-84.468744
08 | HAMILTON | HAM | RA | 31283 |  | 0.43 |  | SHAMRA31283**C | HAM-31283-0.430 | 39.1417 | -84.4687 | 2025-12-31 | Active |  |  |  | State | HL0020287 |  |  | State | DA4 | Conventional | [14 empty] | No | No | No |  | HPS | 1 | [26 empty] | 2025-11-05 19:59 | NULL |  | 2025-11-05 19:59 | Dsnyder5 | 2018-12-10 19:29 | ascott3 | 2025-05-21 13:59 | No | No | No | No | No | Standing | None | None | None | No | No | No |  | No | 2025-11-05 19:59 | 2025-11-05 19:59 | ascott3 | 2025-11-05 19:59 | ascott3 | 2025-11-05 19:59 | No Photo Available | No Photo Available | http://data.mapchannels.com/dualmaps6/map.htm?lat=39.141746&lng=-84.468715
08 | HAMILTON | HAM | RA | 31284 |  | 0.034 |  | SHAMRA31284**C | HAM-31284-0.034 | 39.1438 | -84.4708 | 2025-12-31 | Active |  |  |  | State | HL0007131 |  |  | State | 8-17-17 | Conventional | [14 empty] | No | No | No |  | HPS | [27 empty] | 2025-11-05 20:00 | NULL |  | 2025-11-05 20:00 | Dsnyder5 | 2018-06-07 19:08 | ascott3 | 2024-07-15 13:54 | No | No | No | No | No | Standing | None | None | None | No | No | No |  | No | 2025-11-05 20:00 | 2025-11-05 20:00 | ascott3 | 2025-11-05 20:00 | ascott3 | 2025-11-05 20:00 | No Photo Available | No Photo Available | http://data.mapchannels.com/dualmaps6/map.htm?lat=39.143794&lng=-84.470824
08 | HAMILTON | HAM | RA | 31284 |  | 0.067 |  | SHAMRA31284**C | HAM-31284-0.067 | 39.1438 | -84.4714 | 2025-12-31 | Active |  |  |  | State | HL0007222 |  |  | State | 8-17-16 | Conventional | [14 empty] | No | No | No |  | HPS | [27 empty] | 2025-11-05 20:00 | NULL |  | 2025-11-05 20:00 | Dsnyder5 | 2018-06-07 19:08 | ascott3 | 2024-07-15 13:55 | No | No | No | No | No | Standing | None | None | None | No | No | No |  | No | 2025-11-05 20:00 | 2025-11-05 20:00 | ascott3 | 2025-11-05 20:00 | ascott3 | 2025-11-05 20:00 | No Photo Available | No Photo Available | http://data.mapchannels.com/dualmaps6/map.htm?lat=39.143815&lng=-84.471422
08 | HAMILTON | HAM | RA | 31284 |  | 0.103 |  | SHAMRA31284**C | HAM-31284-0.103 | 39.1438 | -84.4721 | 2025-12-31 | Active |  |  |  | State | HL0017484 |  |  | State | Z-1 | Conventional | [14 empty] | No | No | No |  | HPS | 1 | [26 empty] | 2025-11-05 20:01 | NULL |  | 2025-11-05 20:01 | Dsnyder5 | 2018-06-07 19:08 | ascott3 | 2025-05-22 10:57 | No | No | No | No | No | Standing | None | None | None | No | No | No |  | No | 2025-11-05 20:01 | 2025-11-05 20:01 | ascott3 | 2025-11-05 20:02 | ascott3 | 2025-11-05 20:02 | No Photo Available | No Photo Available | http://data.mapchannels.com/dualmaps6/map.htm?lat=39.143833&lng=-84.472093
08 | HAMILTON | HAM | RA | 31284 |  | 0.141 |  | SHAMRA31284**C | HAM-31284-0.141 | 39.1439 | -84.4728 | 2025-12-31 | Active |  |  |  | State | HL0019971 |  |  | State | 8-17-14 | Conventional | [14 empty] | No | No | No |  | LED | 1 |  | 129 | [24 empty] | 2025-11-05 20:02 | NULL |  | 2025-11-05 20:02 | Dsnyder5 | 2018-06-07 19:08 | ascott3 | 2025-02-13 15:55 | No | No | No | No | No | Standing | None | None | None | No | No | No |  | No | 2025-11-05 20:02 | 2025-11-05 20:02 | ascott3 | 2025-11-05 20:02 | ascott3 | 2025-11-05 20:02 | No Photo Available | No Photo Available | http://data.mapchannels.com/dualmaps6/map.htm?lat=39.143860&lng=-84.472809
08 | HAMILTON | HAM | RA | 31284 |  | 0.183 |  | SHAMRA31284**C | HAM-31284-0.183 | 39.1439 | -84.4736 | 2025-12-31 | Active |  |  |  | State | HL0015921 |  |  | State | Z-2 | Conventional | [14 empty] | No | No | No |  | HPS | 1 | [26 empty] | 2025-11-05 20:03 | NULL |  | 2025-11-05 20:03 | Dsnyder5 | 2018-06-07 19:07 | ascott3 | 2025-05-22 10:58 | No | No | No | No | No | Standing | None | None | None | No | No | No |  | No | 2025-11-05 20:03 | 2025-11-05 20:03 | ascott3 | 2025-11-05 20:03 | ascott3 | 2025-11-05 20:03 | No Photo Available | No Photo Available | http://data.mapchannels.com/dualmaps6/map.htm?lat=39.143896&lng=-84.473576
08 | HAMILTON | HAM | RA | 31284 |  | 0.224 |  | SHAMRA31284**C | HAM-31284-0.224 | 39.144 | -84.4743 | 2025-12-31 | Active |  |  |  | State | HL0026925 |  |  | State | Z-3 | Conventional | [14 empty] | No | No | No |  | HPS | 1 | [26 empty] | 2025-11-05 20:03 | NULL |  | 2025-11-05 20:03 | Dsnyder5 | 2018-06-07 19:07 | ascott3 | 2025-05-22 10:58 | No | No | No | No | No | Standing | None | None | None | No | No | No |  | No | 2025-11-05 20:03 | 2025-11-05 20:03 | ascott3 | 2025-11-05 20:04 | ascott3 | 2025-11-05 20:04 | No Photo Available | No Photo Available | http://data.mapchannels.com/dualmaps6/map.htm?lat=39.143960&lng=-84.474327
08 | HAMILTON | HAM | RA | 31284 |  | 0.263 |  | SHAMRA31284**C | HAM-31284-0.263 | 39.144 | -84.4751 | 2025-12-31 | Active |  |  |  | State | HL0023613 |  |  | State | Z-4 | Conventional | [14 empty] | No | No | No |  | HPS | 1 | [26 empty] | 2025-11-05 20:04 | NULL |  | 2025-11-05 20:04 | Dsnyder5 | 2018-06-07 19:07 | ascott3 | 2025-05-22 10:59 | No | No | No | No | No | Standing | None | None | None | No | No | No |  | No | 2025-11-05 20:04 | 2025-11-05 20:04 | ascott3 | 2025-11-05 20:04 | ascott3 | 2025-11-05 20:04 | No Photo Available | No Photo Available | http://data.mapchannels.com/dualmaps6/map.htm?lat=39.144037&lng=-84.475059
08 | HAMILTON | HAM | RA | 31284 |  | 0.303 |  | SHAMRA31284**C | HAM-31284-0.303 | 39.1441 | -84.4758 | 2025-12-31 | Active |  |  |  | State | HL0008460 |  |  | State | Z-5 | Conventional | [14 empty] | No | No | No |  | HPS | 1 | [26 empty] | 2025-11-05 20:05 | NULL |  | 2025-11-05 20:05 | Dsnyder5 | 2018-06-07 19:07 | ascott3 | 2025-05-22 11:00 | No | No | No | No | No | Standing | None | None | None | No | No | No |  | No | 2025-11-05 20:05 | 2025-11-05 20:05 | ascott3 | 2025-11-05 20:05 | ascott3 | 2025-11-05 20:05 | No Photo Available | No Photo Available | http://data.mapchannels.com/dualmaps6/map.htm?lat=39.144135&lng=-84.475781
08 | HAMILTON | HAM | RA | 31284 |  | 0.344 |  | SHAMRA31284**C | HAM-31284-0.344 | 39.1442 | -84.4765 | 2025-12-31 | Active |  |  |  | State | HL0016586 |  |  | State | Z-6 | Conventional | [14 empty] | No | No | No |  | HPS | 1 | [26 empty] | 2025-11-05 20:05 | NULL |  | 2025-11-05 20:05 | Dsnyder5 | 2018-06-07 19:07 | ascott3 | 2025-05-22 11:00 | No | No | No | No | No | Standing | None | None | None | No | No | No |  | No | 2025-11-05 20:05 | 2025-11-05 20:05 | ascott3 | 2025-11-05 20:05 | ascott3 | 2025-11-05 20:05 | No Photo Available | No Photo Available | http://data.mapchannels.com/dualmaps6/map.htm?lat=39.144239&lng=-84.476535
08 | HAMILTON | HAM | RA | 31284 |  | 0.382 |  | SHAMRA31284**C | HAM-31284-0.382 | 39.1443 | -84.4772 | 2025-12-31 | Active |  |  |  | State | HL0022293 |  |  | State | Z-7 | Conventional | [14 empty] | No | No | No |  | HPS | 1 | [26 empty] | 2025-11-05 20:06 | NULL |  | 2025-11-05 20:06 | Dsnyder5 | 2018-06-07 19:07 | ascott3 | 2025-05-22 11:01 | No | No | No | No | No | Standing | None | None | None | No | No | No |  | No | 2025-11-05 20:06 | 2025-11-05 20:06 | ascott3 | 2025-11-05 20:06 | ascott3 | 2025-11-05 20:06 | No Photo Available | No Photo Available | http://data.mapchannels.com/dualmaps6/map.htm?lat=39.144345&lng=-84.477202
08 | HAMILTON | HAM | RA | 31284 |  | 0.425 |  | SHAMRA31284**C | HAM-31284-0.425 | 39.1446 | -84.4779 | 2025-12-31 | Active |  |  |  | State | HL0001456 |  |  | State | Z-8 | Conventional | [14 empty] | No | No | No |  | HPS | 1 | [26 empty] | 2025-11-05 20:06 | NULL |  | 2025-11-05 20:07 | Dsnyder5 | 2018-06-07 19:06 | ascott3 | 2025-05-22 11:02 | No | No | No | No | No | Standing | None | None | None | No | No | No |  | No | 2025-11-05 20:06 | 2025-11-05 20:07 | ascott3 | 2025-11-05 20:07 | ascott3 | 2025-11-05 20:07 | No Photo Available | No Photo Available | http://data.mapchannels.com/dualmaps6/map.htm?lat=39.144618&lng=-84.477927
08 | HAMILTON | HAM | RA | 31284 |  | 0.463 |  | SHAMRA31284**C | HAM-31284-0.463 | 39.1448 | -84.4786 | 2025-12-31 | Active |  |  |  | State | HL0013331 |  |  | State | Z-9 | Conventional | [14 empty] | No | No | No |  | HPS | 1 | [26 empty] | 2025-11-05 20:07 | NULL |  | 2025-11-05 20:07 | Dsnyder5 | 2018-06-07 19:07 | ascott3 | 2025-05-22 11:02 | No | No | No | No | No | Standing | None | None | None | No | No | No |  | No | 2025-11-05 20:07 | 2025-11-05 20:07 | ascott3 | 2025-11-05 20:07 | ascott3 | 2025-11-05 20:07 | No Photo Available | No Photo Available | http://data.mapchannels.com/dualmaps6/map.htm?lat=39.144778&lng=-84.478619
08 | HAMILTON | HAM | RA | 31284 |  | 0.502 |  | SHAMRA31284**C | HAM-31284-0.502 | 39.1446 | -84.4793 | 2025-12-31 | Active |  |  |  | State | HL0034896 |  |  | State | 8-17-5 | Conventional | [14 empty] | No | No | No |  | HPS | [27 empty] | 2025-11-05 20:08 | NULL |  | 2025-11-05 20:08 | rdixon5 | 2022-01-12 05:11 | rdixon5 | 2022-01-12 05:11 | No | No | No | No | No | Standing | None | None | None | No | No | No |  | No | 2025-11-05 20:08 | 2025-11-05 20:08 | ascott3 | 2025-11-05 20:09 | ascott3 | 2025-11-05 20:09 | No Photo Available | No Photo Available | http://data.mapchannels.com/dualmaps6/map.htm?lat=39.144611&lng=-84.479333
08 | HAMILTON | HAM | RA | 31284 |  | 0.541 |  | SHAMRA31284**C | HAM-31284-0.541 | 39.1444 | -84.48 | 2025-12-31 | Active |  |  |  | State | HL0009999 |  |  | State | Z-11 | Conventional | [14 empty] | No | No | No |  | HPS | 1 | [26 empty] | 2025-11-05 20:07 | NULL |  | 2025-11-05 20:07 | Dsnyder5 | 2018-06-07 19:06 | ascott3 | 2025-05-22 11:03 | No | No | No | No | No | Standing | None | None | None | No | No | No |  | No | 2025-11-05 20:07 | 2025-11-05 20:07 | ascott3 | 2025-11-05 20:07 | ascott3 | 2025-11-05 20:07 | No Photo Available | No Photo Available | http://data.mapchannels.com/dualmaps6/map.htm?lat=39.144366&lng=-84.480008
08 | HAMILTON | HAM | RA | 31284 |  | 0.579 |  | SHAMRA31284**C | HAM-31284-0.579 | 39.1441 | -84.4806 | 2025-12-31 | Active |  |  |  | State | HL0010038 |  |  | State | Z-12 | Conventional | [14 empty] | No | No | No |  | HPS | 1 | [26 empty] | 2025-11-05 20:07 | NULL |  | 2025-11-05 20:07 | Dsnyder5 | 2018-06-07 19:06 | ascott3 | 2025-05-22 11:03 | No | No | No | No | No | Standing | None | None | None | No | No | No |  | No | 2025-11-05 20:07 | 2025-11-05 20:07 | ascott3 | 2025-11-05 20:07 | ascott3 | 2025-11-05 20:07 | No Photo Available | No Photo Available | http://data.mapchannels.com/dualmaps6/map.htm?lat=39.144052&lng=-84.480571
08 | HAMILTON | HAM | RA | 31284 |  | 0.616 |  | SHAMRA31284**C | HAM-31284-0.616 | 39.1437 | -84.4811 | 2025-12-31 | Active |  |  |  | State | HL0006149 |  |  | State | Z-13 | Conventional | [14 empty] | No | No | No |  | HPS | 1 | [26 empty] | 2025-11-05 20:06 | NULL |  | 2025-11-05 20:06 | Dsnyder5 | 2018-06-07 19:06 | ascott3 | 2025-05-22 11:04 | No | No | No | No | No | Standing | None | None | None | No | No | No |  | No | 2025-11-05 20:06 | 2025-11-05 20:06 | ascott3 | 2025-11-05 20:06 | ascott3 | 2025-11-05 20:06 | No Photo Available | No Photo Available | http://data.mapchannels.com/dualmaps6/map.htm?lat=39.143723&lng=-84.481135
08 | HAMILTON | HAM | RA | 31284 |  | 0.65 |  | SHAMRA31284**C | HAM-31284-0.650 | 39.1435 | -84.4817 | 2025-12-31 | Active |  |  |  | State | HL0034887 |  |  | State | 8-17-1 | Conventional | [14 empty] | No | No | No |  | HPS | [27 empty] | 2025-11-05 20:06 | NULL |  | 2025-11-05 20:06 | rdixon5 | 2022-01-12 05:11 | rdixon5 | 2022-01-12 05:11 | No | No | No | No | No | Standing | None | None | None | No | No | No |  | No | 2025-11-05 20:06 | 2025-11-05 20:06 | ascott3 | 2025-11-05 20:06 | ascott3 | 2025-11-05 20:06 | No Photo Available | No Photo Available | http://data.mapchannels.com/dualmaps6/map.htm?lat=39.143457&lng=-84.481666
08 | HAMILTON | HAM | RA | 31285 |  | 0.225 |  | SHAMRA31285**C | HAM-31285-0.225 | 39.1695 | -84.4221 | 2025-12-31 | Active |  |  |  | State | HL0008214 |  |  | State | 26-47-1 | Low Mast | [14 empty] | No | No | No |  | HPS | [27 empty] | 2025-10-27 13:41 | NULL |  |  | mhurlow1 | 2018-05-09 17:51 | ascott3 | 2024-07-12 16:57 | No | No | No | No | No | Standing | None | None | None | No | No | No |  | No | 2025-10-27 13:41 |  | csonner1 | 2025-10-27 13:42 | csonner1 | 2025-10-27 13:42 | No Photo Available | No Photo Available | http://data.mapchannels.com/dualmaps6/map.htm?lat=39.169469&lng=-84.422069
08 | HAMILTON | HAM | RA | 31285 |  | 0.253 |  | SHAMRA31285**C | HAM-31285-0.253 | 39.1698 | -84.4222 | 2025-12-31 | Active |  |  |  | State | HL0011102 |  |  | State |  | Low Mast | [14 empty] | No | No | No |  | HPS | [27 empty] | 2024-07-12 17:01 | NULL |  |  | mhurlow1 | 2018-05-09 17:50 | mhurlow1 | 2018-05-09 17:50 | No | No | No | No | No | Down | None | None | None | No | No | No |  |  | 2024-07-12 17:01 |  | ascott3 | 2024-07-12 17:02 | ascott3 | 2024-07-12 17:02 | No Photo Available | https://collectorweb.dot.state.oh.us/arcgis/rest/services/HIGHWAY_LIGHTING/HighwayLighting_Reference/FeatureServer/7/488579/attachments/ | http://data.mapchannels.com/dualmaps6/map.htm?lat=39.169831&lng=-84.422214
08 | HAMILTON | HAM | RA | 31285 |  | 0.284 |  | SHAMRA31285**C | HAM-31285-0.284 | 39.1703 | -84.4223 | 2025-12-31 | Active |  |  |  | State | HL0022009 |  |  | State |  | Low Mast | [14 empty] | No | No | No |  | HPS | [27 empty] | 2025-10-27 14:50 | NULL |  |  | mhurlow1 | 2018-05-09 17:49 | mhurlow1 | 2018-05-09 17:49 | No | No | No | No | No | Standing | None | None | None | No | No | No |  | No | 2025-10-27 14:50 |  | csonner1 | 2025-10-27 14:50 | csonner1 | 2025-10-27 14:50 | No Photo Available | No Photo Available | http://data.mapchannels.com/dualmaps6/map.htm?lat=39.170272&lng=-84.422265
08 | HAMILTON | HAM | RA | 31286 |  | 0.267 |  | SHAMRA31286**C | HAM-31286-0.267 | 39.1668 | -84.4226 | 2025-12-31 | Retired |  |  |  | State | HL0030540 |  |  | State | 21 43 4 | Tower |  | 4 | [12 empty] | No | No | No | SR-562 | HPS | [28 empty] | NULL |  |  | darshan.singh | 2014-12-19 09:10 | acode1@Admin | 2024-02-29 15:26 | No | No | No | No | No | Standing | None | None | None | No | No | No | None ¦ None |  | 2014-12-19 09:10 |  | darshan.singh | 2014-12-19 09:10 | darshan.singh | 2014-12-19 09:10 | No Photo Available | No Photo Available | http://data.mapchannels.com/dualmaps6/map.htm?lat=39.166821&lng=-84.422555
08 | HAMILTON | HAM | RA | 31287 |  | 0 |  | SHAMRA31287**C | HAM-31287-0.000 | 39.168 | -84.4204 | 2025-12-31 | Active | 2025-07-01 15:05 |  |  | State | HL0040506 |  |  | State |  | Conventional | No | [6 empty] | 1 | [6 empty] | No | No | No |  | HPS | 1 | 200 |  |  | No |  |  |  | 480 L-N |  | No | No |  | No | [13 empty] | 2025-10-27 14:50 | NULL |  |  | odotonline\rsuing | 2025-07-30 15:08 | odotonline\rsuing | 2025-07-30 15:08 | No | No | No | No | No | Standing | None | None | None | No | No | No |  | No | 2025-10-27 14:50 |  | csonner1 | 2025-10-27 14:51 | csonner1 | 2025-10-27 14:51 | https://collectorweb.dot.state.oh.us/arcgis/rest/services/HIGHWAY_LIGHTING/HighwayLighting_Reference/FeatureServer/6/455979/attachments/ | No Photo Available | http://data.mapchannels.com/dualmaps6/map.htm?lat=39.167985&lng=-84.420355
08 | HAMILTON | HAM | RA | 31287 |  | 0.057 |  | SHAMRA31287**C | HAM-31287-0.057 | 39.1676 | -84.4211 | 2025-12-31 | Active |  |  |  | State | HL0029352 |  |  | State | 22 44 2 | Tower |  | 4 | [12 empty] | No | No | No | Kennedy Ridge (1 bolt sounds hollow) | HPS | [27 empty] | 2026-02-04 18:02 | 8 - Needs Inspected in 8 CY |  | 2026-02-04 18:02 | darshan.singh | 2014-12-16 13:57 | darshan.singh | 2014-12-16 13:59 | No | No | No | No | No | Standing | None | None | None | No | No | No | Good | No | 2026-02-04 18:02 | 2026-02-04 18:02 | csonner1 | 2026-02-04 18:03 | csonner1 | 2026-02-04 18:03 | No Photo Available | https://collectorweb.dot.state.oh.us/arcgis/rest/services/HIGHWAY_LIGHTING/HighwayLighting_Reference/FeatureServer/7/583350/attachments/ | http://data.mapchannels.com/dualmaps6/map.htm?lat=39.167570&lng=-84.421085
08 | HAMILTON | HAM | RA | 31289 |  | 0.017 |  | SHAMRA31289**C | HAM-31289-0.017 | 39.1648 | -84.4215 | 2025-12-31 | Active |  |  |  | State | HL0040989 |  |  | State | 23-46-5 | Low Mast | [14 empty] | No | No | No |  | HPS | 1 | [26 empty] | 2025-10-27 15:41 | NULL |  |  | csonner1 | 2025-10-27 15:41 | csonner1 | 2025-10-27 15:41 | No | No | No | No | No | Standing | None | None | None | No | No | No | NEEDS LED SWITCH OUT STILL HAS HPS AND NEEDS #10 AWG pulled up to fixture | Yes | 2025-10-27 15:41 |  | csonner1 | 2025-10-27 15:42 | csonner1 | 2025-10-27 15:42 | No Photo Available | No Photo Available | http://data.mapchannels.com/dualmaps6/map.htm?lat=39.164813&lng=-84.421523
08 | HAMILTON | HAM | RA | 31289 |  | 0.042 |  | SHAMRA31289**C | HAM-31289-0.042 | 39.165 | -84.4219 | 2025-12-31 | Active |  |  |  | State | HL0040990 |  |  | State | 23-46-4 | Low Mast | [14 empty] | No | No | No |  | HPS | 1 | [26 empty] | 2025-10-27 15:54 | NULL |  |  | csonner1 | 2025-10-27 15:54 | csonner1 | 2025-10-27 15:54 | No | No | No | No | No | Standing | None | None | None | No | No | No | Needs LED SWITCH OUT | Yes | 2025-10-27 15:54 |  | csonner1 | 2025-10-27 15:55 | csonner1 | 2025-10-27 15:55 | No Photo Available | No Photo Available | http://data.mapchannels.com/dualmaps6/map.htm?lat=39.165044&lng=-84.421916
08 | HAMILTON | HAM | RA | 31289 |  | 0.075 |  | SHAMRA31289**C | HAM-31289-0.075 | 39.1652 | -84.4225 | 2025-12-31 | Active |  |  |  | State | HL0040988 |  |  | State | 23-46-3 | Low Mast | [14 empty] | No | No | No |  | HPS | 1 | [26 empty] | 2025-10-27 15:55 | NULL |  |  | csonner1 | 2025-10-27 15:55 | csonner1 | 2025-10-27 15:55 | No | No | No | No | No | Standing | None | None | None | No | No | No | Needs LED SWITCH OUT | Yes | 2025-10-27 15:55 |  | csonner1 | 2025-10-27 15:56 | csonner1 | 2025-10-27 15:56 | No Photo Available | No Photo Available | http://data.mapchannels.com/dualmaps6/map.htm?lat=39.165243&lng=-84.422484
08 | HAMILTON | HAM | RA | 31289 |  | 0.1 |  | SHAMRA31289**C | HAM-31289-0.100 | 39.1651 | -84.423 | 2025-12-31 | Active |  |  |  | State | HL0016874 |  |  | State |  | Conventional | [14 empty] | No | No | No |  | HPS | [28 empty] | NULL |  |  | mhurlow1 | 2018-08-20 13:24 | mhurlow1 | 2018-08-20 13:24 | [20 empty] | No Photo Available | No Photo Available | http://data.mapchannels.com/dualmaps6/map.htm?lat=39.165062&lng=-84.422982
08 | HAMILTON | HAM | RA | 31289 |  | 0.441 |  | SHAMRA31289**C | HAM-31289-0.441 | 39.165 | -84.4292 | 2025-12-31 | Active |  |  |  | State | HL0030143 |  |  | State | 20 41 4 | Tower |  | 4 | [12 empty] | No | No | No | SR-562 | HPS | [27 empty] | 2022-01-12 03:51 | 4 - Needs Inspected in 4 CY |  |  | eric.young | 2014-12-18 10:39 | eric.young | 2014-12-18 10:39 | No | No | No | No | No | Standing | None | None | None | No | No | No |  |  | 2022-01-12 03:51 |  | rdixon5 | 2022-01-12 03:51 | rdixon5 | 2022-01-12 03:51 | No Photo Available | No Photo Available | http://data.mapchannels.com/dualmaps6/map.htm?lat=39.164979&lng=-84.429234
08 | HAMILTON | HAM | RA | 31289 |  | 0.523 |  | SHAMRA31289**C | HAM-31289-0.523 | 39.1647 | -84.4308 | 2025-12-31 | Active |  |  |  | State | HL0030125 |  |  | State | 20 41 3 | Tower |  | 4 | [12 empty] | No | No | No | SR-562 | HPS | [27 empty] | 2022-12-02 14:14 | 4 - Needs Inspected in 4 CY |  |  | eric.young | 2014-12-18 10:34 | eric.young | 2014-12-18 10:36 | No | No | No | No | No | Standing | None | None | None | No | No | No |  |  | 2022-12-02 14:14 |  | csonner1 | 2022-12-02 14:14 | csonner1 | 2022-12-02 14:14 | No Photo Available | No Photo Available | http://data.mapchannels.com/dualmaps6/map.htm?lat=39.164706&lng=-84.430757
08 | HAMILTON | HAM | RA | 31290 |  | 0.059 |  | SHAMRA31290**C | HAM-31290-0.059 | 39.1653 | -84.4241 | 2025-12-31 | Active |  |  |  | State | HL0030060 |  |  | State | 23 46 1 | Tower |  | 4 | [12 empty] | No | No | No | SR-562 | HPS | [27 empty] | 2026-02-04 16:37 | 8 - Needs Inspected in 8 CY |  | 2026-02-04 16:38 | eric.young | 2014-12-18 09:59 | eric.young | 2014-12-18 10:01 | No | No | No | No | No | Standing | None | None | None | No | No | No | Good | No | 2026-02-04 16:37 | 2026-02-04 16:38 | csonner1 | 2026-02-04 16:38 | csonner1 | 2026-02-04 16:38 | No Photo Available | https://collectorweb.dot.state.oh.us/arcgis/rest/services/HIGHWAY_LIGHTING/HighwayLighting_Reference/FeatureServer/7/581737/attachments/ | http://data.mapchannels.com/dualmaps6/map.htm?lat=39.165350&lng=-84.424079
08 | HAMILTON | HAM | RA | 31290 |  | 0.128 |  | SHAMRA31290**C | HAM-31290-0.128 | 39.1652 | -84.4253 | 2025-12-31 | Active |  |  |  | State | HL0030065 |  |  | State | 23 45 1 | Tower |  | 4 | [12 empty] | No | No | No | SR-562 | HPS | [27 empty] | 2026-02-04 16:41 | 8 - Needs Inspected in 8 CY |  | 2026-02-04 16:41 | eric.young | 2014-12-18 10:03 | eric.young | 2014-12-18 10:10 | No | No | No | No | No | Standing | None | None | None | No | No | No | Good | No | 2026-02-04 16:41 | 2026-02-04 16:41 | csonner1 | 2026-02-04 16:42 | csonner1 | 2026-02-04 16:42 | No Photo Available | https://collectorweb.dot.state.oh.us/arcgis/rest/services/HIGHWAY_LIGHTING/HighwayLighting_Reference/FeatureServer/7/581337/attachments/ | http://data.mapchannels.com/dualmaps6/map.htm?lat=39.165165&lng=-84.425327
08 | HAMILTON | HAM | RA | 31292 |  | 0.491 |  | SHAMRA31292**C | HAM-31292-0.491 | 39.1638 | -84.4289 | 2025-12-31 | Active |  |  |  | State | HL0030532 |  |  | State | 20 41 7 | Tower |  | 4 | [12 empty] | No | No | No | SR-562 | HPS | [27 empty] | 2025-08-22 15:57 | 7 - Needs Inspected in 7 CY |  | 2025-08-22 15:57 | darshan.singh | 2014-12-19 09:02 | darshan.singh | 2014-12-19 09:02 | No | No | No | No | No | Standing | None | None | None | No | No | No | MICE TRIPPED BREAKER/TROUBLESHOOT | No | 2025-08-22 15:57 | 2025-08-22 15:57 | csonner1 | 2025-08-22 15:58 | csonner1 | 2025-08-22 15:58 | No Photo Available | No Photo Available | http://data.mapchannels.com/dualmaps6/map.htm?lat=39.163767&lng=-84.428942
08 | HAMILTON | HAM | RA | 31294 |  | 0.256 |  | SHAMRA31294**C | HAM-31294-0.256 | 39.1636 | -84.4306 | 2025-12-31 | Active |  |  |  | State | HL0030055 |  |  | State | 20 41 6 | Tower |  | 4 | [12 empty] | No | No | No | SR-562 (1 bolt sounds dead, 1 crack in fndn at blt | HPS | [27 empty] | 2026-02-04 16:31 | 8 - Needs Inspected in 8 CY |  | 2026-02-04 16:31 | eric.young | 2014-12-18 09:53 | eric.young | 2014-12-18 10:17 | No | No | No | No | No | Standing | None | None | None | No | No | No | Good | No | 2026-02-04 16:31 | 2026-02-04 16:31 | csonner1 | 2026-02-04 16:31 | csonner1 | 2026-02-04 16:31 | No Photo Available | https://collectorweb.dot.state.oh.us/arcgis/rest/services/HIGHWAY_LIGHTING/HighwayLighting_Reference/FeatureServer/7/582138/attachments/ | http://data.mapchannels.com/dualmaps6/map.htm?lat=39.163643&lng=-84.430632
08 | HAMILTON | HAM | RA | 31294 |  | 0.625 |  | SHAMRA31294**C | HAM-31294-0.625 | 39.1646 | -84.4244 | 2025-12-31 | Active |  |  |  | State | HL0022962 |  |  | State | 23-45-5 | Low Mast | [14 empty] | No | No | No |  | HPS | 1 | [27 empty] | NULL |  |  | mhurlow1 | 2018-05-09 18:42 | csonner1 | 2025-10-27 16:14 | [20 empty] | No Photo Available | No Photo Available | http://data.mapchannels.com/dualmaps6/map.htm?lat=39.164608&lng=-84.424370
08 | HAMILTON | HAM | RA | 31294 |  | 0.683 |  | SHAMRA31294**C | HAM-31294-0.683 | 39.1648 | -84.4233 | 2025-12-31 | Active |  |  |  | State | HL0011356 |  |  | State |  | Conventional | [14 empty] | No | No | No |  | HPS | [28 empty] | NULL |  |  | mhurlow1 | 2018-08-20 13:26 | mhurlow1 | 2018-08-20 13:26 | [20 empty] | No Photo Available | No Photo Available | http://data.mapchannels.com/dualmaps6/map.htm?lat=39.164752&lng=-84.423299
08 | HAMILTON | HAM | RA | 31295 |  | 0 |  | SHAMRA31295**C | HAM-31295-0.000 | 39.1655 | -84.423 | 2025-12-31 | Active |  |  |  | State | HL0003483 |  |  | State |  | Conventional | [14 empty] | No | No | No |  | HPS | [28 empty] | NULL |  |  | mhurlow1 | 2018-08-20 13:24 | mhurlow1 | 2018-08-20 13:24 | [20 empty] | No Photo Available | No Photo Available | http://data.mapchannels.com/dualmaps6/map.htm?lat=39.165484&lng=-84.422965
08 | HAMILTON | HAM | RA | 31295 |  | 0.011 |  | SHAMRA31295**C | HAM-31295-0.011 | 39.1653 | -84.4233 | 2025-12-31 | Active |  |  |  | State | HL0013283 |  |  | State | 23-46-2 | Low Mast | [14 empty] | No | No | No |  | HPS | 1 | [27 empty] | NULL |  |  | mhurlow1 | 2018-08-20 13:23 | csonner1 | 2025-10-27 15:26 | [20 empty] | No Photo Available | No Photo Available | http://data.mapchannels.com/dualmaps6/map.htm?lat=39.165292&lng=-84.423303
08 | HAMILTON | HAM | RA | 31295 |  | 0.039 |  | SHAMRA31295**C | HAM-31295-0.039 | 39.165 | -84.4235 | 2025-12-31 | Retired |  |  |  | State | HL0009692 |  |  | State |  | Low Mast | [14 empty] | No | No | No |  | HPS | 1 | [27 empty] | NULL |  |  | mhurlow1 | 2018-05-09 18:42 | csonner1 | 2025-10-27 16:19 | [20 empty] | No Photo Available | No Photo Available | http://data.mapchannels.com/dualmaps6/map.htm?lat=39.164991&lng=-84.423470
08 | HAMILTON | HAM | RA | 31295 |  | 0.27 |  | SHAMRA31295**C | HAM-31295-0.270 | 39.1641 | -84.4276 | 2025-12-31 | Active |  |  |  | State | HL0030086 |  |  | State | 23 45 3 | Tower |  | 4 | [12 empty] | No | No | No | SR-562 | HPS | [27 empty] | 2026-02-04 16:47 | 8 - Needs Inspected in 8 CY |  | 2026-02-04 16:47 | eric.young | 2014-12-18 10:15 | eric.young | 2014-12-18 10:15 | No | No | No | No | No | Standing | None | None | None | No | No | No | Good | No | 2026-02-04 16:47 | 2026-02-04 16:47 | csonner1 | 2026-02-04 16:48 | csonner1 | 2026-02-04 16:48 | No Photo Available | https://collectorweb.dot.state.oh.us/arcgis/rest/services/HIGHWAY_LIGHTING/HighwayLighting_Reference/FeatureServer/7/580934/attachments/ | http://data.mapchannels.com/dualmaps6/map.htm?lat=39.164093&lng=-84.427595
08 | HAMILTON | HAM | RA | 31296 |  | 0.121 |  | SHAMRA31296**C | HAM-31296-0.121 | 39.1647 | -84.4262 | 2025-12-31 | Active |  |  |  | State | HL0030069 |  |  | State | 23 45 2 | Tower |  | 4 | [12 empty] | No | No | No | SR-562 | HPS | [27 empty] | 2025-08-22 15:49 | 7 - Needs Inspected in 7 CY |  | 2025-08-22 15:49 | eric.young | 2014-12-18 10:07 | eric.young | 2014-12-18 10:07 | No | No | No | No | No | Standing | None | None | None | No | No | No | TROUBLESHOOT/ BREAKER SWITCH TRIPPED | No | 2025-08-22 15:49 | 2025-08-22 15:49 | csonner1 | 2025-08-22 15:50 | csonner1 | 2025-08-22 15:50 | No Photo Available | No Photo Available | http://data.mapchannels.com/dualmaps6/map.htm?lat=39.164689&lng=-84.426212
08 | HAMILTON | HAM | RA | 31297 |  | 0.042 |  | SHAMRA31297**C | HAM-31297-0.042 | 39.1643 | -84.4251 | 2025-12-31 | Active |  |  |  | State | HL0023421 |  |  | State | 23-45-4 | Low Mast | [14 empty] | No | No | No |  | HPS | 1 | [26 empty] | 2025-10-27 16:07 | NULL |  |  | mhurlow1 | 2018-05-09 18:40 | csonner1 | 2025-10-27 16:06 | No | No | No | No | No | Standing | None | None | None | No | No | No |  | No | 2025-10-27 16:07 |  | csonner1 | 2025-10-27 16:07 | csonner1 | 2025-10-27 16:07 | No Photo Available | No Photo Available | http://data.mapchannels.com/dualmaps6/map.htm?lat=39.164333&lng=-84.425082
08 | HAMILTON | HAM | RA | 31297 |  | 0.079 |  | SHAMRA31297**C | HAM-31297-0.079 | 39.1639 | -84.4247 | 2025-12-31 | Active | 2025-08-22 15:42 |  |  | State | HL0015501 |  |  | State | C-1 | Conventional | [14 empty] | No | No | No |  | HPS | 1 |  | 129 | [24 empty] | 2025-10-27 15:00 | NULL |  |  | mhurlow1 | 2018-05-09 18:40 | csonner1 | 2025-08-22 15:43 | No | No | No | No | No | Standing | None | None | None | No | No | No |  | No | 2025-10-27 15:00 |  | csonner1 | 2025-10-27 15:00 | csonner1 | 2025-10-27 15:00 | No Photo Available | No Photo Available | http://data.mapchannels.com/dualmaps6/map.htm?lat=39.163938&lng=-84.424723
08 | HAMILTON | HAM | RA | 31299 |  | 0.018 |  | SHAMRA31299**C | HAM-31299-0.018 | 39.1647 | -84.4236 | 2025-12-31 | Active |  |  |  | State | HL0040991 |  |  | State | 23-45-6 | Low Mast | [14 empty] | No | No | No |  | HPS | 1 | [27 empty] | NULL |  |  | csonner1 | 2025-10-27 16:20 | csonner1 | 2025-10-27 16:20 | [20 empty] | No Photo Available | No Photo Available | http://data.mapchannels.com/dualmaps6/map.htm?lat=39.164707&lng=-84.423558
08 | HAMILTON | HAM | RA | 31299 |  | 0.04 |  | SHAMRA31299**C | HAM-31299-0.040 | 39.1645 | -84.4233 | 2025-12-31 | Active |  |  |  | State | HL0002727 |  |  | State |  | Conventional | [14 empty] | No | No | No |  | HPS | [28 empty] | NULL |  |  | mhurlow1 | 2018-08-20 13:25 | mhurlow1 | 2018-08-20 13:25 | [20 empty] | No Photo Available | No Photo Available | http://data.mapchannels.com/dualmaps6/map.htm?lat=39.164478&lng=-84.423312
08 | HAMILTON | HAM | RA | 31299 |  | 0.05 |  | SHAMRA31299**C | HAM-31299-0.050 | 39.1643 | -84.4232 | 2025-12-31 | Active |  |  |  | State | HL0015124 |  |  | State |  | Conventional | [14 empty] | No | No | No |  | HPS | [28 empty] | NULL |  |  | mhurlow1 | 2018-05-09 18:43 | mhurlow1 | 2018-07-19 14:55 | [20 empty] | No Photo Available | No Photo Available | http://data.mapchannels.com/dualmaps6/map.htm?lat=39.164251&lng=-84.423231
08 | HAMILTON | HAM | RA | 31302 |  | 0.185 |  | SHAMRA31302**C | HAM-31302-0.185 | 39.1385 | -84.5353 | 2025-12-31 | Active |  |  |  | State | HL0032764 |  |  | State | S1-3 | Tower | [14 empty] | No | No | No |  | HPS | [27 empty] | 2022-11-14 16:44 | 4 - Needs Inspected in 4 CY |  |  | COLLECTOR@D31_AG | 2019-01-01 05:00 | csonner1 | 2022-11-14 16:43 | No | No | No | No | No | Standing | None | None | None | No | No | No |  |  | 2022-11-14 16:44 |  | csonner1 | 2022-11-14 16:44 | csonner1 | 2022-11-14 16:44 | No Photo Available | No Photo Available | http://data.mapchannels.com/dualmaps6/map.htm?lat=39.138479&lng=-84.535320
08 | HAMILTON | HAM | RA | 31302 |  | 0.355 |  | SHAMRA31302**C | HAM-31302-0.355 | 39.1377 | -84.5347 | 2025-12-31 | Active |  |  |  | State | HL0032635 |  |  | State | S1-1 | Tower | [14 empty] | No | No | No |  | HPS | [27 empty] | 2022-11-14 16:45 | 4 - Needs Inspected in 4 CY |  |  | COLLECTOR@D31_AG | 2019-01-01 05:00 | csonner1 | 2022-11-14 16:44 | No | No | No | No | No | Standing | None | None | None | No | No | No |  |  | 2022-11-14 16:45 |  | csonner1 | 2022-11-14 16:44 | csonner1 | 2022-11-14 16:44 | No Photo Available | No Photo Available | http://data.mapchannels.com/dualmaps6/map.htm?lat=39.137674&lng=-84.534729
08 | HAMILTON | HAM | RA | 31304 |  | 0.241 |  | SHAMRA31304**C | HAM-31304-0.241 | 39.125 | -84.5357 | 2025-12-31 | Active |  |  |  | State | HL0031798 |  |  | State | J 1 5 | Tower |  | 6 | [12 empty] | No | No | No | Wstrn Hills Viaduct (no lock wshrs) | HPS | [27 empty] | 2022-01-07 03:40 | 4 - Needs Inspected in 4 CY |  |  | eric.young | 2014-12-23 14:18 | eric.young | 2014-12-23 14:19 | No | No | No | No | No | Standing | None | None | None | No | No | No |  |  | 2022-01-07 03:40 |  | rdixon5 | 2022-01-07 03:41 | rdixon5 | 2022-01-07 03:41 | No Photo Available | No Photo Available | http://data.mapchannels.com/dualmaps6/map.htm?lat=39.124990&lng=-84.535730
08 | HAMILTON | HAM | RA | 31304 |  | 0.262 |  | SHAMRA31304**C | HAM-31304-0.262 | 39.1246 | -84.536 | 2025-12-31 | Active |  |  |  | State | HL0021992 |  |  | State |  | Conventional | [14 empty] | No | No | No |  | HPS | [28 empty] | NULL |  |  | mhurlow1 | 2018-05-14 12:40 | mhurlow1 | 2018-07-19 11:16 | [20 empty] | No Photo Available | No Photo Available | http://data.mapchannels.com/dualmaps6/map.htm?lat=39.124620&lng=-84.536033
08 | HAMILTON | HAM | RA | 31304 |  | 0.321 |  | SHAMRA31304**C | HAM-31304-0.321 | 39.1248 | -84.5372 | 2025-12-31 | Active |  |  |  | State | HL0017094 |  |  | State |  | Conventional | [14 empty] | No | No | No |  | HPS | [28 empty] | NULL |  |  | mhurlow1 | 2018-05-14 12:48 | mhurlow1 | 2018-07-19 11:16 | [20 empty] | No Photo Available | No Photo Available | http://data.mapchannels.com/dualmaps6/map.htm?lat=39.124751&lng=-84.537232
08 | HAMILTON | HAM | RA | 31305 |  | 0.004 |  | SHAMRA31305**C | HAM-31305-0.004 | 39.1247 | -84.5379 | 2025-12-31 | Active |  |  |  | State | HL0015477 |  |  | State |  | Conventional | [14 empty] | No | No | No |  | HPS | [28 empty] | NULL |  |  | mhurlow1 | 2018-05-14 12:48 | mhurlow1 | 2018-07-19 11:17 | [20 empty] | No Photo Available | No Photo Available | http://data.mapchannels.com/dualmaps6/map.htm?lat=39.124668&lng=-84.537870
08 | HAMILTON | HAM | RA | 31305 |  | 0.06 |  | SHAMRA31305**C | HAM-31305-0.060 | 39.1244 | -84.5369 | 2025-12-31 | Active |  |  |  | State | HL0003451 |  |  | State |  | Conventional | [14 empty] | No | No | No |  | HPS | [28 empty] | NULL |  |  | mhurlow1 | 2018-05-14 12:42 | mhurlow1 | 2018-07-19 11:16 | [20 empty] | No Photo Available | No Photo Available | http://data.mapchannels.com/dualmaps6/map.htm?lat=39.124383&lng=-84.536896
08 | HAMILTON | HAM | RA | 31305 |  | 0.069 |  | SHAMRA31305**C | HAM-31305-0.069 | 39.1245 | -84.5366 | 2025-12-31 | Active |  |  |  | State | HL0007741 |  |  | State |  | Conventional | [14 empty] | No | No | No |  | HPS | [28 empty] | NULL |  |  | mhurlow1 | 2018-05-14 12:41 | mhurlow1 | 2018-07-19 11:16 | [20 empty] | No Photo Available | No Photo Available | http://data.mapchannels.com/dualmaps6/map.htm?lat=39.124525&lng=-84.536641
08 | HAMILTON | HAM | RA | 31305 |  | 0.093 |  | SHAMRA31305**C | HAM-31305-0.093 | 39.1243 | -84.5363 | 2025-12-31 | Active |  |  |  | State | HL0025333 |  |  | State |  | Conventional | [14 empty] | No | No | No |  | HPS | [28 empty] | NULL |  |  | mhurlow1 | 2018-05-14 12:42 | mhurlow1 | 2018-07-19 11:16 | [20 empty] | No Photo Available | No Photo Available | http://data.mapchannels.com/dualmaps6/map.htm?lat=39.124302&lng=-84.536266
08 | HAMILTON | HAM | RA | 31305 |  | 0.146 |  | SHAMRA31305**C | HAM-31305-0.146 | 39.1236 | -84.5358 | 2025-12-31 | Active |  |  |  | State | HL0031795 |  |  | State | M 2 5 | Tower |  | 6 | [12 empty] | No | No | No | Wstrn Hills Viaduct (no lock wshrs) | HPS | [27 empty] | 2025-01-31 15:18 | 7 - Needs Inspected in 7 CY |  | 2025-01-31 15:18 | eric.young | 2014-12-23 14:09 | eric.young | 2014-12-23 14:10 | No | No | No | No | No | Standing | None | None | None | No | No | No | Fixed the plug in tower | No | 2025-01-31 15:18 | 2025-01-31 15:18 | ascott3 | 2025-01-31 15:19 | ascott3 | 2025-01-31 15:19 | No Photo Available | No Photo Available | http://data.mapchannels.com/dualmaps6/map.htm?lat=39.123650&lng=-84.535818
08 | HAMILTON | HAM | RA | 31305 |  | 0.214 |  | SHAMRA31305**C | HAM-31305-0.214 | 39.1227 | -84.5358 | 2025-12-31 | Active |  |  |  | State | HL0000577 |  |  | State | W1 | Conventional | No |  | AT | A |  |  |  | 1 |  |  |  |  | No | No | No | No | No |  | LED | 1 | [26 empty] | 2025-11-13 09:27 | NULL |  |  | mhurlow1 | 2018-05-14 12:14 | jritchie2 | 2026-07-14 16:22 | No | No | No | No | No | Standing | None | None | None | No | No | No |  | No | 2025-11-13 09:27 |  | mneeley | 2025-11-13 09:27 | mneeley | 2025-11-13 09:27 | No Photo Available | No Photo Available | http://data.mapchannels.com/dualmaps6/map.htm?lat=39.122665&lng=-84.535802
08 | HAMILTON | HAM | RA | 31308 |  | 0.006 |  | SHAMRA31308**C | HAM-31308-0.006 | 39.1544 | -84.5386 | 2025-12-31 | Retired |  |  |  | State | HL0017276 |  |  | State |  | Conventional | [14 empty] | No | No | No |  | HPS | 1 | [27 empty] | NULL |  |  | mhurlow1 | 2018-05-14 18:39 | odotonline\rsuing | 2025-09-23 14:08 | [20 empty] | No Photo Available | No Photo Available | http://data.mapchannels.com/dualmaps6/map.htm?lat=39.154392&lng=-84.538634
08 | HAMILTON | HAM | RA | 31308 |  | 0.03 |  | SHAMRA31308**C | HAM-31308-0.030 | 39.1541 | -84.5391 | 2025-12-31 | Active | 2025-09-01 13:44 | 104668 | 2025-09-01 | State | HL0040752 |  |  | State | X1 2 | Conventional | No |  | AT | A |  |  |  | 1 |  |  |  |  | No | No | No | Yes | No |  | LED | 1 |  | 190 |  | No |  |  |  | 240 L-L | No | No | No | No | No | [14 empty] | 7 - Needs Inspected in 7 CY |  |  | odotonline\rsuing | 2025-09-22 13:47 | odotonline\rsuing | 2025-09-22 13:49 | [20 empty] | https://collectorweb.dot.state.oh.us/arcgis/rest/services/HIGHWAY_LIGHTING/HighwayLighting_Reference/FeatureServer/6/460462/attachments/ | No Photo Available | http://data.mapchannels.com/dualmaps6/map.htm?lat=39.154147&lng=-84.539060
08 | HAMILTON | HAM | RA | 31308 |  | 0.06 |  | SHAMRA31308**C | HAM-31308-0.060 | 39.1537 | -84.5391 | 2025-12-31 | Active |  |  |  | State | HL0023518 |  |  | State |  | Conventional | [14 empty] | No | No | No |  | HPS | [28 empty] | NULL |  |  | mhurlow1 | 2018-05-14 18:38 | mhurlow1 | 2018-07-19 16:57 | [20 empty] | No Photo Available | No Photo Available | http://data.mapchannels.com/dualmaps6/map.htm?lat=39.153653&lng=-84.539098
08 | HAMILTON | HAM | RA | 31308 |  | 0.063 |  | SHAMRA31308**C | HAM-31308-0.063 | 39.1538 | -84.5396 | 2025-12-31 | Active | 2025-09-01 13:44 | 104668 | 2025-09-01 | State | HL0040779 |  |  | State | X1 3 | Conventional | No |  | AT | A |  |  |  | 1 |  |  |  |  | No | No | No | Yes | No |  | LED | 1 |  | 190 |  | No |  |  |  | 240 L-L | No | No | No | No | No | [14 empty] | 7 - Needs Inspected in 7 CY |  |  | odotonline\rsuing | 2025-09-23 14:37 | odotonline\rsuing | 2025-09-23 14:37 | [20 empty] | https://collectorweb.dot.state.oh.us/arcgis/rest/services/HIGHWAY_LIGHTING/HighwayLighting_Reference/FeatureServer/6/462470/attachments/ | No Photo Available | http://data.mapchannels.com/dualmaps6/map.htm?lat=39.153798&lng=-84.539551
08 | HAMILTON | HAM | RA | 31308 |  | 0.14 |  | SHAMRA31308**C | HAM-31308-0.140 | 39.1527 | -84.5399 | 2025-12-31 | Active |  |  |  | State | HL0031710 |  |  | State | B 3 2 | Tower |  | 6 | [12 empty] | No | No | No | I-74 (no lock washers on bolts) | HPS | [27 empty] | 2022-01-07 02:13 | 4 - Needs Inspected in 4 CY |  |  | darshan.singh | 2014-12-23 09:33 | darshan.singh | 2014-12-23 09:33 | No | No | No | No | No | Standing | None | None | None | No | No | No |  |  | 2022-01-07 02:13 |  | rdixon5 | 2022-01-07 02:13 | rdixon5 | 2022-01-07 02:13 | No Photo Available | No Photo Available | http://data.mapchannels.com/dualmaps6/map.htm?lat=39.152658&lng=-84.539890
08 | HAMILTON | HAM | RA | 31309 |  | 0.298 |  | SHAMRA31309**C | HAM-31309-0.298 | 39.1513 | -84.5394 | 2025-12-31 | Active |  |  |  | State | HL0032640 |  |  | State |  | Tower | [14 empty] | No | No | No |  | HPS | [27 empty] | 2022-01-07 02:21 | 4 - Needs Inspected in 4 CY |  |  | COLLECTOR@D31_AG | 2019-01-01 05:00 | COLLECTOR@D31_AG | 2019-01-01 05:00 | No | No | No | No | No | Standing | None | None | None | No | No | No |  |  | 2022-01-07 02:21 |  | rdixon5 | 2022-01-07 02:21 | rdixon5 | 2022-01-07 02:21 | No Photo Available | No Photo Available | http://data.mapchannels.com/dualmaps6/map.htm?lat=39.151273&lng=-84.539410
08 | HAMILTON | HAM | RA | 31309 |  | 0.428 |  | SHAMRA31309**C | HAM-31309-0.428 | 39.153 | -84.5386 | 2025-12-31 | Active |  |  |  | State | HL0031781 |  |  | State | B 2 6 | Tower |  | 6 | [12 empty] | No | No | No | I-74 (no lock washers on bolts) | HPS | [27 empty] | 2022-01-06 05:00 | 4 - Needs Inspected in 4 CY |  |  | eric.young | 2014-12-23 12:47 | eric.young | 2014-12-23 12:50 | No | No | No | No | No | Standing | None | None | None | No | No | No |  |  | 2022-01-06 05:00 |  | rdixon5 | 2022-01-07 02:25 | acode1@Admin | 2022-05-20 14:00 | No Photo Available | No Photo Available | http://data.mapchannels.com/dualmaps6/map.htm?lat=39.152985&lng=-84.538586
08 | HAMILTON | HAM | RA | 31309 |  | 0.492 |  | SHAMRA31309**C | HAM-31309-0.492 | 39.1539 | -84.5384 | 2025-12-31 | Active |  |  |  | State | HL0013528 |  |  | State |  | Conventional | [14 empty] | No | No | No |  | HPS | [28 empty] | NULL |  |  | mhurlow1 | 2018-05-14 18:35 | mhurlow1 | 2018-07-19 16:57 | [20 empty] | No Photo Available | No Photo Available | http://data.mapchannels.com/dualmaps6/map.htm?lat=39.153889&lng=-84.538372
08 | HAMILTON | HAM | RA | 31309 |  | 0.554 |  | SHAMRA31309**C | HAM-31309-0.554 | 39.1547 | -84.5379 | 2025-12-31 | Active |  |  |  | State | HL0025455 |  |  | State |  | Conventional | [14 empty] | No | No | No |  | HPS | [28 empty] | NULL |  |  | mhurlow1 | 2018-05-14 18:41 | mhurlow1 | 2018-07-19 16:57 | [20 empty] | No Photo Available | No Photo Available | http://data.mapchannels.com/dualmaps6/map.htm?lat=39.154692&lng=-84.537865
08 | HAMILTON | HAM | RA | 31309 |  | 0.607 |  | SHAMRA31309**C | HAM-31309-0.607 | 39.1554 | -84.5374 | 2025-12-31 | Active |  |  |  | State | HL0008133 |  |  | State |  | Conventional | [14 empty] | No | No | No |  | HPS | [28 empty] | NULL |  |  | mhurlow1 | 2018-05-14 18:42 | mhurlow1 | 2018-07-19 16:57 | [20 empty] | No Photo Available | No Photo Available | http://data.mapchannels.com/dualmaps6/map.htm?lat=39.155380&lng=-84.537377
08 | HAMILTON | HAM | RA | 31315 |  | 0.233 |  | SHAMRA31315**C | HAM-31315-0.233 | 39.1569 | -84.5502 | 2025-12-31 | Retired |  |  |  | State | HL0031598 |  |  | State | B5 2 | Tower |  | 4 | [12 empty] | No | No | No | Beekman/Colerain (no lock washers on bolts) | HPS | 4 | [27 empty] | NULL |  |  | darshan.singh | 2014-12-22 12:59 | odotonline\rsuing | 2025-09-24 18:06 | No | No | No | No | No | Standing | None | None | None | No | No | No |  |  | 2022-01-07 02:56 |  | rdixon5 | 2022-01-07 02:56 | rdixon5 | 2022-01-07 02:56 | No Photo Available | No Photo Available | http://data.mapchannels.com/dualmaps6/map.htm?lat=39.156913&lng=-84.550196
08 | HAMILTON | HAM | RA | 31315 |  | 0.238 |  | SHAMRA31315**C | HAM-31315-0.238 | 39.1568 | -84.5502 | 2025-12-31 | Active | 2025-09-01 18:08 | 104668 | 2025-09-01 | State | HL0040812 |  |  | State | G2-4 | Tower | No | 8 | [10 empty] | Yes | No | No | No | No |  | LED | 4 |  |  |  | No | [13 empty] | G2 | [9 empty] | 7 - Needs Inspected in 7 CY |  |  | odotonline\rsuing | 2025-09-24 18:13 | odotonline\rsuing | 2025-09-29 19:24 | [20 empty] | https://collectorweb.dot.state.oh.us/arcgis/rest/services/HIGHWAY_LIGHTING/HighwayLighting_Reference/FeatureServer/6/460949/attachments/ | No Photo Available | http://data.mapchannels.com/dualmaps6/map.htm?lat=39.156842&lng=-84.550171
08 | HAMILTON | HAM | RA | 31317 |  | 0.198 |  | SHAMRA31317**C | HAM-31317-0.198 | 39.16 | -84.5518 | 2025-12-31 | Retired |  |  |  | State | HL0031589 |  |  | State | B3 1 | Tower |  | 4 | [12 empty] | No | No | No | Beekman/Colerain (no lock washers on bolts) | HPS | 4 | [27 empty] | NULL |  |  | darshan.singh | 2014-12-22 12:49 | odotonline\rsuing | 2025-09-24 18:34 | No | No | No | No | No | Standing | None | None | None | No | No | No |  |  | 2022-01-07 02:56 |  | rdixon5 | 2022-01-07 02:56 | rdixon5 | 2022-01-07 02:56 | No Photo Available | No Photo Available | http://data.mapchannels.com/dualmaps6/map.htm?lat=39.159970&lng=-84.551790
08 | HAMILTON | HAM | RA | 31320 |  | 0.064 |  | SHAMRA31320**C | HAM-31320-0.064 | 39.1604 | -84.5511 | 2025-12-31 | Retired |  |  |  | State | HL0031607 |  |  | State | B6 2 | Tower |  | 6 | [12 empty] | No | No | No | Beekman/Colerain (no lock washers on bolts) | HPS | 4 | [27 empty] | NULL |  |  | darshan.singh | 2014-12-22 13:06 | odotonline\rsuing | 2025-09-26 18:04 | No | No | No | No | No | Standing | None | None | None | No | No | No |  |  | 2022-01-07 02:57 |  | rdixon5 | 2022-01-07 02:57 | rdixon5 | 2022-01-07 02:57 | No Photo Available | No Photo Available | http://data.mapchannels.com/dualmaps6/map.htm?lat=39.160373&lng=-84.551050
08 | HAMILTON | HAM | RA | 31320 |  | 0.269 |  | SHAMRA31320**C | HAM-31320-0.269 | 39.1619 | -84.554 | 2025-12-31 | Retired |  |  |  | State | HL0031610 |  |  | State | B1 2 | Tower |  | 4 | [12 empty] | No | No | No | Beekman/Colerain (no lock washers on bolts) | HPS | 0 | [27 empty] | NULL |  |  | darshan.singh | 2014-12-22 13:10 | odotonline\rsuing | 2025-09-30 14:53 | No | No | No | No | No | Standing | None | None | None | No | No | No |  |  | 2022-01-07 02:57 |  | rdixon5 | 2022-01-07 02:57 | rdixon5 | 2022-01-07 02:57 | No Photo Available | No Photo Available | http://data.mapchannels.com/dualmaps6/map.htm?lat=39.161920&lng=-84.553965
08 | HAMILTON | HAM | RA | 31320 |  | 0.324 |  | SHAMRA31320**C | HAM-31320-0.324 | 39.1621 | -84.555 | 2025-12-31 | Active | 2025-09-01 15:16 | 104668 | 2025-09-01 | State | HL0040849 |  |  | State | G1-3 | Tower | No | 8 | [10 empty] | Yes | No | No | No | No |  | LED | 6 |  |  |  | No | [13 empty] | G1 | [9 empty] | 7 - Needs Inspected in 7 CY |  |  | odotonline\rsuing | 2025-09-30 15:17 | odotonline\rsuing | 2025-09-30 15:17 | [20 empty] | https://collectorweb.dot.state.oh.us/arcgis/rest/services/HIGHWAY_LIGHTING/HighwayLighting_Reference/FeatureServer/6/465442/attachments/ | No Photo Available | http://data.mapchannels.com/dualmaps6/map.htm?lat=39.162092&lng=-84.554985
08 | HAMILTON | HAM | RA | 31321 |  | 0.173 |  | SHAMRA31321**C | HAM-31321-0.173 | 39.2736 | -84.3555 | 2025-12-31 | Active |  |  |  | State | HL0031677 | 2020-06-18 12:10 |  | State | 3M34 | Tower |  | 6 | [12 empty] | No | No | No |  | HPS | 4 | 400 | [25 empty] | 2026-03-12 14:37 | 8 - Needs Inspected in 8 CY | 0 | 2026-03-12 14:37 | phillip.monnier | 2014-12-22 14:38 | cburden | 2020-06-18 12:10 | No | No | No | No | No | Standing | None | None | None | No | No | No | Good | No | 2026-03-12 14:37 | 2026-03-12 14:37 | csonner1 | 2026-03-12 14:38 | csonner1 | 2026-03-12 14:38 | No Photo Available | No Photo Available | http://data.mapchannels.com/dualmaps6/map.htm?lat=39.273592&lng=-84.355492
08 | HAMILTON | HAM | RA | 31321 |  | 0.726 |  | SHAMRA31321**C | HAM-31321-0.726 | 39.2663 | -84.3571 | 2025-12-31 | Active |  |  |  | State | HL0031374 | 2020-06-18 13:01 |  | State | 3m31 | Tower |  | 6 | [12 empty] | No | No | No |  | HPS | 4 | 400 | [25 empty] | 2022-06-24 18:03 | 4 - Needs Inspected in 4 CY | 0 |  | phillip.monnier | 2014-12-22 09:48 | cburden | 2020-06-18 13:19 | No | No | No | No | No | Standing | None | None | None | No | No | No |  |  | 2022-06-24 18:03 |  | csonner1 | 2022-06-24 18:03 | csonner1 | 2022-06-24 18:03 | No Photo Available | No Photo Available | http://data.mapchannels.com/dualmaps6/map.htm?lat=39.266277&lng=-84.357130
08 | HAMILTON | HAM | RA | 31322 |  | 0.081 |  | SHAMRA31322**C | HAM-31322-0.081 | 39.2681 | -84.3466 | 2025-12-31 | Active |  |  |  | State | HL0031415 | 2020-06-18 12:34 |  | State | 5m51 | Tower |  | 6 | [12 empty] | No | No | No |  | HPS | 4 | 400 | [25 empty] | 2022-06-23 16:15 | 4 - Needs Inspected in 4 CY | 0 |  | phillip.monnier | 2014-12-22 10:16 | csonner | 2020-06-18 12:34 | No | No | No | No | No | Standing | None | None | None | No | No | No | HARD WIRE RING PLUG |  | 2022-06-23 16:15 |  | csonner1 | 2022-06-23 16:15 | csonner1 | 2022-06-23 16:15 | No Photo Available | No Photo Available | http://data.mapchannels.com/dualmaps6/map.htm?lat=39.268129&lng=-84.346552
08 | HAMILTON | HAM | RA | 31322 |  | 0.615 |  | SHAMRA31322**C | HAM-31322-0.615 | 39.2749 | -84.3451 | 2025-12-31 | Active |  |  |  | State | HL0031427 | 2020-06-18 15:56 |  | State | 4m48 | Tower |  | 6 | [12 empty] | No | No | No |  | HPS | 4 | 400 | [25 empty] | 2022-06-23 18:45 | 4 - Needs Inspected in 4 CY | 0 |  | phillip.monnier | 2014-12-22 10:24 | csonner | 2020-06-18 15:56 | No | No | No | No | No | Standing | None | None | None | No | No | No | Heavy grubbing |  | 2022-06-23 18:45 |  | csonner1 | 2022-06-23 18:44 | csonner1 | 2022-06-23 18:44 | No Photo Available | No Photo Available | http://data.mapchannels.com/dualmaps6/map.htm?lat=39.274864&lng=-84.345054
08 | HAMILTON | HAM | RA | 31323 |  | 0.249 |  | SHAMRA31323**C | HAM-31323-0.249 | 39.2748 | -84.3468 | 2025-12-31 | Active |  |  |  | State | HL0031328 | 2020-06-18 11:11 |  | State | 4m47 | Tower |  | 6 | [12 empty] | No | No | No |  | HPS | 4 | 400 | [25 empty] | 2022-06-23 18:46 | 4 - Needs Inspected in 4 CY | 0 |  | phillip.monnier | 2014-12-22 09:12 | cburden | 2020-06-18 11:11 | No | No | No | No | No | Standing | None | None | None | No | No | No | RING PLUG FAULT/LIGHTNING ARRESTER FAULT |  | 2022-06-23 18:46 |  | csonner1 | 2022-06-23 18:46 | csonner1 | 2022-06-23 18:46 | No Photo Available | No Photo Available | http://data.mapchannels.com/dualmaps6/map.htm?lat=39.274793&lng=-84.346820
08 | HAMILTON | HAM | RA | 31323 |  | 0.834 |  | SHAMRA31323**C | HAM-31323-0.834 | 39.2755 | -84.3565 | 2025-12-31 | Active |  |  |  | State | HL0031697 | 2020-06-18 11:31 |  | State | 3M35 | Tower |  | 6 | [12 empty] | No | No | No |  | HPS | 4 | 400 | [25 empty] | 2022-06-24 17:58 | 4 - Needs Inspected in 4 CY | 0 |  | phillip.monnier | 2014-12-22 15:51 | cburden | 2020-06-18 11:31 | No | No | No | No | No | Standing | None | None | None | No | No | No |  |  | 2022-06-24 17:58 |  | csonner1 | 2022-06-24 17:58 | csonner1 | 2022-06-24 17:58 | No Photo Available | No Photo Available | http://data.mapchannels.com/dualmaps6/map.htm?lat=39.275475&lng=-84.356533
08 | HAMILTON | HAM | RA | 31324 |  | 0.116 |  | SHAMRA31324**C | HAM-31324-0.116 | 39.2679 | -84.354 | 2025-12-31 | Active |  |  |  | State | HL0031604 | 2020-06-18 13:24 |  | State | 3m12 | Tower |  | 4 | [12 empty] | No | No | No |  | HPS | 4 | 400 | [25 empty] | 2022-06-28 17:06 | 4 - Needs Inspected in 4 CY | 0 |  | phillip.monnier | 2014-12-22 13:03 | dturner | 2020-06-18 13:24 | No | No | No | No | No | Standing | None | None | None | No | No | No |  |  | 2022-06-28 17:06 |  | csonner1 | 2022-06-28 17:05 | csonner1 | 2022-06-28 17:05 | No Photo Available | No Photo Available | http://data.mapchannels.com/dualmaps6/map.htm?lat=39.267858&lng=-84.354015
08 | HAMILTON | HAM | RA | 31324 |  | 0.535 |  | SHAMRA31324**C | HAM-31324-0.535 | 39.2675 | -84.3471 | 2025-12-31 | Active |  |  |  | State | HL0031403 | 2020-06-18 14:46 |  | State | 5m52 | Tower |  | 6 | [12 empty] | No | No | No |  | HPS | 4 | 400 | [25 empty] | 2020-06-18 13:28 | 2 - Needs Inspected in 2 CY | 0 |  | phillip.monnier | 2014-12-22 10:07 | dturner | 2020-06-18 14:46 | No | No | No | No | No | Standing | None | None | None | No | No | No |  |  | 2020-06-18 13:28 |  | dturner | 2020-06-18 13:28 | dturner | 2020-06-18 13:28 | No Photo Available | No Photo Available | http://data.mapchannels.com/dualmaps6/map.htm?lat=39.267516&lng=-84.347096
08 | HAMILTON | HAM | RA | 31325 |  | 0.056 |  | SHAMRA31325**C | HAM-31325-0.056 | 39.2721 | -84.3519 | 2025-12-31 | Active |  |  |  | State | HL0031516 | 2020-06-18 13:16 |  | State | 4m44 | Tower |  | 6 | [12 empty] | No | No | No |  | HPS | 4 | 400 | [25 empty] | 2022-06-24 18:05 | 4 - Needs Inspected in 4 CY | 0 |  | phillip.monnier | 2014-12-22 11:26 | csonner | 2020-06-18 13:17 | No | No | No | No | No | Standing | None | None | None | No | No | No | Needs plug |  | 2022-06-24 18:05 |  | csonner1 | 2022-06-24 18:05 | csonner1 | 2022-06-24 18:05 | No Photo Available | No Photo Available | http://data.mapchannels.com/dualmaps6/map.htm?lat=39.272134&lng=-84.351932
08 | HAMILTON | HAM | RA | 31325 |  | 0.15 |  | SHAMRA31325**C | HAM-31325-0.150 | 39.2734 | -84.3524 | 2025-12-31 | Active |  |  |  | State | HL0031536 | 2020-06-18 13:34 |  | State | 4m46 | Tower |  | 6 | [12 empty] | No | No | No |  | HPS | 4 | 400 | [25 empty] | 2022-06-24 18:05 | 4 - Needs Inspected in 4 CY | 0 |  | phillip.monnier | 2014-12-22 11:46 | csonner | 2020-06-18 13:34 | No | No | No | No | No | Standing | None | None | None | No | No | No |  |  | 2022-06-24 18:05 |  | csonner1 | 2022-06-24 18:06 | csonner1 | 2022-06-24 18:06 | No Photo Available | No Photo Available | http://data.mapchannels.com/dualmaps6/map.htm?lat=39.273390&lng=-84.352447
08 | HAMILTON | HAM | RA | 31325 |  | 0.231 |  | SHAMRA31325**C | HAM-31325-0.231 | 39.2735 | -84.3509 | 2025-12-31 | Active |  |  |  | State | HL0031509 | 2020-06-18 13:50 |  | State | 4m45 | Tower |  | 6 | [12 empty] | No | No | No |  | HPS |  | 400 | [25 empty] | 2022-06-27 14:37 | 4 - Needs Inspected in 4 CY | 0 |  | phillip.monnier | 2014-12-22 11:18 | csonner | 2020-06-18 13:50 | No | No | No | No | No | Standing | None | None | None | No | No | No |  |  | 2022-06-27 14:37 |  | csonner1 | 2022-06-27 14:37 | csonner1 | 2022-06-27 14:37 | No Photo Available | No Photo Available | http://data.mapchannels.com/dualmaps6/map.htm?lat=39.273527&lng=-84.350912
08 | HAMILTON | HAM | RA | 31325 |  | 0.32 |  | SHAMRA31325**C | HAM-31325-0.320 | 39.2727 | -84.3497 | 2025-12-31 | Active |  |  |  | State | HL0031646 | 2020-06-18 14:16 |  | State | 4M42 | Tower |  | 6 | [12 empty] | No | No | No |  | HPS |  | 400 | [25 empty] | 2022-06-27 14:37 | 4 - Needs Inspected in 4 CY | 0 |  | phillip.monnier | 2014-12-22 13:47 | csonner | 2020-06-18 14:17 | No | No | No | No | No | Standing | None | None | None | No | No | No |  |  | 2022-06-27 14:37 |  | csonner1 | 2022-06-27 14:37 | csonner1 | 2022-06-27 14:37 | No Photo Available | No Photo Available | http://data.mapchannels.com/dualmaps6/map.htm?lat=39.272678&lng=-84.349745
08 | HAMILTON | HAM | RA | 31326 |  | 0.054 |  | SHAMRA31326**C | HAM-31326-0.054 | 39.2703 | -84.3526 | 2025-12-31 | Active |  |  |  | State | HL0031454 |  |  | State | 3M22 | Tower |  | 6 | [12 empty] | No | No | No |  | HPS | 4 | 400 | [25 empty] | 2022-06-27 14:38 | 4 - Needs Inspected in 4 CY |  |  | phillip.monnier | 2014-12-22 10:46 | cburden | 2020-06-18 14:06 | No | No | No | No | No | Standing | None | None | None | No | No | No |  |  | 2022-06-27 14:38 |  | csonner1 | 2022-06-27 14:37 | csonner1 | 2022-06-27 14:37 | No Photo Available | No Photo Available | http://data.mapchannels.com/dualmaps6/map.htm?lat=39.270266&lng=-84.352626
08 | HAMILTON | HAM | RA | 31326 |  | 0.291 |  | SHAMRA31326**C | HAM-31326-0.291 | 39.2716 | -84.3533 | 2025-12-31 | Active |  |  |  | State | HL0031665 |  |  | State | 3M33 | Tower |  | 6 | [12 empty] | No | No | No |  | HPS | [27 empty] | 2022-06-27 16:56 | 4 - Needs Inspected in 4 CY |  |  | phillip.monnier | 2014-12-22 14:12 | phillip.monnier | 2014-12-22 14:14 | No | No | No | No | No | Standing | None | None | None | No | No | No | Winch line 10’ short/used ladders |  | 2022-06-27 16:56 |  | csonner1 | 2022-06-27 16:57 | csonner1 | 2022-06-27 16:57 | No Photo Available | No Photo Available | http://data.mapchannels.com/dualmaps6/map.htm?lat=39.271568&lng=-84.353328
08 | HAMILTON | HAM | RA | 31326 |  | 0.405 |  | SHAMRA31326**C | HAM-31326-0.405 | 39.2709 | -84.3518 | 2025-12-31 | Active |  |  |  | State | HL0031440 | 2020-06-18 13:45 |  | State | 3m23 | Tower |  | 6 | [12 empty] | No | No | No |  | HPS | 4 | 400 | [25 empty] | 2022-06-27 14:36 | 4 - Needs Inspected in 4 CY | 0 |  | phillip.monnier | 2014-12-22 10:39 | cburden | 2020-06-18 13:46 | No | No | No | No | No | Standing | None | None | None | No | No | No | Bad winch line not able to unlock needs leveling |  | 2022-06-27 14:36 |  | csonner1 | 2022-06-27 14:36 | csonner1 | 2022-06-27 14:36 | No Photo Available | No Photo Available | http://data.mapchannels.com/dualmaps6/map.htm?lat=39.270921&lng=-84.351758
08 | HAMILTON | HAM | RA | 31327 |  | 0.079 |  | SHAMRA31327**C | HAM-31327-0.079 | 39.2667 | -84.3557 | 2025-12-31 | Active |  |  |  | State | HL0031391 | 2020-06-18 12:32 |  | State | 3M1-1 | Tower |  | 6 | [12 empty] | No | No | No |  | HPS | 4 | 400 | [25 empty] | 2022-06-28 16:28 | 4 - Needs Inspected in 4 CY | 0 |  | phillip.monnier | 2014-12-22 09:59 | dturner | 2020-06-18 12:32 | No | No | No | No | No | Standing | None | None | None | No | No | No | Not locked/possible leveling needed, |  | 2022-06-28 16:28 |  | csonner1 | 2022-06-28 16:27 | csonner1 | 2022-06-28 16:27 | No Photo Available | No Photo Available | http://data.mapchannels.com/dualmaps6/map.htm?lat=39.266679&lng=-84.355666
08 | HAMILTON | HAM | RA | 31327 |  | 0.635 |  | SHAMRA31327**C | HAM-31327-0.635 | 39.2711 | -84.3477 | 2025-12-31 | Active |  |  |  | State | HL0031693 | 2020-06-18 15:05 |  | State | 5M53 | Tower |  | 6 | [12 empty] | No | No | No |  | HPS | 4 | 400 | [25 empty] | 2022-06-23 18:44 | 4 - Needs Inspected in 4 CY | 0 |  | phillip.monnier | 2014-12-22 15:19 | csonner | 2020-06-18 15:05 | No | No | No | No | No | Standing | None | None | None | No | No | No |  |  | 2022-06-23 18:44 |  | csonner1 | 2022-06-23 18:44 | csonner1 | 2022-06-23 18:44 | No Photo Available | No Photo Available | http://data.mapchannels.com/dualmaps6/map.htm?lat=39.271138&lng=-84.347695
08 | HAMILTON | HAM | RA | 31327 |  | 0.835 |  | SHAMRA31327**C | HAM-31327-0.835 | 39.2737 | -84.3493 | 2025-12-31 | Active |  |  |  | State | HL0031628 | 2020-06-18 12:20 |  | State | M41 | Tower |  | 6 | [12 empty] | No | No | No |  | HPS | 6 | 400 | [25 empty] | 2022-06-24 17:54 | 4 - Needs Inspected in 4 CY | 0 |  | phillip.monnier | 2014-12-22 13:32 | csonner | 2020-06-18 12:20 | No | No | No | No | No | Standing | None | None | None | No | No | No | Ring plug replaced needs bottom plug |  | 2022-06-24 17:54 |  | csonner1 | 2022-06-24 17:55 | csonner1 | 2022-06-24 17:55 | No Photo Available | No Photo Available | http://data.mapchannels.com/dualmaps6/map.htm?lat=39.273693&lng=-84.349313
08 | HAMILTON | HAM | RA | 31328 |  | 0.022 |  | SHAMRA31328**C | HAM-31328-0.022 | 39.2708 | -84.3546 | 2025-12-31 | Active |  |  |  | State | HL0031480 | 2020-06-18 16:52 |  | State | 3m3 | Tower |  | 6 | [12 empty] | No | No | No |  | HPS | 4 | 400 | [25 empty] | 2022-06-27 15:54 | 4 - Needs Inspected in 4 CY | 0 |  | phillip.monnier | 2014-12-22 11:02 | cburden | 2020-06-18 16:52 | No | No | No | No | No | Standing | None | None | None | No | No | No | 2 Troubleshoot = wire faults=Clear |  | 2022-06-27 15:54 |  | csonner1 | 2022-06-27 15:54 | csonner1 | 2022-06-27 15:54 | No Photo Available | No Photo Available | http://data.mapchannels.com/dualmaps6/map.htm?lat=39.270823&lng=-84.354646
08 | HAMILTON | HAM | RA | 31328 |  | 0.124 |  | SHAMRA31328**C | HAM-31328-0.124 | 39.2697 | -84.3538 | 2025-12-31 | Active |  |  |  | State | HL0031470 | 2020-06-18 14:53 |  | State | M21 | Tower |  | 6 | [12 empty] | No | No | No |  | HPS | 6 | 400 | [25 empty] | 2022-06-27 14:39 | 4 - Needs Inspected in 4 CY | 0 |  | phillip.monnier | 2014-12-22 10:56 | cburden | 2020-06-18 14:54 | No | No | No | No | No | Standing | None | None | None | No | No | No |  |  | 2022-06-27 14:39 |  | csonner1 | 2022-06-27 14:42 | csonner1 | 2022-06-27 14:42 | No Photo Available | No Photo Available | http://data.mapchannels.com/dualmaps6/map.htm?lat=39.269662&lng=-84.353798
08 | HAMILTON | HAM | RA | 31328 |  | 0.205 |  | SHAMRA31328**C | HAM-31328-0.205 | 39.2688 | -84.3528 | 2025-12-31 | Active |  |  |  | State | HL0031691 | 2020-06-18 13:26 |  | State | 3m13 | Tower |  | 6 | [12 empty] | No | No | No |  | HPS | 6 | 400 | [25 empty] | 2022-06-28 15:39 | 4 - Needs Inspected in 4 CY | 0 |  | phillip.monnier | 2014-12-22 15:06 | dturner | 2020-06-18 13:48 | No | No | No | No | No | Standing | None | None | None | No | No | No |  |  | 2022-06-28 15:39 |  | csonner1 | 2022-06-28 15:38 | csonner1 | 2022-06-28 15:38 | No Photo Available | No Photo Available | http://data.mapchannels.com/dualmaps6/map.htm?lat=39.268755&lng=-84.352820
08 | HAMILTON | HAM | RA | 31328 |  | 0.344 |  | SHAMRA31328**C | HAM-31328-0.344 | 39.2689 | -84.3502 | 2025-12-31 | Active |  |  |  | State | HL0031685 | 2020-06-18 14:16 |  | State | 3m14 | Tower |  | 6 | [12 empty] | No | No | No |  | HPS | 6 | 400 | [25 empty] | 2022-06-28 15:39 | 4 - Needs Inspected in 4 CY | 0 |  | phillip.monnier | 2014-12-22 14:57 | dturner | 2020-06-18 14:16 | No | No | No | No | No | Standing | None | None | None | No | No | No |  |  | 2022-06-28 15:39 |  | csonner1 | 2022-06-28 15:38 | csonner1 | 2022-06-28 15:38 | No Photo Available | No Photo Available | http://data.mapchannels.com/dualmaps6/map.htm?lat=39.268927&lng=-84.350187
08 | HAMILTON | HAM | RA | 31329 |  | 0.003 |  | SHAMRA31329**C | HAM-31329-0.003 | 39.1134 | -84.5318 | 2025-12-31 | Active |  |  |  | State | HL0003566 |  |  | State | W14 | Conventional | [14 empty] | No | No | No |  | HPS | [27 empty] | 2025-11-13 09:29 | NULL |  |  | mhurlow1 | 2018-05-14 11:49 | mneeley | 2024-08-08 05:44 | No | No | No | No | No | Standing | None | None | None | No | No | No |  | No | 2025-11-13 09:29 |  | mneeley | 2025-11-13 09:30 | mneeley | 2025-11-13 09:30 | No Photo Available | No Photo Available | http://data.mapchannels.com/dualmaps6/map.htm?lat=39.113445&lng=-84.531848
08 | HAMILTON | HAM | RA | 31329 |  | 0.07 |  | SHAMRA31329**C | HAM-31329-0.070 | 39.1125 | -84.5317 | 2025-12-31 | Active |  |  |  | State | HL0006728 |  |  | State | W15 | Conventional | [14 empty] | No | No | No |  | HPS | [27 empty] | 2025-11-13 09:30 | NULL |  |  | mhurlow1 | 2018-05-14 11:46 | mneeley | 2024-08-08 05:46 | No | No | No | No | No | Standing | None | None | None | No | No | No |  | No | 2025-11-13 09:30 |  | mneeley | 2025-11-13 09:30 | mneeley | 2025-11-13 09:30 | No Photo Available | No Photo Available | http://data.mapchannels.com/dualmaps6/map.htm?lat=39.112478&lng=-84.531728
08 | HAMILTON | HAM | RA | 31329 |  | 0.121 |  | SHAMRA31329**C | HAM-31329-0.121 | 39.1117 | -84.5318 | 2025-12-31 | Active |  |  |  | State | HL0010425 |  |  | State | A18 | Conventional | [14 empty] | No | No | No |  | HPS | [27 empty] | 2025-07-15 03:35 | NULL |  |  | mhurlow1 | 2018-05-14 11:46 | rdixon5 | 2023-12-13 09:41 | No | No | No | No | No | Standing | None | None | None | No | No | No |  | No | 2025-07-15 03:35 |  | mneeley | 2025-07-15 03:36 | mneeley | 2025-07-15 03:36 | No Photo Available | No Photo Available | http://data.mapchannels.com/dualmaps6/map.htm?lat=39.111747&lng=-84.531848
08 | HAMILTON | HAM | RA | 31329 |  | 0.165 |  | SHAMRA31329**C | HAM-31329-0.165 | 39.1111 | -84.5319 | 2025-12-31 | Active |  |  |  | State | HL0006706 |  |  | State | A19 | Conventional | [14 empty] | No | No | No |  | HPS | [27 empty] | 2025-07-15 03:36 | NULL |  |  | mhurlow1 | 2018-05-14 11:43 | rdixon5 | 2023-12-13 09:42 | No | No | No | No | No | Standing | None | None | None | No | No | No |  | No | 2025-07-15 03:36 |  | mneeley | 2025-07-15 03:36 | mneeley | 2025-07-15 03:36 | No Photo Available | No Photo Available | http://data.mapchannels.com/dualmaps6/map.htm?lat=39.111096&lng=-84.531854
08 | HAMILTON | HAM | RA | 31329 |  | 0.21 |  | SHAMRA31329**C | HAM-31329-0.210 | 39.1104 | -84.532 | 2025-12-31 | Active |  |  |  | State | HL0007696 |  |  | State |  | Conventional | [14 empty] | No | No | No |  | HPS | [28 empty] | NULL |  |  | mhurlow1 | 2018-05-14 11:44 | mhurlow1 | 2018-07-18 18:35 | [20 empty] | No Photo Available | No Photo Available | http://data.mapchannels.com/dualmaps6/map.htm?lat=39.110377&lng=-84.532000
08 | HAMILTON | HAM | RA | 31330 |  | 0 |  | SHAMRA31330**C | HAM-31330-0.000 | 39.1102 | -84.5308 | 2025-12-31 | Active |  |  |  | State | HL0013948 |  |  | State | A28 | Conventional | [14 empty] | No | No | No |  | HPS | 1 | [26 empty] | 2022-01-06 02:53 | NULL |  |  | mhurlow1 | 2018-05-14 11:40 | mneeley | 2025-07-14 23:33 | No | No | No | No | No | Standing | None | None | None | No | No | No |  |  | 2022-01-06 02:53 |  | rdixon5 | 2022-01-06 02:53 | rdixon5 | 2022-01-06 02:53 | No Photo Available | No Photo Available | http://data.mapchannels.com/dualmaps6/map.htm?lat=39.110183&lng=-84.530809
08 | HAMILTON | HAM | RA | 31330 |  | 0.017 |  | SHAMRA31330**C | HAM-31330-0.017 | 39.1106 | -84.5308 | 2025-12-31 | Active |  |  |  | State | HL0019899 |  |  | State | A29 | Conventional | [14 empty] | No | No | No |  | HPS | 1 | [26 empty] | 2026-04-24 08:29 | NULL |  | 2026-04-24 08:29 | mhurlow1 | 2018-05-14 11:40 | mneeley | 2025-07-14 23:33 | No | No | No | No | No | Standing | None | None | None | No | No | No | New fixture | No | 2026-04-24 08:29 | 2026-04-24 08:29 | ascott3 | 2026-04-24 08:30 | ascott3 | 2026-04-24 08:30 | No Photo Available | https://collectorweb.dot.state.oh.us/arcgis/rest/services/HIGHWAY_LIGHTING/HighwayLighting_Reference/FeatureServer/7/582598/attachments/ | http://data.mapchannels.com/dualmaps6/map.htm?lat=39.110634&lng=-84.530777
08 | HAMILTON | HAM | RA | 31330 |  | 0.045 |  | SHAMRA31330**C | HAM-31330-0.045 | 39.111 | -84.5312 | 2025-12-31 | Active |  |  |  | State | HL0002062 |  |  | State | A27 | Conventional | [14 empty] | No | No | No |  | HPS | [27 empty] | 2025-11-13 09:36 | NULL |  |  | mhurlow1 | 2018-05-14 11:38 | rdixon5 | 2023-12-14 20:52 | No | No | No | No | No | Standing | None | None | None | No | No | No |  | No | 2025-11-13 09:36 |  | mneeley | 2025-11-13 09:37 | mneeley | 2025-11-13 09:37 | No Photo Available | No Photo Available | http://data.mapchannels.com/dualmaps6/map.htm?lat=39.111020&lng=-84.531156
08 | HAMILTON | HAM | RA | 31330 |  | 0.053 |  | SHAMRA31330**C | HAM-31330-0.053 | 39.1112 | -84.5307 | 2025-12-31 | Active |  |  |  | State | HL0014964 |  |  | State | A30 | Conventional | [14 empty] | No | No | No |  | HPS | 1 | [26 empty] | 2022-01-06 02:55 | NULL |  |  | mhurlow1 | 2018-05-14 11:41 | mneeley | 2025-07-14 23:34 | No | No | No | No | No | Standing | None | None | None | No | No | No |  |  | 2022-01-06 02:55 |  | rdixon5 | 2022-01-06 02:55 | rdixon5 | 2022-01-06 02:55 | No Photo Available | No Photo Available | http://data.mapchannels.com/dualmaps6/map.htm?lat=39.111154&lng=-84.530739
08 | HAMILTON | HAM | RA | 31330 |  | 0.094 |  | SHAMRA31330**C | HAM-31330-0.094 | 39.1117 | -84.531 | 2025-12-31 | Active |  |  |  | State | HL0024223 |  |  | State | A-1 | Conventional | [14 empty] | No | No | No |  | HPS | [27 empty] | 2026-04-24 08:30 | NULL |  | 2026-04-24 08:30 | mhurlow1 | 2018-05-14 11:42 | csonner1 | 2023-01-17 17:52 | No | No | No | No | No | Standing | None | None | None | No | No | No | New fixture | No | 2026-04-24 08:30 | 2026-04-24 08:30 | ascott3 | 2026-04-24 08:30 | ascott3 | 2026-04-24 08:30 | No Photo Available | No Photo Available | http://data.mapchannels.com/dualmaps6/map.htm?lat=39.111733&lng=-84.531009
08 | HAMILTON | HAM | RA | 31330 |  | 0.158 |  | SHAMRA31330**C | HAM-31330-0.158 | 39.1127 | -84.5311 | 2025-12-31 | Active |  |  |  | State | HL0000520 |  |  | State | M6 | Conventional | [14 empty] | No | No | No |  | HPS | [27 empty] | 2025-11-13 09:37 | NULL |  |  | mhurlow1 | 2018-05-14 11:45 | mneeley | 2024-08-08 07:07 | No | No | No | No | No | Standing | None | None | None | No | No | No |  | No | 2025-11-13 09:37 |  | mneeley | 2025-11-13 09:37 | mneeley | 2025-11-13 09:37 | No Photo Available | No Photo Available | http://data.mapchannels.com/dualmaps6/map.htm?lat=39.112673&lng=-84.531084
08 | HAMILTON | HAM | RA | 31331 |  | 0.014 |  | SHAMRA31331**C | HAM-31331-0.014 | 39.1086 | -84.5321 | 2025-12-31 | Active |  |  |  | State | HL0031895 |  |  | State | M1-4 | Tower |  | 6 | [12 empty] | No | No | No | EzzardCharles/Freeman (no lock wshrs) | HPS | [27 empty] | 2022-10-28 16:36 | 4 - Needs Inspected in 4 CY |  |  | eric.young | 2014-12-29 09:46 | csonner1 | 2022-10-28 13:53 | No | No | No | No | No | Standing | None | None | None | No | No | No |  |  | 2022-10-28 16:36 |  | csonner1 | 2022-10-28 16:35 | csonner1 | 2022-10-28 16:35 | No Photo Available | No Photo Available | http://data.mapchannels.com/dualmaps6/map.htm?lat=39.108589&lng=-84.532060
08 | HAMILTON | HAM | RA | 31331 |  | 0.211 |  | SHAMRA31331**C | HAM-31331-0.211 | 39.106 | -84.531 | 2025-12-31 | Active |  |  |  | State | HL0031897 |  |  | State | M 1-2 | Tower |  | 6 | [12 empty] | No | No | No | EzzardCharles/Freeman (no lock wshrs) | HPS | [27 empty] | 2022-10-28 16:36 | 4 - Needs Inspected in 4 CY |  |  | eric.young | 2014-12-29 10:00 | csonner1 | 2022-10-28 13:52 | No | No | No | No | No | Standing | None | None | None | No | No | No |  |  | 2022-10-28 16:36 |  | csonner1 | 2022-10-28 16:36 | csonner1 | 2022-10-28 16:36 | No Photo Available | No Photo Available | http://data.mapchannels.com/dualmaps6/map.htm?lat=39.105959&lng=-84.531008
08 | HAMILTON | HAM | RA | 31331 |  | 0.292 |  | SHAMRA31331**C | HAM-31331-0.292 | 39.1051 | -84.53 | 2025-12-31 | Active |  |  |  | State | HL0031899 |  |  | State | M 1-1 | Tower |  | 6 | [12 empty] | No | No | No | EzzardCharles/Freeman (no lock wshrs) | HPS | [27 empty] | 2022-10-28 16:37 | 4 - Needs Inspected in 4 CY |  |  | eric.young | 2014-12-29 10:04 | csonner1 | 2022-10-28 13:51 | No | No | No | No | No | Standing | None | None | None | No | No | No |  |  | 2022-10-28 16:37 |  | csonner1 | 2022-10-28 16:37 | csonner1 | 2022-10-28 16:37 | No Photo Available | No Photo Available | http://data.mapchannels.com/dualmaps6/map.htm?lat=39.105095&lng=-84.529951
08 | HAMILTON | HAM | RA | 31331 |  | 0.376 |  | SHAMRA31331**C | HAM-31331-0.376 | 39.1044 | -84.5286 | 2025-12-31 | Active |  |  |  | State | HL0031900 |  |  | State | M2-1 | Tower |  | 6 | [12 empty] | No | No | No | 7th Street (no lock wshrs) | HPS | [27 empty] | 2022-10-28 16:38 | 4 - Needs Inspected in 4 CY |  |  | eric.young | 2014-12-29 10:09 | csonner1 | 2022-10-28 13:54 | No | No | No | No | No | Standing | None | None | None | No | No | No |  |  | 2022-10-28 16:38 |  | csonner1 | 2022-10-28 16:37 | csonner1 | 2022-10-28 16:37 | No Photo Available | No Photo Available | http://data.mapchannels.com/dualmaps6/map.htm?lat=39.104379&lng=-84.528636
08 | HAMILTON | HAM | RA | 31332 |  | 0.017 |  | SHAMRA31332**C | HAM-31332-0.017 | 39.1038 | -84.5241 | 2025-12-31 | Active |  |  |  | State | HL0040492 |  |  | State | A1 | Low Mast | [14 empty] | No | No | No |  | HPS | 1 | [26 empty] | 2025-07-18 05:09 | NULL |  |  | rdixon5 | 2025-07-18 05:08 | rdixon5 | 2025-07-18 05:08 | No | No | No | No | No | Standing | None | None | None | No | No | No |  | No | 2025-07-18 05:09 |  | rdixon5 | 2025-07-18 05:09 | rdixon5 | 2025-07-18 05:09 | No Photo Available | No Photo Available | http://data.mapchannels.com/dualmaps6/map.htm?lat=39.103828&lng=-84.524084
08 | HAMILTON | HAM | RA | 31332 |  | 0.066 |  | SHAMRA31332**C | HAM-31332-0.066 | 39.1039 | -84.525 | 2025-12-31 | Active |  |  |  | State | HL0007883 |  |  | State | A2 | Conventional | [14 empty] | No | No | No |  | HPS | 1 | [26 empty] | 2025-07-18 05:06 | NULL |  |  | Dsnyder5 | 2018-06-07 15:32 | rdixon5 | 2025-07-18 05:07 | No | No | No | No | No | Standing | None | None | None | No | No | No |  | No | 2025-07-18 05:06 |  | rdixon5 | 2025-07-18 05:06 | rdixon5 | 2025-07-18 05:06 | No Photo Available | No Photo Available | http://data.mapchannels.com/dualmaps6/map.htm?lat=39.103902&lng=-84.524996
08 | HAMILTON | HAM | RA | 31332 |  | 0.19 |  | SHAMRA31332**C | HAM-31332-0.190 | 39.1045 | -84.5271 | 2025-12-31 | Active |  |  |  | State | HL0031966 |  |  | State | M3-2 | Tower |  | 6 | [12 empty] | No | No | No | EzzardCharles/8th Street (no lock wshrs) | HPS | [27 empty] | 2026-04-30 15:14 | 8 - Needs Inspected in 8 CY |  | 2026-04-30 15:14 | eric.young | 2014-12-29 13:01 | csonner1 | 2022-11-01 14:27 | No | No | No | No | No | Standing | None | None | None | No | No | No | Needed lamps | No | 2026-04-30 15:14 | 2026-04-30 15:14 | csonner1 | 2026-04-30 15:15 | csonner1 | 2026-04-30 15:15 | No Photo Available | https://collectorweb.dot.state.oh.us/arcgis/rest/services/HIGHWAY_LIGHTING/HighwayLighting_Reference/FeatureServer/7/584619/attachments/ | http://data.mapchannels.com/dualmaps6/map.htm?lat=39.104480&lng=-84.527135
08 | HAMILTON | HAM | RA | 31332 |  | 0.295 |  | SHAMRA31332**C | HAM-31332-0.295 | 39.1053 | -84.5288 | 2025-12-31 | Active |  |  |  | State | HL0031968 |  |  | State | M3-1 | Tower |  | 6 | [12 empty] | No | No | No | EzzardCharles/8th Street (no lock wshrs) | HPS | [27 empty] | 2022-11-01 14:30 | 4 - Needs Inspected in 4 CY |  |  | eric.young | 2014-12-29 13:05 | csonner1 | 2022-11-01 14:30 | No | No | No | No | No | Standing | None | None | None | No | No | No |  |  | 2022-11-01 14:30 |  | csonner1 | 2022-11-01 14:30 | csonner1 | 2022-11-01 14:30 | No Photo Available | No Photo Available | http://data.mapchannels.com/dualmaps6/map.htm?lat=39.105276&lng=-84.528774
08 | HAMILTON | HAM | RA | 31332 |  | 0.396 |  | SHAMRA31332**C | HAM-31332-0.396 | 39.1062 | -84.5302 | 2025-12-31 | Active |  |  |  | State | HL0031969 |  |  | State | M4-1 | Tower |  | 6 | [12 empty] | No | No | No | EzzardCharles/8th Street (no lock wshrs) | HPS | [27 empty] | 2026-04-30 15:52 | 8 - Needs Inspected in 8 CY |  | 2026-04-30 15:52 | eric.young | 2014-12-29 13:08 | csonner1 | 2022-11-01 14:31 | No | No | No | No | No | Standing | None | None | None | No | No | No | Bad connection coming out of ballast | No | 2026-04-30 15:52 | 2026-04-30 15:52 | csonner1 | 2026-04-30 15:54 | csonner1 | 2026-04-30 15:54 | No Photo Available | https://collectorweb.dot.state.oh.us/arcgis/rest/services/HIGHWAY_LIGHTING/HighwayLighting_Reference/FeatureServer/7/581802/attachments/ | http://data.mapchannels.com/dualmaps6/map.htm?lat=39.106193&lng=-84.530229
08 | HAMILTON | HAM | RA | 31332 |  | 0.469 |  | SHAMRA31332**C | HAM-31332-0.469 | 39.1072 | -84.5308 | 2025-12-31 | Active |  |  |  | State | HL0031970 |  |  | State | M4-2 | Tower |  | 6 | [12 empty] | No | No | No | EzzardCharles/Freeman (no lock wshrs) | HPS | [27 empty] | 2026-04-30 16:09 | 8 - Needs Inspected in 8 CY |  | 2026-04-30 16:09 | eric.young | 2014-12-29 13:25 | csonner1 | 2022-11-01 14:33 | No | No | No | No | No | Standing | None | None | None | No | No | No | Bad plug put different style plug put two new ones that match | No | 2026-04-30 16:09 | 2026-04-30 16:09 | csonner1 | 2026-04-30 17:16 | csonner1 | 2026-04-30 17:16 | No Photo Available | https://collectorweb.dot.state.oh.us/arcgis/rest/services/HIGHWAY_LIGHTING/HighwayLighting_Reference/FeatureServer/7/580999/attachments/ | http://data.mapchannels.com/dualmaps6/map.htm?lat=39.107177&lng=-84.530782
08 | HAMILTON | HAM | RA | 31333 |  | 0.116 |  | SHAMRA31333**C | HAM-31333-0.116 | 39.1087 | -84.5311 | 2025-12-31 | Active |  |  |  | State | HL0031971 |  |  | State | M4-3 | Tower |  | 6 | [12 empty] | No | No | No | EzzardCharles/Freeman (no lock wshrs) | HPS | [27 empty] | 2026-04-30 17:50 | 8 - Needs Inspected in 8 CY |  | 2026-04-30 17:50 | eric.young | 2014-12-29 13:27 | csonner1 | 2022-11-01 14:34 | No | No | No | No | No | Standing | None | None | None | No | No | No | New lamp | No | 2026-04-30 17:50 | 2026-04-30 17:50 | csonner1 | 2026-04-30 17:51 | csonner1 | 2026-04-30 17:51 | No Photo Available | No Photo Available | http://data.mapchannels.com/dualmaps6/map.htm?lat=39.108702&lng=-84.531130
08 | HAMILTON | HAM | RA | 31333 |  | 0.2 |  | SHAMRA31333**C | HAM-31333-0.200 | 39.1099 | -84.5313 | 2025-12-31 | Active |  |  |  | State | HL0011455 |  |  | State | A25 | Conventional | [14 empty] | No | No | No |  | HPS | [27 empty] | 2025-11-13 09:36 | NULL |  |  | mhurlow1 | 2018-05-14 11:36 | rdixon5 | 2023-12-14 20:51 | No | No | No | No | No | Standing | None | None | None | No | No | No |  | No | 2025-11-13 09:36 |  | mneeley | 2025-11-13 09:36 | mneeley | 2025-11-13 09:36 | No Photo Available | No Photo Available | http://data.mapchannels.com/dualmaps6/map.htm?lat=39.109886&lng=-84.531262
08 | HAMILTON | HAM | RA | 31335 |  | 0.414 |  | SHAMRA31335**C | HAM-31335-0.414 | 39.2528 | -84.4446 | 2025-12-31 | Active |  |  |  | State | HL0016675 |  |  | State |  | Conventional | [14 empty] | No | No | No |  | HPS | [28 empty] | NULL |  |  | mhurlow1 | 2018-05-16 18:21 | mhurlow1 | 2018-07-23 12:25 | [20 empty] | No Photo Available | No Photo Available | http://data.mapchannels.com/dualmaps6/map.htm?lat=39.252818&lng=-84.444590
08 | HAMILTON | HAM | RA | 31335 |  | 0.448 |  | SHAMRA31335**C | HAM-31335-0.448 | 39.2524 | -84.4448 | 2025-12-31 | Active |  |  |  | State | HL0015846 |  |  | State |  | Conventional | [14 empty] | No | No | No |  | HPS | [28 empty] | NULL |  |  | mhurlow1 | 2018-05-16 18:20 | mhurlow1 | 2018-07-23 12:25 | [20 empty] | No Photo Available | No Photo Available | http://data.mapchannels.com/dualmaps6/map.htm?lat=39.252352&lng=-84.444816
08 | HAMILTON | HAM | RA | 31335 |  | 0.661 |  | SHAMRA31335**C | HAM-31335-0.661 | 39.2495 | -84.4462 | 2025-12-31 | Active |  |  |  | State | HL0003109 |  |  | State |  | Conventional | [14 empty] | No | No | No |  | HPS | [27 empty] | 2024-07-17 17:20 | NULL |  |  | mhurlow1 | 2018-05-16 17:52 | mhurlow1 | 2018-07-23 12:21 | No | No | No | No | No | Standing | None | None | None | No | No | No |  |  | 2024-07-17 17:20 |  | ascott3 | 2024-07-17 17:20 | ascott3 | 2024-07-17 17:20 | No Photo Available | No Photo Available | http://data.mapchannels.com/dualmaps6/map.htm?lat=39.249493&lng=-84.446243
08 | HAMILTON | HAM | RA | 31335 |  | 0.702 |  | SHAMRA31335**C | HAM-31335-0.702 | 39.2489 | -84.4465 | 2025-12-31 | Active |  |  |  | State | HL0000926 |  |  | State |  | Conventional | [14 empty] | No | No | No |  | HPS | [27 empty] | 2024-07-17 17:19 | NULL |  |  | mhurlow1 | 2018-05-16 17:47 | mhurlow1 | 2018-07-23 12:21 | No | No | No | No | No | Standing | None | None | None | No | No | No |  |  | 2024-07-17 17:19 |  | ascott3 | 2024-07-17 17:19 | ascott3 | 2024-07-17 17:19 | No Photo Available | No Photo Available | http://data.mapchannels.com/dualmaps6/map.htm?lat=39.248943&lng=-84.446472
08 | HAMILTON | HAM | RA | 31335 |  | 0.733 |  | SHAMRA31335**C | HAM-31335-0.733 | 39.2485 | -84.4467 | 2025-12-31 | Active |  |  |  | State | HL0003853 |  |  | State |  | Conventional | [14 empty] | No | No | No |  | HPS | [27 empty] | 2024-07-17 17:19 | NULL |  |  | mhurlow1 | 2018-05-16 17:46 | mhurlow1 | 2018-07-23 12:21 | No | No | No | No | No | Standing | None | None | None | No | No | No |  |  | 2024-07-17 17:19 |  | ascott3 | 2024-07-17 17:19 | ascott3 | 2024-07-17 17:19 | No Photo Available | No Photo Available | http://data.mapchannels.com/dualmaps6/map.htm?lat=39.248499&lng=-84.446657
08 | HAMILTON | HAM | RA | 31335 |  | 0.766 |  | SHAMRA31335**C | HAM-31335-0.766 | 39.248 | -84.4469 | 2025-12-31 | Active |  |  |  | State | HL0026271 |  |  | State |  | Conventional | [14 empty] | No | No | No |  | HPS | [27 empty] | 2024-07-17 17:19 | NULL |  |  | mhurlow1 | 2018-05-16 17:45 | mhurlow1 | 2018-07-23 12:21 | No | No | No | No | No | Standing | None | None | None | No | No | No |  |  | 2024-07-17 17:19 |  | ascott3 | 2024-07-17 17:19 | ascott3 | 2024-07-17 17:19 | No Photo Available | No Photo Available | http://data.mapchannels.com/dualmaps6/map.htm?lat=39.248042&lng=-84.446854
08 | HAMILTON | HAM | RA | 31335 |  | 1.2 |  | SHAMRA31335**C | HAM-31335-1.200 | 39.2425 | -84.4505 | 2025-12-31 | Active |  |  |  | State | HL0004990 |  |  | State |  | Conventional | [14 empty] | No | No | No |  | HPS | [28 empty] | NULL |  |  | mhurlow1 | 2018-05-16 17:24 | mhurlow1 | 2018-07-23 12:13 | [20 empty] | No Photo Available | No Photo Available | http://data.mapchannels.com/dualmaps6/map.htm?lat=39.242529&lng=-84.450509
08 | HAMILTON | HAM | RA | 31335 |  | 1.237 |  | SHAMRA31335**C | HAM-31335-1.237 | 39.242 | -84.4508 | 2025-12-31 | Active |  |  |  | State | HL0011865 |  |  | State |  | Conventional | [14 empty] | No | No | No |  | HPS | [28 empty] | NULL |  |  | mhurlow1 | 2018-05-16 17:22 | mhurlow1 | 2018-07-23 12:13 | [20 empty] | No Photo Available | No Photo Available | http://data.mapchannels.com/dualmaps6/map.htm?lat=39.242030&lng=-84.450784
08 | HAMILTON | HAM | RA | 31335 |  | 1.269 |  | SHAMRA31335**C | HAM-31335-1.269 | 39.2416 | -84.451 | 2025-12-31 | Active |  |  |  | State | HL0002647 |  |  | State |  | Conventional | [14 empty] | No | No | No |  | HPS | [28 empty] | NULL |  |  | mhurlow1 | 2018-05-16 17:20 | mhurlow1 | 2018-07-23 12:10 | [20 empty] | No Photo Available | No Photo Available | http://data.mapchannels.com/dualmaps6/map.htm?lat=39.241583&lng=-84.451004
08 | HAMILTON | HAM | RA | 31335 |  | 1.312 |  | SHAMRA31335**C | HAM-31335-1.312 | 39.241 | -84.4513 | 2025-12-31 | Active |  |  |  | State | HL0003329 |  |  | State |  | Conventional | [14 empty] | No | No | No |  | HPS | [27 empty] | 2024-07-16 17:03 | NULL |  |  | mhurlow1 | 2018-05-16 17:16 | mhurlow1 | 2018-07-23 12:10 | No | No | No | No | No | Standing | None | None | None | No | No | No |  |  | 2024-07-16 17:03 |  | ascott3 | 2024-07-16 17:03 | ascott3 | 2024-07-16 17:03 | No Photo Available | No Photo Available | http://data.mapchannels.com/dualmaps6/map.htm?lat=39.240990&lng=-84.451284
08 | HAMILTON | HAM | RA | 31335 |  | 1.634 |  | SHAMRA31335**C | HAM-31335-1.634 | 39.2363 | -84.4512 | 2025-12-31 | Active |  |  |  | State | HL0016551 |  |  | State |  | Conventional | [14 empty] | No | No | No |  | HPS | [27 empty] | 2025-05-02 17:19 | NULL |  | 2025-05-02 17:19 | mhurlow1 | 2018-05-16 16:52 | mhurlow1 | 2018-07-23 12:06 | No | No | No | No | No | Standing | None | None | None | No | No | No | Door needs bolt and nut | No | 2025-05-02 17:19 | 2025-05-02 17:19 | ascott3 | 2025-05-02 17:19 | ascott3 | 2025-05-02 17:19 | No Photo Available | https://collectorweb.dot.state.oh.us/arcgis/rest/services/HIGHWAY_LIGHTING/HighwayLighting_Reference/FeatureServer/7/522037/attachments/ | http://data.mapchannels.com/dualmaps6/map.htm?lat=39.236339&lng=-84.451219
08 | HAMILTON | HAM | RA | 31335 |  | 1.666 |  | SHAMRA31335**C | HAM-31335-1.666 | 39.2359 | -84.451 | 2025-12-31 | Active |  |  |  | State | HL0026048 |  |  | State |  | Conventional | [14 empty] | No | No | No |  | HPS | [27 empty] | 2025-10-06 15:46 | NULL |  |  | mhurlow1 | 2018-05-16 16:47 | mhurlow1 | 2018-07-23 12:06 | No | No | No | No | No | Standing | None | None | None | No | No | No |  | No | 2025-10-06 15:46 |  | csonner1 | 2025-10-06 15:46 | csonner1 | 2025-10-06 15:46 | No Photo Available | No Photo Available | http://data.mapchannels.com/dualmaps6/map.htm?lat=39.235888&lng=-84.451021
08 | HAMILTON | HAM | RA | 31335 |  | 1.691 |  | SHAMRA31335**C | HAM-31335-1.691 | 39.2355 | -84.4509 | 2025-12-31 | Active |  |  |  | State | HL0000828 |  |  | State |  | Conventional | [14 empty] | No | No | No |  | HPS | [27 empty] | 2025-10-06 15:49 | NULL |  |  | mhurlow1 | 2018-05-16 16:48 | mhurlow1 | 2018-07-23 12:06 | No | No | No | No | No | Standing | None | None | None | No | No | No |  | No | 2025-10-06 15:49 |  | csonner1 | 2025-10-06 15:49 | csonner1 | 2025-10-06 15:49 | No Photo Available | No Photo Available | http://data.mapchannels.com/dualmaps6/map.htm?lat=39.235534&lng=-84.450914
08 | HAMILTON | HAM | RA | 31335 |  | 1.718 |  | SHAMRA31335**C | HAM-31335-1.718 | 39.2352 | -84.4508 | 2025-12-31 | Active |  |  |  | State | HL0004711 |  |  | State |  | Conventional | [14 empty] | No | No | No |  | HPS | [27 empty] | 2025-10-06 15:51 | NULL |  |  | mhurlow1 | 2018-05-16 16:29 | mhurlow1 | 2018-07-23 12:06 | No | No | No | No | No | Standing | None | None | None | No | No | No |  | No | 2025-10-06 15:51 |  | csonner1 | 2025-10-06 15:51 | csonner1 | 2025-10-06 15:51 | No Photo Available | No Photo Available | http://data.mapchannels.com/dualmaps6/map.htm?lat=39.235169&lng=-84.450761
08 | HAMILTON | HAM | RA | 31335 |  | 1.746 |  | SHAMRA31335**C | HAM-31335-1.746 | 39.2348 | -84.4507 | 2025-12-31 | Active |  |  |  | State | HL0000797 |  |  | State |  | Conventional | [14 empty] | No | No | No |  | HPS | [27 empty] | 2025-05-02 17:16 | NULL |  | 2025-05-02 17:16 | mhurlow1 | 2018-05-16 16:28 | mhurlow1 | 2018-07-23 12:05 | No | No | No | No | No | Standing | None | None | None | No | No | No |  | No | 2025-05-02 17:16 | 2025-05-02 17:16 | ascott3 | 2025-05-02 17:17 | ascott3 | 2025-05-02 17:17 | No Photo Available | https://collectorweb.dot.state.oh.us/arcgis/rest/services/HIGHWAY_LIGHTING/HighwayLighting_Reference/FeatureServer/7/542453/attachments/ | http://data.mapchannels.com/dualmaps6/map.htm?lat=39.234770&lng=-84.450667
08 | HAMILTON | HAM | RA | 31335 |  | 2.062 |  | SHAMRA31335**C | HAM-31335-2.062 | 39.2302 | -84.4504 | 2025-12-31 | Active |  |  |  | State | HL0011699 |  |  | State |  | Conventional | [14 empty] | No | No | No |  | HPS | [27 empty] | 2025-11-12 06:07 | NULL |  |  | mhurlow1 | 2018-05-16 14:28 | mhurlow1 | 2018-07-23 11:56 | No | No | No | No | No | Standing | None | None | None | No | No | No |  | No | 2025-11-12 06:07 |  | mneeley | 2025-11-12 06:07 | mneeley | 2025-11-12 06:07 | No Photo Available | No Photo Available | http://data.mapchannels.com/dualmaps6/map.htm?lat=39.230230&lng=-84.450385
08 | HAMILTON | HAM | RA | 31335 |  | 2.097 |  | SHAMRA31335**C | HAM-31335-2.097 | 39.2297 | -84.4504 | 2025-12-31 | Active |  |  |  | State | HL0026644 |  |  | State | AA-15 | Conventional | No |  | AT | A |  |  |  | 1 |  |  |  |  | No | No | No | No | No |  | LED | 1 | [26 empty] | 2025-11-12 06:07 | NULL |  |  | mhurlow1 | 2018-05-16 14:26 | jritchie2 | 2026-07-13 14:50 | No | No | No | No | No | Standing | None | None | None | No | No | No |  | No | 2025-11-12 06:07 |  | mneeley | 2025-11-12 06:07 | mneeley | 2025-11-12 06:07 | No Photo Available | No Photo Available | http://data.mapchannels.com/dualmaps6/map.htm?lat=39.229720&lng=-84.450402
08 | HAMILTON | HAM | RA | 31335 |  | 2.13 |  | SHAMRA31335**C | HAM-31335-2.130 | 39.2293 | -84.4504 | 2025-12-31 | Active |  |  |  | State | HL0023563 |  |  | State | AA-16 | Conventional | No |  | AT | A |  |  |  | 1 |  |  |  |  | No | No | No | No | No |  | LED | 1 | [26 empty] | 2025-11-12 06:07 | NULL |  |  | mhurlow1 | 2018-05-16 14:26 | jritchie2 | 2026-07-13 14:49 | No | No | No | No | No | Standing | None | None | None | No | No | No |  | No | 2025-11-12 06:07 |  | mneeley | 2025-11-12 06:07 | mneeley | 2025-11-12 06:07 | No Photo Available | No Photo Available | http://data.mapchannels.com/dualmaps6/map.htm?lat=39.229255&lng=-84.450432
08 | HAMILTON | HAM | RA | 31335 |  | 2.148 |  | SHAMRA31335**C | HAM-31335-2.148 | 39.229 | -84.4505 | 2025-12-31 | Active | 2022-01-14 | 82288 | 2022-01-14 | State | HL0038863 |  |  | State | AA-17 | Conventional | No |  | AT | A |  |  |  | 1 |  |  |  |  | No | No | No | No | No |  | LED | 1 | [26 empty] | 2025-11-12 06:07 | NULL |  |  | ascott3 | 2024-07-26 01:17 | jritchie2 | 2026-07-13 14:49 | No | No | No | No | No | Standing | None | None | None | No | No | No |  | No | 2025-11-12 06:07 |  | mneeley | 2025-11-12 06:07 | mneeley | 2025-11-12 06:07 | No Photo Available | No Photo Available | http://data.mapchannels.com/dualmaps6/map.htm?lat=39.228999&lng=-84.450483
08 | HAMILTON | HAM | RA | 31335 |  | 2.171 |  | SHAMRA31335**C | HAM-31335-2.171 | 39.2287 | -84.4505 | 2025-12-31 | Active |  |  |  | State | HL0006995 |  |  | State | AA-18 | Conventional | No |  | AT | A |  |  |  | 1 |  |  |  |  | No | No | No | No | No |  | LED | 1 | [26 empty] | 2025-11-12 06:07 | NULL |  |  | mhurlow1 | 2018-05-16 14:25 | jritchie2 | 2026-07-13 14:48 | No | No | No | No | No | Standing | None | None | None | No | No | No |  | No | 2025-11-12 06:07 |  | mneeley | 2025-11-12 06:08 | mneeley | 2025-11-12 06:08 | No Photo Available | No Photo Available | http://data.mapchannels.com/dualmaps6/map.htm?lat=39.228672&lng=-84.450527
08 | HAMILTON | HAM | RA | 31335 |  | 2.2 |  | SHAMRA31335**C | HAM-31335-2.200 | 39.2283 | -84.4507 | 2025-12-31 | Active |  |  |  | State | HL0023041 |  |  | State | D1-28 | Conventional | No |  | AT | A |  |  |  | 1 |  |  |  |  | No | No | No | No | No |  | LED | 1 | [26 empty] | 2025-11-12 06:08 | NULL |  |  | mhurlow1 | 2018-05-16 14:24 | jritchie2 | 2026-07-13 14:47 | No | No | No | No | No | Standing | None | None | None | No | No | No |  | No | 2025-11-12 06:08 |  | mneeley | 2025-11-12 06:08 | mneeley | 2025-11-12 06:08 | No Photo Available | No Photo Available | http://data.mapchannels.com/dualmaps6/map.htm?lat=39.228282&lng=-84.450659
08 | HAMILTON | HAM | RA | 31337 |  | 0 |  | SHAMRA31337**C | HAM-31337-0.000 | 39.2557 | -84.4468 | 2025-12-31 | Active |  |  |  | State | HL0008045 |  |  | State |  | Conventional | [14 empty] | No | No | No |  | HPS | [28 empty] | NULL |  |  | mhurlow1 | 2018-05-16 18:41 | mhurlow1 | 2018-07-23 12:28 | [20 empty] | No Photo Available | No Photo Available | http://data.mapchannels.com/dualmaps6/map.htm?lat=39.255696&lng=-84.446828
08 | HAMILTON | HAM | RA | 31337 |  | 0.018 |  | SHAMRA31337**C | HAM-31337-0.018 | 39.2553 | -84.4467 | 2025-12-31 | Active |  |  |  | State | HL0021697 |  |  | State |  | Conventional | [14 empty] | No | No | No |  | HPS | [28 empty] | NULL |  |  | mhurlow1 | 2018-05-16 18:27 | mhurlow1 | 2018-07-23 12:28 | [20 empty] | No Photo Available | No Photo Available | http://data.mapchannels.com/dualmaps6/map.htm?lat=39.255263&lng=-84.446673
08 | HAMILTON | HAM | RA | 31337 |  | 0.042 |  | SHAMRA31337**C | HAM-31337-0.042 | 39.2553 | -84.4461 | 2025-12-31 | Active |  |  |  | State | HL0001511 |  |  | State |  | Conventional | [14 empty] | No | No | No |  | HPS | [28 empty] | NULL |  |  | mhurlow1 | 2018-05-16 18:40 | mhurlow1 | 2018-07-23 12:28 | [20 empty] | No Photo Available | No Photo Available | http://data.mapchannels.com/dualmaps6/map.htm?lat=39.255278&lng=-84.446075
08 | HAMILTON | HAM | RA | 31337 |  | 0.069 |  | SHAMRA31337**C | HAM-31337-0.069 | 39.2548 | -84.4459 | 2025-12-31 | Active |  |  |  | State | HL0025004 |  |  | State |  | Conventional | [14 empty] | No | No | No |  | HPS | [28 empty] | NULL |  |  | mhurlow1 | 2018-05-16 18:22 | mhurlow1 | 2018-07-23 12:28 | [20 empty] | No Photo Available | No Photo Available | http://data.mapchannels.com/dualmaps6/map.htm?lat=39.254791&lng=-84.445945
08 | HAMILTON | HAM | RA | 31337 |  | 0.07 |  | SHAMRA31337**C | HAM-31337-0.070 | 39.2548 | -84.4458 | 2025-12-31 | Active |  |  |  | State | HL0016270 |  |  | State |  | Conventional | [14 empty] | No | No | No |  | HPS | [28 empty] | NULL |  |  | mhurlow1 | 2018-05-16 18:23 | mhurlow1 | 2018-07-23 12:28 | [20 empty] | No Photo Available | No Photo Available | http://data.mapchannels.com/dualmaps6/map.htm?lat=39.254843&lng=-84.445806
08 | HAMILTON | HAM | RA | 31337 |  | 0.096 |  | SHAMRA31337**C | HAM-31337-0.096 | 39.2545 | -84.446 | 2025-12-31 | Active | 2022-01-14 | 82288 | 2022-01-14 | State | HL0038855 |  |  | State | BC-6 | Conventional | No |  | AT | A |  |  |  | 1 |  |  |  |  | No | No | No | No | No |  | LED | 1 | [26 empty] | 2025-10-02 17:23 | NULL |  |  | ascott3 | 2024-07-17 17:25 | jritchie2 | 2026-07-07 14:28 | No | No | No | No | No | Standing | None | None | None | No | No | No |  | No | 2025-10-02 17:23 |  | csonner1 | 2025-10-02 17:23 | csonner1 | 2025-10-02 17:23 | No Photo Available | No Photo Available | http://data.mapchannels.com/dualmaps6/map.htm?lat=39.254468&lng=-84.445968
08 | HAMILTON | HAM | RA | 31337 |  | 0.13 |  | SHAMRA31337**C | HAM-31337-0.130 | 39.2541 | -84.4463 | 2025-12-31 | Active | 2022-01-14 | 82288 | 2022-01-14 | State | HL0038854 |  |  | State |  | Conventional | [14 empty] | No | No | No |  | HPS | 1 | [26 empty] | 2024-07-17 17:25 | NULL |  |  | ascott3 | 2024-07-17 17:25 | acode1@Admin | 2025-11-21 18:58 | No | No | No | No | No | Standing | None | None | None | No | No | No |  |  | 2024-07-17 17:25 |  | ascott3 | 2024-07-17 17:26 | ascott3 | 2024-07-17 17:26 | No Photo Available | No Photo Available | http://data.mapchannels.com/dualmaps6/map.htm?lat=39.254051&lng=-84.446290
08 | HAMILTON | HAM | RA | 31337 |  | 0.162 |  | SHAMRA31337**C | HAM-31337-0.162 | 39.2536 | -84.4463 | 2025-12-31 | Active | 2022-01-14 | 82288 | 2022-01-14 | State | HL0038846 |  |  | State | BC-5 | Conventional | No |  | AT | A |  |  |  | 1 |  |  |  |  | No | No | No | No | No |  | LED | 1 | [26 empty] | 2025-10-02 17:32 | NULL |  |  | ascott3 | 2024-07-17 17:24 | jritchie2 | 2026-07-07 14:29 | No | No | No | No | No | Standing | None | None | None | No | No | No |  | No | 2025-10-02 17:32 |  | csonner1 | 2025-10-02 17:33 | csonner1 | 2025-10-02 17:33 | No Photo Available | No Photo Available | http://data.mapchannels.com/dualmaps6/map.htm?lat=39.253558&lng=-84.446319
08 | HAMILTON | HAM | RA | 31337 |  | 0.192 |  | SHAMRA31337**C | HAM-31337-0.192 | 39.2531 | -84.4462 | 2025-12-31 | Active | 2022-01-14 | 82288 | 2022-01-14 | State | HL0038845 |  |  | State | BC5 | Conventional | No |  | AT | A |  |  |  | 1 |  |  |  |  | No | No | No | No | No |  | LED | 1 | [26 empty] | 2025-10-27 18:21 | NULL |  | 2025-10-27 18:21 | ascott3 | 2024-07-17 17:24 | jritchie2 | 2026-07-07 14:29 | No | No | No | No | No | Standing | None | None | None | No | No | No | Both fused pull apart connector kits bad | No | 2025-10-27 18:21 | 2025-10-27 18:21 | csonner1 | 2025-10-27 18:22 | csonner1 | 2025-10-27 18:22 | No Photo Available | No Photo Available | http://data.mapchannels.com/dualmaps6/map.htm?lat=39.253101&lng=-84.446155
08 | HAMILTON | HAM | RA | 31337 |  | 0.248 |  | SHAMRA31337**C | HAM-31337-0.248 | 39.2525 | -84.4454 | 2025-12-31 | Active |  |  |  | State | HL0010262 |  |  | State |  | Conventional | [14 empty] | No | No | No |  | HPS | [27 empty] | 2025-10-02 17:35 | NULL |  |  | mhurlow1 | 2018-05-16 18:20 | mhurlow1 | 2018-07-23 12:25 | No | No | No | No | No | Standing | None | None | None | No | No | No |  | No | 2025-10-02 17:35 |  | csonner1 | 2025-10-02 17:35 | csonner1 | 2025-10-02 17:35 | No Photo Available | No Photo Available | http://data.mapchannels.com/dualmaps6/map.htm?lat=39.252530&lng=-84.445355
08 | HAMILTON | HAM | RA | 31337 |  | 0.282 |  | SHAMRA31337**C | HAM-31337-0.282 | 39.2521 | -84.4451 | 2025-12-31 | Active |  |  |  | State | HL0013845 |  |  | State |  | Conventional | [14 empty] | No | No | No |  | HPS | [27 empty] | 2025-10-02 17:38 | NULL |  |  | mhurlow1 | 2018-05-16 18:06 | mhurlow1 | 2018-07-23 12:25 | No | No | No | No | No | Standing | None | None | None | No | No | No |  | No | 2025-10-02 17:38 |  | csonner1 | 2025-10-02 17:38 | csonner1 | 2025-10-02 17:38 | No Photo Available | No Photo Available | http://data.mapchannels.com/dualmaps6/map.htm?lat=39.252073&lng=-84.445107
08 | HAMILTON | HAM | RA | 31337 |  | 0.321 |  | SHAMRA31337**C | HAM-31337-0.321 | 39.2515 | -84.4453 | 2025-12-31 | Active |  |  |  | State | HL0022178 |  |  | State |  | Conventional | [14 empty] | No | No | No |  | HPS | [27 empty] | 2025-10-02 17:41 | NULL |  |  | mhurlow1 | 2018-05-16 18:05 | mhurlow1 | 2018-07-23 12:25 | No | No | No | No | No | Standing | None | None | None | No | No | No |  | No | 2025-10-02 17:41 |  | csonner1 | 2025-10-02 17:42 | csonner1 | 2025-10-02 17:42 | No Photo Available | No Photo Available | http://data.mapchannels.com/dualmaps6/map.htm?lat=39.251525&lng=-84.445330
08 | HAMILTON | HAM | RA | 31337 |  | 0.352 |  | SHAMRA31337**C | HAM-31337-0.352 | 39.2511 | -84.4455 | 2025-12-31 | Active |  |  |  | State | HL0013043 |  |  | State |  | Conventional | [14 empty] | No | No | No |  | HPS | [27 empty] | 2025-10-02 17:46 | NULL |  |  | mhurlow1 | 2018-05-16 18:00 | mhurlow1 | 2018-07-23 12:25 | No | No | No | No | No | Standing | None | None | None | No | No | No |  | No | 2025-10-02 17:46 |  | csonner1 | 2025-10-02 17:46 | csonner1 | 2025-10-02 17:46 | No Photo Available | No Photo Available | http://data.mapchannels.com/dualmaps6/map.htm?lat=39.251094&lng=-84.445471
08 | HAMILTON | HAM | RA | 31337 |  | 0.388 |  | SHAMRA31337**C | HAM-31337-0.388 | 39.2506 | -84.4457 | 2025-12-31 | Active |  |  |  | State | HL0016747 |  |  | State |  | Conventional | [14 empty] | No | No | No |  | HPS | [27 empty] | 2024-07-17 17:20 | NULL |  |  | mhurlow1 | 2018-05-16 18:01 | mhurlow1 | 2018-07-23 12:25 | No | No | No | No | No | Standing | None | None | None | No | No | No |  |  | 2024-07-17 17:20 |  | ascott3 | 2024-07-17 17:20 | ascott3 | 2024-07-17 17:20 | No Photo Available | No Photo Available | http://data.mapchannels.com/dualmaps6/map.htm?lat=39.250606&lng=-84.445685
08 | HAMILTON | HAM | RA | 31337 |  | 0.423 |  | SHAMRA31337**C | HAM-31337-0.423 | 39.2501 | -84.4459 | 2025-12-31 | Active |  |  |  | State | HL0015083 |  |  | State |  | Conventional | [14 empty] | No | No | No |  | HPS | [27 empty] | 2024-07-17 17:20 | NULL |  |  | mhurlow1 | 2018-05-16 17:53 | mhurlow1 | 2018-07-23 12:21 | No | No | No | No | No | Standing | None | None | None | No | No | No |  |  | 2024-07-17 17:20 |  | ascott3 | 2024-07-17 17:20 | ascott3 | 2024-07-17 17:20 | No Photo Available | No Photo Available | http://data.mapchannels.com/dualmaps6/map.htm?lat=39.250097&lng=-84.445923
08 | HAMILTON | HAM | RA | 31339 |  | 0.025 |  | SHAMRA31339**C | HAM-31339-0.025 | 39.2581 | -84.4421 | 2025-12-31 | Active |  |  |  | State | HL0020481 |  |  | State | CC-1 | Conventional | No |  | AT | A |  |  |  | 1 |  |  |  |  | No | No | No | No | No |  | LED | 1 | [26 empty] | 2025-10-02 16:33 | NULL |  |  | mhurlow1 | 2018-05-17 11:41 | jritchie2 | 2026-07-01 15:40 | No | No | No | No | No | Standing | None | None | None | No | No | No | Missing tbase door | Yes | 2025-10-02 16:33 |  | csonner1 | 2025-10-02 16:33 | csonner1 | 2025-10-02 16:33 | No Photo Available | No Photo Available | http://data.mapchannels.com/dualmaps6/map.htm?lat=39.258073&lng=-84.442076
08 | HAMILTON | HAM | RA | 31339 |  | 0.08 |  | SHAMRA31339**C | HAM-31339-0.080 | 39.2574 | -84.4425 | 2025-12-31 | Active |  |  |  | State | HL0018326 |  |  | State | CC2 | Conventional | No |  | AT | A |  |  |  | 1 |  |  |  |  | No | No | No | No | No |  | LED | 1 |  |  | 12,000 - 15,999 | [23 empty] | 2025-10-02 16:33 | NULL |  |  | mhurlow1 | 2018-05-17 11:40 | jritchie2 | 2026-07-01 15:41 | No | No | No | No | No | Standing | None | None | None | No | No | No | Needs door | Yes | 2025-10-02 16:33 |  | csonner1 | 2025-10-02 16:34 | csonner1 | 2025-10-02 16:34 | No Photo Available | No Photo Available | http://data.mapchannels.com/dualmaps6/map.htm?lat=39.257353&lng=-84.442458
08 | HAMILTON | HAM | RA | 31339 |  | 0.133 |  | SHAMRA31339**C | HAM-31339-0.133 | 39.2566 | -84.4428 | 2025-12-31 | Active |  |  |  | State | HL0022300 |  |  | State | CC-2 | Conventional | No |  | AT | A |  |  |  | 1 |  |  |  |  | No | No | No | No | No |  | LED | 1 | [26 empty] | 2025-10-02 16:37 | NULL |  |  | mhurlow1 | 2018-05-17 11:38 | jritchie2 | 2026-07-01 15:41 | No | No | No | No | No | Standing | None | None | None | No | No | No |  | No | 2025-10-02 16:37 |  | csonner1 | 2025-10-02 16:37 | csonner1 | 2025-10-02 16:37 | No Photo Available | No Photo Available | http://data.mapchannels.com/dualmaps6/map.htm?lat=39.256644&lng=-84.442830
08 | HAMILTON | HAM | RA | 31339 |  | 0.183 |  | SHAMRA31339**C | HAM-31339-0.183 | 39.256 | -84.4431 | 2025-12-31 | Active |  |  |  | State | HL0015958 |  |  | State | CC-3 | Conventional | No |  | AT | A |  |  |  | 1 |  |  |  |  | No | No | No | No | No |  | LED | 1 | [26 empty] | 2025-10-02 16:40 | NULL |  |  | mhurlow1 | 2018-05-17 11:35 | jritchie2 | 2026-07-01 15:42 | No | No | No | No | No | Standing | None | None | None | No | No | No |  | No | 2025-10-02 16:40 |  | csonner1 | 2025-10-02 16:40 | csonner1 | 2025-10-02 16:40 | No Photo Available | No Photo Available | http://data.mapchannels.com/dualmaps6/map.htm?lat=39.255986&lng=-84.443143
08 | HAMILTON | HAM | RA | 31339 |  | 0.234 |  | SHAMRA31339**C | HAM-31339-0.234 | 39.2553 | -84.4435 | 2025-12-31 | Active | 2022-01-14 | 82288 | 2022-01-14 | State | HL0038853 |  |  | State | CC-4 | Conventional | No |  | AT | A |  |  |  | 1 |  |  |  |  | No | No | No | No | No |  | LED | 1 | [26 empty] | 2025-05-02 13:53 | NULL |  | 2025-05-02 13:53 | ascott3 | 2024-07-17 17:24 | jritchie2 | 2026-07-01 15:43 | No | No | No | No | No | Standing | None | None | None | No | No | No |  | No | 2025-05-02 13:53 | 2025-05-02 13:53 | ascott3 | 2025-05-02 13:53 | ascott3 | 2025-05-02 13:53 | No Photo Available | https://collectorweb.dot.state.oh.us/arcgis/rest/services/HIGHWAY_LIGHTING/HighwayLighting_Reference/FeatureServer/7/542018/attachments/ | http://data.mapchannels.com/dualmaps6/map.htm?lat=39.255300&lng=-84.443495
08 | HAMILTON | HAM | RA | 31339 |  | 0.259 |  | SHAMRA31339**C | HAM-31339-0.259 | 39.255 | -84.4436 | 2025-12-31 | Retired |  |  |  | State | HL0029181 |  |  | State | C2 1 | Tower |  | 6 | [12 empty] | No | No | No | CKT C Glendale-Milford | HPS | [28 empty] | NULL |  |  | darshan.singh | 2014-12-16 10:42 | acode1 | 2024-09-04 13:04 | No | No | No | No | No | Standing | None | None | None | No | No | No | None ¦ None |  | 2014-12-16 10:42 |  | darshan.singh | 2014-12-16 10:42 | darshan.singh | 2014-12-16 10:43 | No Photo Available | https://collectorweb.dot.state.oh.us/arcgis/rest/services/HIGHWAY_LIGHTING/HighwayLighting_Reference/FeatureServer/7/2032/attachments/ | http://data.mapchannels.com/dualmaps6/map.htm?lat=39.254966&lng=-84.443634
08 | HAMILTON | HAM | RA | 31339 |  | 0.288 |  | SHAMRA31339**C | HAM-31339-0.288 | 39.2546 | -84.444 | 2025-12-31 | Active | 2022-01-14 | 82288 | 2022-01-14 | State | HL0038844 |  |  | State |  | Conventional | [14 empty] | No | No | No |  | HPS | 1 | [26 empty] | 2024-07-17 17:28 | NULL |  |  | ascott3 | 2024-07-17 17:23 | acode1@Admin | 2025-11-21 19:07 | No | No | No | No | No | Standing | None | None | None | No | No | No |  |  | 2024-07-17 17:28 |  | ascott3 | 2024-07-17 17:28 | ascott3 | 2024-07-17 17:28 | No Photo Available | No Photo Available | http://data.mapchannels.com/dualmaps6/map.htm?lat=39.254626&lng=-84.443961
08 | HAMILTON | HAM | RA | 31339 |  | 0.32 |  | SHAMRA31339**C | HAM-31339-0.320 | 39.2542 | -84.444 | 2025-12-31 | Active |  |  |  | State | HL0006048 |  |  | State |  | Conventional | [14 empty] | No | No | No |  | HPS | [28 empty] | NULL |  |  | mhurlow1 | 2018-05-16 18:24 | mhurlow1 | 2018-07-23 12:28 | [20 empty] | No Photo Available | No Photo Available | http://data.mapchannels.com/dualmaps6/map.htm?lat=39.254154&lng=-84.444036
08 | HAMILTON | HAM | RA | 31339 |  | 0.341 |  | SHAMRA31339**C | HAM-31339-0.341 | 39.2539 | -84.4442 | 2025-12-31 | Active | 2022-01-14 | 82288 | 2022-01-14 | State | HL0038843 |  |  | State | BC-14 | Conventional | No |  | AT | A |  |  |  | 1 |  |  |  |  | No | No | No | No | No |  | LED | 1 | [26 empty] | 2025-10-02 16:44 | NULL |  |  | ascott3 | 2024-07-17 17:23 | jritchie2 | 2026-07-07 14:31 | No | No | No | No | No | Standing | None | None | None | No | No | No |  | No | 2025-10-02 16:44 |  | csonner1 | 2025-10-02 16:44 | csonner1 | 2025-10-02 16:44 | No Photo Available | No Photo Available | http://data.mapchannels.com/dualmaps6/map.htm?lat=39.253891&lng=-84.444218
08 | HAMILTON | HAM | RA | 31339 |  | 0.375 |  | SHAMRA31339**C | HAM-31339-0.375 | 39.2535 | -84.4445 | 2025-12-31 | Active | 2022-01-14 | 82288 | 2022-01-14 | State | HL0038842 |  |  | State | BC-13 | Conventional | No |  | AT | A |  |  |  | 1 |  |  |  |  | No | No | No | No | No |  | LED | 1 | [26 empty] | 2025-10-02 16:48 | NULL |  |  | ascott3 | 2024-07-17 17:23 | jritchie2 | 2026-07-07 14:31 | No | No | No | No | No | Standing | None | None | None | No | No | No |  | No | 2025-10-02 16:48 |  | csonner1 | 2025-10-02 16:48 | csonner1 | 2025-10-02 16:48 | No Photo Available | No Photo Available | http://data.mapchannels.com/dualmaps6/map.htm?lat=39.253478&lng=-84.444489
08 | HAMILTON | HAM | RA | 31339 |  | 0.375 |  | SHAMRA31339**C | HAM-31339-0.375 | 39.2536 | -84.4447 | 2025-12-31 | Retired |  |  |  | State | HL0029199 |  |  | State | C4 3 | Tower |  | 6 | [12 empty] | No | No | No | CKT C Glendale-Milford (conc. pour btn pole fndn) | HPS | [28 empty] | NULL |  |  | darshan.singh | 2014-12-16 10:56 | acode1 | 2024-09-04 13:06 | No | No | No | No | No | Standing | None | None | None | No | No | No | None ¦ None |  | 2014-12-16 10:56 |  | darshan.singh | 2014-12-16 10:56 | darshan.singh | 2014-12-16 10:56 | No Photo Available | https://collectorweb.dot.state.oh.us/arcgis/rest/services/HIGHWAY_LIGHTING/HighwayLighting_Reference/FeatureServer/7/2050/attachments/ | http://data.mapchannels.com/dualmaps6/map.htm?lat=39.253580&lng=-84.444703
08 | HAMILTON | HAM | RA | 31339 |  | 0.419 |  | SHAMRA31339**C | HAM-31339-0.419 | 39.2532 | -84.445 | 2025-12-31 | Active | 2022-01-14 | 82288 | 2022-01-14 | State | HL0038841 |  |  | State | BC-12 | Conventional | No |  | AT | A |  |  |  | 1 |  |  |  |  | No | No | No | No | No |  | LED | 1 | [26 empty] | 2025-10-02 16:59 | NULL |  |  | ascott3 | 2024-07-17 17:23 | jritchie2 | 2026-07-07 14:30 | No | No | No | No | No | Standing | None | None | None | No | No | No |  | No | 2025-10-02 16:59 |  | csonner1 | 2025-10-02 16:59 | csonner1 | 2025-10-02 16:59 | No Photo Available | No Photo Available | http://data.mapchannels.com/dualmaps6/map.htm?lat=39.253169&lng=-84.444999
08 | HAMILTON | HAM | RA | 31339 |  | 0.465 |  | SHAMRA31339**C | HAM-31339-0.465 | 39.2531 | -84.4456 | 2025-12-31 | Active | 2022-01-14 | 82288 | 2022-01-14 | State | HL0038852 |  |  | State | BC-8 | Conventional | No |  | AT | A |  |  |  | 1 |  |  |  |  | No | No | No | No | No |  | LED | 1 | [26 empty] | 2025-10-02 17:03 | NULL |  |  | ascott3 | 2024-07-17 17:22 | jritchie2 | 2026-07-07 14:30 | No | No | No | No | No | Standing | None | None | None | No | No | No |  | No | 2025-10-02 17:03 |  | csonner1 | 2025-10-02 17:03 | csonner1 | 2025-10-02 17:03 | No Photo Available | No Photo Available | http://data.mapchannels.com/dualmaps6/map.htm?lat=39.253093&lng=-84.445603
08 | HAMILTON | HAM | RA | 31339 |  | 0.492 |  | SHAMRA31339**C | HAM-31339-0.492 | 39.2534 | -84.4457 | 2025-12-31 | Retired |  |  |  | State | HL0029188 |  |  | State | C4 2 | Tower |  | 6 | [12 empty] | No | No | No | CKT C Glendale-Milford (conc. pour btn pole fndn) | HPS | [28 empty] | NULL |  |  | darshan.singh | 2014-12-16 10:49 | acode1 | 2024-09-04 13:06 | No | No | No | No | No | Standing | None | None | None | No | No | No | None ¦ None |  | 2014-12-16 10:49 |  | darshan.singh | 2014-12-16 10:49 | darshan.singh | 2014-12-16 10:49 | No Photo Available | https://collectorweb.dot.state.oh.us/arcgis/rest/services/HIGHWAY_LIGHTING/HighwayLighting_Reference/FeatureServer/7/2039/attachments/ | http://data.mapchannels.com/dualmaps6/map.htm?lat=39.253385&lng=-84.445660
08 | HAMILTON | HAM | RA | 31339 |  | 0.548 |  | SHAMRA31339**C | HAM-31339-0.548 | 39.254 | -84.4459 | 2025-12-31 | Active | 2022-01-14 | 82288 | 2022-01-14 | State | HL0038840 |  |  | State | BC-9 | Conventional | No |  | AT | A |  |  |  | 1 |  |  |  |  | No | No | No | No | No |  | LED | 1 | [26 empty] | 2025-10-02 17:09 | NULL |  |  | ascott3 | 2024-07-17 17:22 | jritchie2 | 2026-07-07 14:27 | No | No | No | No | No | Standing | None | None | None | No | No | No |  | No | 2025-10-02 17:09 |  | csonner1 | 2025-10-02 17:09 | csonner1 | 2025-10-02 17:13 | No Photo Available | No Photo Available | http://data.mapchannels.com/dualmaps6/map.htm?lat=39.254013&lng=-84.445879
08 | HAMILTON | HAM | RA | 31339 |  | 0.585 |  | SHAMRA31339**C | HAM-31339-0.585 | 39.2544 | -84.4455 | 2025-12-31 | Retired |  |  |  | State | HL0029195 |  |  | State | C4 1 | Tower |  | 6 | [12 empty] | No | No | No | CKT C Glendale-Milford (conc. pour btn pole fndn) | HPS | [28 empty] | NULL |  |  | darshan.singh | 2014-12-16 10:52 | acode1 | 2024-09-04 13:07 | No | No | No | No | No | Standing | None | None | None | No | No | No | None ¦ None |  | 2014-12-16 10:52 |  | darshan.singh | 2014-12-16 10:52 | darshan.singh | 2014-12-16 10:52 | No Photo Available | https://collectorweb.dot.state.oh.us/arcgis/rest/services/HIGHWAY_LIGHTING/HighwayLighting_Reference/FeatureServer/7/2046/attachments/ | http://data.mapchannels.com/dualmaps6/map.htm?lat=39.254357&lng=-84.445503
08 | HAMILTON | HAM | RA | 31339 |  | 0.588 |  | SHAMRA31339**C | HAM-31339-0.588 | 39.2545 | -84.4455 | 2025-12-31 | Active | 2022-01-14 | 82288 | 2022-01-14 | State | HL0038839 |  |  | State | BC-10 | Conventional | No |  | AT | A |  |  |  | 1 |  |  |  |  | No | No | No | No | No |  | LED | 1 | [26 empty] | 2025-10-02 17:14 | NULL |  |  | ascott3 | 2024-07-17 17:22 | jritchie2 | 2026-07-07 14:27 | No | No | No | No | No | Standing | None | None | None | No | No | No |  | No | 2025-10-02 17:14 |  | csonner1 | 2025-10-02 17:14 | csonner1 | 2025-10-02 17:14 | No Photo Available | No Photo Available | http://data.mapchannels.com/dualmaps6/map.htm?lat=39.254453&lng=-84.445490
08 | HAMILTON | HAM | RA | 31339 |  | 0.617 |  | SHAMRA31339**C | HAM-31339-0.617 | 39.2544 | -84.445 | 2025-12-31 | Active |  |  |  | State | HL0026434 |  |  | State |  | Conventional | [14 empty] | No | No | No |  | HPS | [28 empty] | NULL |  |  | mhurlow1 | 2018-05-16 18:24 | mhurlow1 | 2018-07-23 12:28 | [20 empty] | No Photo Available | No Photo Available | http://data.mapchannels.com/dualmaps6/map.htm?lat=39.254430&lng=-84.444992
08 | HAMILTON | HAM | RA | 31339 |  | 0.62 |  | SHAMRA31339**C | HAM-31339-0.620 | 39.2545 | -84.4444 | 2025-12-31 | Active |  |  |  | State | HL0002106 |  |  | State |  | Conventional | [14 empty] | No | No | No |  | HPS | [28 empty] | NULL |  |  | mhurlow1 | 2018-05-16 18:38 | mhurlow1 | 2018-07-23 12:28 | [20 empty] | No Photo Available | No Photo Available | http://data.mapchannels.com/dualmaps6/map.htm?lat=39.254525&lng=-84.444411
08 | HAMILTON | HAM | RA | 31340 |  | 0.031 |  | SHAMRA31340**C | HAM-31340-0.031 | 39.2548 | -84.4453 | 2025-12-31 | Active |  |  |  | State | HL0026873 |  |  | State |  | Conventional | [14 empty] | No | No | No |  | HPS | [28 empty] | NULL |  |  | mhurlow1 | 2018-05-16 18:39 | mhurlow1 | 2018-07-23 12:28 | [20 empty] | No Photo Available | No Photo Available | http://data.mapchannels.com/dualmaps6/map.htm?lat=39.254846&lng=-84.445304
08 | HAMILTON | HAM | RA | 31341 |  | 0.002 |  | SHAMRA31341**C | HAM-31341-0.002 | 39.2513 | -84.4443 | 2025-12-31 | Active |  |  |  | State | HL0018929 |  |  | State | BD-1 | Conventional | No |  | AT | A |  |  |  | 1 |  |  |  |  | No | No | No | No | No |  | LED | 1 | [26 empty] | 2025-10-02 15:02 | NULL |  |  | mhurlow1 | 2018-05-16 17:58 | jritchie2 | 2026-07-07 14:22 | No | No | No | No | No | Standing | None | None | None | No | No | No |  | No | 2025-10-02 15:02 |  | csonner1 | 2025-10-02 15:02 | csonner1 | 2025-10-02 15:02 | No Photo Available | No Photo Available | http://data.mapchannels.com/dualmaps6/map.htm?lat=39.251323&lng=-84.444315
08 | HAMILTON | HAM | RA | 31341 |  | 0.03 |  | SHAMRA31341**C | HAM-31341-0.030 | 39.2517 | -84.4441 | 2025-12-31 | Active |  |  |  | State | HL0019659 |  |  | State | BD-2 | Conventional | No |  | AT | A |  |  |  | 1 |  |  |  |  | No | No | No | No | No |  | LED | 1 | [26 empty] | 2025-10-02 15:13 | NULL |  |  | mhurlow1 | 2018-05-16 18:03 | jritchie2 | 2026-07-07 14:22 | No | No | No | No | No | Standing | None | None | None | No | No | No |  | No | 2025-10-02 15:13 |  | csonner1 | 2025-10-02 15:13 | csonner1 | 2025-10-02 15:13 | No Photo Available | No Photo Available | http://data.mapchannels.com/dualmaps6/map.htm?lat=39.251712&lng=-84.444139
08 | HAMILTON | HAM | RA | 31341 |  | 0.07 |  | SHAMRA31341**C | HAM-31341-0.070 | 39.2522 | -84.4438 | 2025-12-31 | Active |  |  |  | State | HL0004975 |  |  | State |  | Conventional | [14 empty] | No | No | No |  | HPS | 1 | [26 empty] | 2025-10-02 15:16 | NULL |  |  | mhurlow1 | 2018-05-16 18:03 | csonner1 | 2025-10-02 15:21 | No | No | No | No | No | Standing | None | None | None | No | No | No |  | No | 2025-10-02 15:16 |  | csonner1 | 2025-10-02 15:16 | csonner1 | 2025-10-02 15:16 | No Photo Available | No Photo Available | http://data.mapchannels.com/dualmaps6/map.htm?lat=39.252234&lng=-84.443797
08 | HAMILTON | HAM | RA | 31341 |  | 0.104 |  | SHAMRA31341**C | HAM-31341-0.104 | 39.2527 | -84.4435 | 2025-12-31 | Active |  |  |  | State | HL0000468 |  |  | State | BD-4 | Conventional | No |  | AT | A |  |  |  | 1 |  |  |  |  | No | No | No | No | No |  | LED | 1 | [26 empty] | 2025-10-02 15:25 | NULL |  |  | mhurlow1 | 2018-05-16 18:04 | jritchie2 | 2026-07-07 14:24 | No | No | No | No | No | Standing | None | None | None | No | No | No |  | No | 2025-10-02 15:25 |  | csonner1 | 2025-10-02 15:25 | csonner1 | 2025-10-02 15:25 | No Photo Available | No Photo Available | http://data.mapchannels.com/dualmaps6/map.htm?lat=39.252682&lng=-84.443521
08 | HAMILTON | HAM | RA | 31341 |  | 0.138 |  | SHAMRA31341**C | HAM-31341-0.138 | 39.2532 | -84.4433 | 2025-12-31 | Active |  |  |  | State | HL0019213 |  |  | State | BD-5 | Conventional | No |  | AT | A |  |  |  | 1 |  |  |  |  | No | No | No | No | No |  | LED | 1 | [26 empty] | 2025-10-02 15:26 | NULL |  |  | mhurlow1 | 2018-05-16 18:16 | jritchie2 | 2026-07-07 14:25 | No | No | No | No | No | Standing | None | None | None | No | No | No |  | No | 2025-10-02 15:26 |  | csonner1 | 2025-10-02 15:26 | csonner1 | 2025-10-02 15:26 | No Photo Available | No Photo Available | http://data.mapchannels.com/dualmaps6/map.htm?lat=39.253159&lng=-84.443316
08 | HAMILTON | HAM | RA | 31341 |  | 0.168 |  | SHAMRA31341**C | HAM-31341-0.168 | 39.2536 | -84.4431 | 2025-12-31 | Active |  |  |  | State | HL0018510 |  |  | State | BD-6 | Conventional | No |  | AT | A |  |  |  | 1 |  |  |  |  | No | No | No | No | No |  | LED | 1 | [26 empty] | 2025-10-02 15:30 | NULL |  |  | mhurlow1 | 2018-05-16 18:17 | jritchie2 | 2026-07-07 14:25 | No | No | No | No | No | Standing | None | None | None | No | No | No |  | No | 2025-10-02 15:30 |  | csonner1 | 2025-10-02 15:30 | csonner1 | 2025-10-02 15:30 | No Photo Available | No Photo Available | http://data.mapchannels.com/dualmaps6/map.htm?lat=39.253567&lng=-84.443120
08 | HAMILTON | HAM | RA | 31341 |  | 0.171 |  | SHAMRA31341**C | HAM-31341-0.171 | 39.2535 | -84.4428 | 2025-12-31 | Retired |  |  |  | State | HL0012203 |  |  | State |  | Conventional | [14 empty] | No | No | No |  | HPS | 1 | [27 empty] | NULL |  |  | mhurlow1 | 2018-05-16 18:28 | acode1@Editor | 2026-03-05 16:15 | [20 empty] | No Photo Available | No Photo Available | http://data.mapchannels.com/dualmaps6/map.htm?lat=39.253533&lng=-84.442818
08 | HAMILTON | HAM | RA | 31341 |  | 0.177 |  | SHAMRA31341**C | HAM-31341-0.177 | 39.2537 | -84.4433 | 2025-12-31 | Active |  |  |  | State | HL0025933 |  |  | State |  | Conventional | [14 empty] | No | No | No |  | HPS | [27 empty] | 2024-07-17 17:15 | NULL |  |  | mhurlow1 | 2018-05-16 18:18 | mhurlow1 | 2018-07-23 12:27 | No | No | No | No | No | Standing | None | None | None | No | No | No |  |  | 2024-07-17 17:15 |  | ascott3 | 2024-07-17 17:15 | ascott3 | 2024-07-17 17:15 | No Photo Available | No Photo Available | http://data.mapchannels.com/dualmaps6/map.htm?lat=39.253737&lng=-84.443293
08 | HAMILTON | HAM | RA | 31341 |  | 0.191 |  | SHAMRA31341**C | HAM-31341-0.191 | 39.2539 | -84.4432 | 2025-12-31 | Active |  |  |  | State | HL0015935 |  |  | State |  | Conventional | [14 empty] | No | No | No |  | HPS | [28 empty] | NULL |  |  | mhurlow1 | 2018-05-16 18:25 | mhurlow1 | 2018-07-23 12:27 | [20 empty] | No Photo Available | No Photo Available | http://data.mapchannels.com/dualmaps6/map.htm?lat=39.253918&lng=-84.443161
08 | HAMILTON | HAM | RA | 31341 |  | 0.192 |  | SHAMRA31341**C | HAM-31341-0.192 | 39.254 | -84.4426 | 2025-12-31 | Active |  |  |  | State | HL0012961 |  |  | State |  | Conventional | [14 empty] | No | No | No |  | HPS | [28 empty] | NULL |  |  | mhurlow1 | 2018-05-16 18:37 | mhurlow1 | 2018-07-23 12:31 | [20 empty] | No Photo Available | No Photo Available | http://data.mapchannels.com/dualmaps6/map.htm?lat=39.254039&lng=-84.442614
08 | HAMILTON | HAM | RA | 31342 |  | 0.041 |  | SHAMRA31342**C | HAM-31342-0.041 | 39.2542 | -84.4408 | 2025-12-31 | Active | 2022-01-14 | 82288 | 2022-01-14 | State | HL0038836 |  |  | State | CD-4 | Conventional | No |  | AT | A |  |  |  | 1 |  |  |  |  | No | No | No | No | No |  | LED | 1 | [26 empty] | 2025-10-02 15:45 | NULL |  |  | ascott3 | 2024-07-17 16:53 | jritchie2 | 2026-07-07 14:00 | No | No | No | No | No | Standing | None | None | None | No | No | No |  | No | 2025-10-02 15:45 |  | csonner1 | 2025-10-02 15:45 | csonner1 | 2025-10-02 15:45 | No Photo Available | No Photo Available | http://data.mapchannels.com/dualmaps6/map.htm?lat=39.254177&lng=-84.440828
08 | HAMILTON | HAM | RA | 31342 |  | 0.066 |  | SHAMRA31342**C | HAM-31342-0.066 | 39.2546 | -84.441 | 2025-12-31 | Active | 2022-01-14 | 82288 | 2022-01-14 | State | HL0038837 |  |  | State | cd-3 | Conventional | [14 empty] | No | No | No |  | HPS | 1 | [26 empty] | 2024-07-17 17:13 | NULL |  |  | ascott3 | 2024-07-17 16:54 | acode1@Admin | 2025-11-21 19:01 | No | No | No | No | No | Standing | None | None | None | No | No | No |  |  | 2024-07-17 17:13 |  | ascott3 | 2024-07-17 17:13 | ascott3 | 2024-07-17 17:13 | No Photo Available | No Photo Available | http://data.mapchannels.com/dualmaps6/map.htm?lat=39.254551&lng=-84.440971
08 | HAMILTON | HAM | RA | 31342 |  | 0.084 |  | SHAMRA31342**C | HAM-31342-0.084 | 39.2548 | -84.4412 | 2025-12-31 | Active | 2022-01-14 | 82288 | 2022-01-14 | State | HL0040072 |  |  | State | cd-3 | Conventional | No |  | AT | A |  |  |  | 1 |  |  |  |  | No | No | No | No | No |  | LED | 1 | [26 empty] | 2025-10-02 15:49 | NULL |  |  | ascott3 | 2025-05-02 14:42 | jritchie2 | 2026-07-01 15:49 | No | No | No | No | No | Standing | None | None | None | No | No | No |  | No | 2025-10-02 15:49 |  | csonner1 | 2025-10-02 15:50 | csonner1 | 2025-10-02 15:50 | https://collectorweb.dot.state.oh.us/arcgis/rest/services/HIGHWAY_LIGHTING/HighwayLighting_Reference/FeatureServer/6/448103/attachments/ | No Photo Available | http://data.mapchannels.com/dualmaps6/map.htm?lat=39.254780&lng=-84.441178
08 | HAMILTON | HAM | RA | 31342 |  | 0.127 |  | SHAMRA31342**C | HAM-31342-0.127 | 39.2553 | -84.4417 | 2025-12-31 | Active | 2022-01-14 | 82288 | 2022-01-14 | State | HL0038838 |  |  | State | CD-2 | Conventional | No |  | AT | A |  |  |  | 1 |  |  |  |  | No | No | No | No | No |  | LED | 1 | [26 empty] | 2025-10-02 15:48 | NULL |  |  | ascott3 | 2024-07-17 17:12 | jritchie2 | 2026-07-01 15:45 | No | No | No | No | No | Standing | None | None | None | No | No | No |  | No | 2025-10-02 15:48 |  | csonner1 | 2025-10-02 15:49 | csonner1 | 2025-10-02 15:49 | No Photo Available | No Photo Available | http://data.mapchannels.com/dualmaps6/map.htm?lat=39.255259&lng=-84.441684
08 | HAMILTON | HAM | RA | 31342 |  | 0.147 |  | SHAMRA31342**C | HAM-31342-0.147 | 39.2553 | -84.4423 | 2025-12-31 | Retired |  |  |  | State | HL0029169 |  |  | State | C1 3 | Tower |  | 6 | [12 empty] | No | No | No | CKT C Glendale-Milford | HPS | [28 empty] | NULL |  |  | darshan.singh | 2014-12-16 10:30 | acode1 | 2024-09-04 13:08 | No | No | No | No | No | Standing | None | None | None | No | No | No | None ¦ None |  | 2014-12-16 10:30 |  | darshan.singh | 2014-12-16 10:30 | darshan.singh | 2014-12-16 10:30 | No Photo Available | https://collectorweb.dot.state.oh.us/arcgis/rest/services/HIGHWAY_LIGHTING/HighwayLighting_Reference/FeatureServer/7/2020/attachments/ | http://data.mapchannels.com/dualmaps6/map.htm?lat=39.255339&lng=-84.442266
08 | HAMILTON | HAM | RA | 31342 |  | 0.195 |  | SHAMRA31342**C | HAM-31342-0.195 | 39.2561 | -84.4422 | 2025-12-31 | Active |  |  |  | State | HL0003126 |  |  | State | CD-1 | Conventional | No |  | AT | A |  |  |  | 1 |  |  |  |  | No | No | No | No | No |  | LED | 1 | [26 empty] | 2025-10-02 15:55 | NULL |  |  | mhurlow1 | 2018-05-17 11:29 | jritchie2 | 2026-07-01 15:45 | No | No | No | No | No | Standing | None | None | None | No | No | No |  | No | 2025-10-02 15:55 |  | csonner1 | 2025-10-02 15:55 | csonner1 | 2025-10-02 15:55 | No Photo Available | No Photo Available | http://data.mapchannels.com/dualmaps6/map.htm?lat=39.256090&lng=-84.442201
08 | HAMILTON | HAM | RA | 31342 |  | 0.234 |  | SHAMRA31342**C | HAM-31342-0.234 | 39.2566 | -84.442 | 2025-12-31 | Active |  |  |  | State | HL0004194 |  |  | State |  | Conventional | [14 empty] | No | No | No |  | HPS | [28 empty] | NULL |  |  | mhurlow1 | 2018-05-17 11:31 | mhurlow1 | 2018-07-23 12:32 | [20 empty] | No Photo Available | No Photo Available | http://data.mapchannels.com/dualmaps6/map.htm?lat=39.256621&lng=-84.442016
08 | HAMILTON | HAM | RA | 31342 |  | 0.27 |  | SHAMRA31342**C | HAM-31342-0.270 | 39.2571 | -84.4418 | 2025-12-31 | Active |  |  |  | State | HL0013423 |  |  | State |  | Conventional | [14 empty] | No | No | No |  | HPS | [28 empty] | NULL |  |  | mhurlow1 | 2018-05-17 11:39 | mhurlow1 | 2018-07-23 12:32 | [20 empty] | No Photo Available | No Photo Available | http://data.mapchannels.com/dualmaps6/map.htm?lat=39.257121&lng=-84.441803
08 | HAMILTON | HAM | RA | 31343 |  | 0.017 |  | SHAMRA31343**C | HAM-31343-0.017 | 39.2538 | -84.4405 | 2025-12-31 | Active | 2022-01-14 | 82288 | 2022-01-14 | State | HL0038851 |  |  | State | CD- 5 | Conventional | No |  | AT | A |  |  |  | 1 |  |  |  |  | No | No | No | No | No |  | LED | 1 | [26 empty] | 2025-10-02 15:42 | NULL |  |  | ascott3 | 2024-07-17 16:53 | jritchie2 | 2026-07-07 14:00 | No | No | No | No | No | Standing | None | None | None | No | No | No |  | No | 2025-10-02 15:42 |  | csonner1 | 2025-10-02 15:42 | csonner1 | 2025-10-02 15:42 | No Photo Available | No Photo Available | http://data.mapchannels.com/dualmaps6/map.htm?lat=39.253817&lng=-84.440480
08 | HAMILTON | HAM | RA | 31344 |  | 0.029 |  | SHAMRA31344**C | HAM-31344-0.029 | 39.2482 | -84.4459 | 2025-12-31 | Active |  |  |  | State | HL0020904 |  |  | State |  | Conventional | [14 empty] | No | No | No |  | HPS | [28 empty] | NULL |  |  | mhurlow1 | 2018-05-16 17:43 | mhurlow1 | 2018-07-23 12:21 | [20 empty] | No Photo Available | No Photo Available | http://data.mapchannels.com/dualmaps6/map.htm?lat=39.248232&lng=-84.445920
08 | HAMILTON | HAM | RA | 31344 |  | 0.06 |  | SHAMRA31344**C | HAM-31344-0.060 | 39.2486 | -84.4457 | 2025-12-31 | Active |  |  |  | State | HL0010340 |  |  | State |  | Conventional | [14 empty] | No | No | No |  | HPS | [27 empty] | 2025-07-11 03:37 | NULL |  |  | mhurlow1 | 2018-05-16 17:44 | mhurlow1 | 2018-07-23 12:21 | No | No | No | No | No | Standing | None | None | None | No | No | No |  | No | 2025-07-11 03:37 |  | mneeley | 2025-07-11 03:37 | mneeley | 2025-07-11 03:37 | No Photo Available | https://collectorweb.dot.state.oh.us/arcgis/rest/services/HIGHWAY_LIGHTING/HighwayLighting_Reference/FeatureServer/7/549320/attachments/ | http://data.mapchannels.com/dualmaps6/map.htm?lat=39.248649&lng=-84.445727
08 | HAMILTON | HAM | RA | 31344 |  | 0.096 |  | SHAMRA31344**C | HAM-31344-0.096 | 39.2491 | -84.4455 | 2025-12-31 | Active |  |  |  | State | HL0010889 |  |  | State |  | Conventional | [14 empty] | No | No | No |  | HPS | [28 empty] | NULL |  |  | mhurlow1 | 2018-05-16 17:48 | mhurlow1 | 2018-07-23 12:21 | [20 empty] | No Photo Available | No Photo Available | http://data.mapchannels.com/dualmaps6/map.htm?lat=39.249123&lng=-84.445494
08 | HAMILTON | HAM | RA | 31344 |  | 0.115 |  | SHAMRA31344**C | HAM-31344-0.115 | 39.2494 | -84.4454 | 2025-12-31 | Active |  |  |  | State | HL0011485 |  |  | State |  | Conventional | [14 empty] | No | No | No |  | HPS | [28 empty] | NULL |  |  | mhurlow1 | 2018-05-16 17:48 | mhurlow1 | 2018-07-23 12:21 | [20 empty] | No Photo Available | No Photo Available | http://data.mapchannels.com/dualmaps6/map.htm?lat=39.249399&lng=-84.445377
08 | HAMILTON | HAM | RA | 31344 |  | 0.117 |  | SHAMRA31344**C | HAM-31344-0.117 | 39.2492 | -84.4445 | 2025-12-31 | Retired |  |  |  | State | HL0029129 |  |  | State | E2 7 | Tower |  | 4 | [12 empty] | No | No | No | CKT E Jimson/Newman | HPS | [28 empty] | NULL |  |  | darshan.singh | 2014-12-16 09:53 | acode1@Admin | 2024-01-16 19:27 | No | No | No | No | No | Standing | None | None | None | No | No | No | None ¦ None |  | 2014-12-16 09:53 |  | darshan.singh | 2014-12-16 09:53 | darshan.singh | 2014-12-16 09:53 | No Photo Available | https://collectorweb.dot.state.oh.us/arcgis/rest/services/HIGHWAY_LIGHTING/HighwayLighting_Reference/FeatureServer/7/1980/attachments/ | http://data.mapchannels.com/dualmaps6/map.htm?lat=39.249207&lng=-84.444538
08 | HAMILTON | HAM | RA | 31344 |  | 0.15 |  | SHAMRA31344**C | HAM-31344-0.150 | 39.2498 | -84.445 | 2025-12-31 | Active |  |  |  | State | HL0022109 |  |  | State |  | Conventional | [14 empty] | No | No | No |  | HPS | [28 empty] | NULL |  |  | mhurlow1 | 2018-05-16 17:50 | mhurlow1 | 2018-07-23 12:22 | [20 empty] | No Photo Available | No Photo Available | http://data.mapchannels.com/dualmaps6/map.htm?lat=39.249831&lng=-84.444977
08 | HAMILTON | HAM | RA | 31344 |  | 0.189 |  | SHAMRA31344**C | HAM-31344-0.189 | 39.2504 | -84.4448 | 2025-12-31 | Active |  |  |  | State | HL0018766 |  |  | State |  | Conventional | [14 empty] | No | No | No |  | HPS | [27 empty] | 2024-07-17 17:16 | NULL |  |  | mhurlow1 | 2018-05-16 17:54 | mhurlow1 | 2018-07-23 12:22 | No | No | No | No | No | Standing | None | None | None | No | No | No |  |  | 2024-07-17 17:16 |  | ascott3 | 2024-07-17 17:16 | ascott3 | 2024-07-17 17:16 | No Photo Available | No Photo Available | http://data.mapchannels.com/dualmaps6/map.htm?lat=39.250364&lng=-84.444752
08 | HAMILTON | HAM | RA | 31344 |  | 0.232 |  | SHAMRA31344**C | HAM-31344-0.232 | 39.251 | -84.4445 | 2025-12-31 | Active |  |  |  | State | HL0001074 |  |  | State |  | Conventional | [14 empty] | No | No | No |  | HPS | [27 empty] | 2024-07-17 17:16 | NULL |  |  | mhurlow1 | 2018-05-16 17:55 | mhurlow1 | 2018-07-23 12:22 | No | No | No | No | No | Standing | None | None | None | No | No | No |  |  | 2024-07-17 17:16 |  | ascott3 | 2024-07-17 17:16 | ascott3 | 2024-07-17 17:16 | No Photo Available | No Photo Available | http://data.mapchannels.com/dualmaps6/map.htm?lat=39.250954&lng=-84.444506
08 | HAMILTON | HAM | RA | 31344 |  | 0.458 |  | SHAMRA31344**C | HAM-31344-0.458 | 39.2541 | -84.4431 | 2025-12-31 | Active |  |  |  | State | HL0040068 |  |  | State | U-1 | Underpass | [14 empty] | No | No | No |  | LED | 1 | [26 empty] | 2025-05-02 15:37 | NULL |  | 2025-05-02 15:37 | ascott3 | 2025-05-02 15:31 | jritchie2 | 2026-07-10 14:16 | No | No | No | No | No | Standing | None | None | None | No | No | No |  | No | 2025-05-02 15:37 | 2025-05-02 15:37 | ascott3 | 2025-05-02 15:37 | ascott3 | 2025-05-02 15:37 | No Photo Available | https://collectorweb.dot.state.oh.us/arcgis/rest/services/HIGHWAY_LIGHTING/HighwayLighting_Reference/FeatureServer/7/541621/attachments/ | http://data.mapchannels.com/dualmaps6/map.htm?lat=39.254057&lng=-84.443135
08 | HAMILTON | HAM | RA | 31344 |  | 0.458 |  | SHAMRA31344**C | HAM-31344-0.458 | 39.2541 | -84.4433 | 2025-12-31 | Active |  |  |  | State | HL0040064 |  |  | State | U-2 | Underpass | [14 empty] | No | No | No |  | LED | 1 | [27 empty] | NULL |  |  | ascott3 | 2025-05-02 15:39 | jritchie2 | 2026-07-10 14:16 | [20 empty] | https://collectorweb.dot.state.oh.us/arcgis/rest/services/HIGHWAY_LIGHTING/HighwayLighting_Reference/FeatureServer/6/446502/attachments/ | No Photo Available | http://data.mapchannels.com/dualmaps6/map.htm?lat=39.254095&lng=-84.443259
08 | HAMILTON | HAM | RA | 31344 |  | 0.495 |  | SHAMRA31344**C | HAM-31344-0.495 | 39.2545 | -84.4429 | 2025-12-31 | Active | 2022-01-14 | 82288 | 2022-01-14 | State | HL0038833 |  |  | State | CD-8 | Conventional | No |  | AT | A |  |  |  | 1 |  |  |  |  | No | No | No | No | No |  | LED | 1 | [26 empty] | 2025-10-06 13:35 | NULL |  |  | ascott3 | 2024-07-17 14:44 | jritchie2 | 2026-07-01 15:47 | No | No | No | No | No | Standing | None | None | None | No | No | No |  | No | 2025-10-06 13:35 |  | csonner1 | 2025-10-06 13:36 | csonner1 | 2025-10-06 13:36 | No Photo Available | No Photo Available | http://data.mapchannels.com/dualmaps6/map.htm?lat=39.254535&lng=-84.442876
08 | HAMILTON | HAM | RA | 31344 |  | 0.501 |  | SHAMRA31344**C | HAM-31344-0.501 | 39.2546 | -84.4428 | 2025-12-31 | Retired |  |  |  | State | HL0029147 |  |  | State | C1 1 | Tower |  | 6 | [12 empty] | No | No | No | CKT C Glendale-Milford (1 anchor bolt sounds hollo | HPS | [28 empty] | NULL |  |  | darshan.singh | 2014-12-16 10:10 | acode1 | 2024-09-04 13:09 | No | No | No | No | No | Standing | None | None | None | No | No | No | None ¦ None |  | 2014-12-16 10:10 |  | darshan.singh | 2014-12-16 10:10 | darshan.singh | 2014-12-16 10:17 | No Photo Available | https://collectorweb.dot.state.oh.us/arcgis/rest/services/HIGHWAY_LIGHTING/HighwayLighting_Reference/FeatureServer/7/1998/attachments/ | http://data.mapchannels.com/dualmaps6/map.htm?lat=39.254588&lng=-84.442766
08 | HAMILTON | HAM | RA | 31344 |  | 0.535 |  | SHAMRA31344**C | HAM-31344-0.535 | 39.2549 | -84.4424 | 2025-12-31 | Active | 2022-01-14 | 82288 | 2022-01-14 | State | HL0038849 |  |  | State | CD-7 | Conventional | No |  | AT | A |  |  |  | 1 |  |  |  |  | No | Yes | No | No | No |  | LED | 1 | [26 empty] | 2025-10-06 13:39 | NULL |  |  | ascott3 | 2024-07-17 14:49 | jritchie2 | 2026-07-01 15:46 | No | No | No | No | No | Standing | None | None | None | No | No | No |  | No | 2025-10-06 13:39 |  | csonner1 | 2025-10-06 13:39 | csonner1 | 2025-10-06 13:39 | No Photo Available | No Photo Available | http://data.mapchannels.com/dualmaps6/map.htm?lat=39.254869&lng=-84.442383
08 | HAMILTON | HAM | RA | 31344 |  | 0.576 |  | SHAMRA31344**C | HAM-31344-0.576 | 39.2548 | -84.4417 | 2025-12-31 | Active | 2022-01-14 | 82288 | 2022-01-14 | State | HL0038834 |  |  | State | CD-6 | Conventional | No |  | AT | A |  |  |  | 1 |  |  |  |  | No | No | No | No | No |  | LED | 1 | [26 empty] | 2025-10-06 13:39 | NULL |  |  | ascott3 | 2024-07-17 14:55 | jritchie2 | 2026-07-01 15:48 | No | No | No | No | No | Standing | None | None | None | No | No | No |  | No | 2025-10-06 13:39 |  | csonner1 | 2025-10-06 13:40 | csonner1 | 2025-10-06 13:40 | No Photo Available | No Photo Available | http://data.mapchannels.com/dualmaps6/map.htm?lat=39.254822&lng=-84.441747
08 | HAMILTON | HAM | RA | 31344 |  | 0.611 |  | SHAMRA31344**C | HAM-31344-0.611 | 39.2545 | -84.4413 | 2025-12-31 | Active | 2022-01-14 | 82288 | 2022-01-14 | State | HL0038850 |  |  | State | CD-9 | Conventional | No |  | AT | A |  |  |  | 1 |  |  |  |  | No | No | No | No | No |  | LED | 1 | [26 empty] | 2025-10-06 13:40 | NULL |  |  | ascott3 | 2024-07-17 14:59 | jritchie2 | 2026-07-07 14:02 | No | No | No | No | No | Standing | None | None | None | No | No | No |  | No | 2025-10-06 13:40 |  | csonner1 | 2025-10-06 13:40 | csonner1 | 2025-10-06 13:40 | No Photo Available | No Photo Available | http://data.mapchannels.com/dualmaps6/map.htm?lat=39.254497&lng=-84.441329
08 | HAMILTON | HAM | RA | 31344 |  | 0.622 |  | SHAMRA31344**C | HAM-31344-0.622 | 39.2543 | -84.4413 | 2025-12-31 | Retired |  |  |  | State | HL0029162 |  |  | State | C1 2 | Tower |  | 6 | [12 empty] | No | No | No | CKT C Glendale-Milford | HPS | [28 empty] | NULL |  |  | darshan.singh | 2014-12-16 10:25 | acode1 | 2024-09-04 13:10 | No | No | No | No | No | Standing | None | None | None | No | No | No | None ¦ None |  | 2014-12-16 10:25 |  | darshan.singh | 2014-12-16 10:25 | darshan.singh | 2014-12-16 10:25 | No Photo Available | https://collectorweb.dot.state.oh.us/arcgis/rest/services/HIGHWAY_LIGHTING/HighwayLighting_Reference/FeatureServer/7/2013/attachments/ | http://data.mapchannels.com/dualmaps6/map.htm?lat=39.254330&lng=-84.441319
08 | HAMILTON | HAM | RA | 31344 |  | 0.646 |  | SHAMRA31344**C | HAM-31344-0.646 | 39.254 | -84.4412 | 2025-12-31 | Active | 2022-01-14 | 82288 | 2022-01-14 | State | HL0038835 |  |  | State | CD-10 | Conventional | No |  | AT | A |  |  |  | 1 |  |  |  |  | No | No | No | No | No |  | LED | 1 | [26 empty] | 2025-10-06 13:40 | NULL |  |  | ascott3 | 2024-07-17 15:00 | jritchie2 | 2026-07-07 14:01 | No | No | No | No | No | Standing | None | None | None | No | No | No |  | No | 2025-10-06 13:40 |  | csonner1 | 2025-10-06 13:40 | csonner1 | 2025-10-06 13:40 | No Photo Available | No Photo Available | http://data.mapchannels.com/dualmaps6/map.htm?lat=39.254028&lng=-84.441185
08 | HAMILTON | HAM | RA | 31344 |  | 0.68 |  | SHAMRA31344**C | HAM-31344-0.680 | 39.2534 | -84.4408 | 2025-12-31 | Active |  |  |  | State | HL0008138 |  |  | State |  | Conventional | [14 empty] | No | No | No |  | HPS | [28 empty] | NULL |  |  | mhurlow1 | 2018-05-16 18:32 | mhurlow1 | 2018-07-23 12:27 | [20 empty] | No Photo Available | No Photo Available | http://data.mapchannels.com/dualmaps6/map.htm?lat=39.253382&lng=-84.440810
08 | HAMILTON | HAM | RA | 31345 |  | 0.03 |  | SHAMRA31345**C | HAM-31345-0.030 | 39.2539 | -84.4417 | 2025-12-31 | Active |  |  |  | State | HL0017254 |  |  | State |  | Conventional | [14 empty] | No | No | No |  | HPS | [28 empty] | NULL |  |  | mhurlow1 | 2018-05-16 18:36 | mhurlow1 | 2018-07-23 12:31 | [20 empty] | No Photo Available | No Photo Available | http://data.mapchannels.com/dualmaps6/map.htm?lat=39.253887&lng=-84.441667
08 | HAMILTON | HAM | RA | 31345 |  | 0.031 |  | SHAMRA31345**C | HAM-31345-0.031 | 39.2534 | -84.4415 | 2025-12-31 | Retired |  |  |  | State | HL0000229 |  |  | State |  | Conventional | [14 empty] | No | No | No |  | HPS | 1 | [27 empty] | NULL |  |  | mhurlow1 | 2018-05-16 18:29 | acode1@Editor | 2026-03-05 16:14 | [20 empty] | No Photo Available | No Photo Available | http://data.mapchannels.com/dualmaps6/map.htm?lat=39.253390&lng=-84.441512
08 | HAMILTON | HAM | RA | 31345 |  | 0.031 |  | SHAMRA31345**C | HAM-31345-0.031 | 39.2535 | -84.4422 | 2025-12-31 | Retired |  |  |  | State | HL0007248 |  |  | State |  | Conventional | [14 empty] | No | No | No |  | HPS | 1 | [27 empty] | NULL |  |  | mhurlow1 | 2018-05-16 18:29 | acode1@Editor | 2026-03-05 16:15 | [20 empty] | No Photo Available | No Photo Available | http://data.mapchannels.com/dualmaps6/map.htm?lat=39.253460&lng=-84.442156
08 | HAMILTON | HAM | RA | 31345 |  | 0.031 |  | SHAMRA31345**C | HAM-31345-0.031 | 39.2535 | -84.4413 | 2025-12-31 | Active |  |  |  | State | HL0017145 |  |  | State |  | Conventional | [14 empty] | No | No | No |  | HPS | [28 empty] | NULL |  |  | mhurlow1 | 2018-05-16 18:31 | mhurlow1 | 2018-07-23 12:27 | [20 empty] | No Photo Available | No Photo Available | http://data.mapchannels.com/dualmaps6/map.htm?lat=39.253532&lng=-84.441282
08 | HAMILTON | HAM | RA | 31345 |  | 0.031 |  | SHAMRA31345**C | HAM-31345-0.031 | 39.2537 | -84.4422 | 2025-12-31 | Active |  |  |  | State | HL0007608 |  |  | State |  | Conventional | [14 empty] | No | No | No |  | HPS | [28 empty] | NULL |  |  | mhurlow1 | 2018-05-16 18:25 | mhurlow1 | 2018-07-23 12:27 | [20 empty] | No Photo Available | No Photo Available | http://data.mapchannels.com/dualmaps6/map.htm?lat=39.253694&lng=-84.442177
08 | HAMILTON | HAM | RA | 31354 |  | 0.108 |  | SHAMRA31354**C | HAM-31354-0.108 | 39.2363 | -84.4501 | 2025-12-31 | Active | 2022-01-14 | 82288 | 2022-01-14 | State | HL0038830 |  |  | State | AD-1 | Low Mast | No | 4 | AT | A |  |  |  | 1 |  |  |  |  | No | No | No | No | No |  | LED | 1 | [26 empty] | 2025-10-06 14:57 | NULL |  |  | ascott3 | 2024-07-16 15:42 | jritchie2 | 2026-07-10 14:08 | No | No | No | No | No | Standing | None | None | None | No | No | No |  | No | 2025-10-06 14:57 |  | csonner1 | 2025-10-06 14:57 | csonner1 | 2025-10-06 14:57 | No Photo Available | No Photo Available | http://data.mapchannels.com/dualmaps6/map.htm?lat=39.236324&lng=-84.450142
08 | HAMILTON | HAM | RA | 31354 |  | 0.147 |  | SHAMRA31354**C | HAM-31354-0.147 | 39.2368 | -84.4502 | 2025-12-31 | Active | 2022-01-14 | 82288 | 2022-01-14 | State | HL0038831 |  |  | State | AD-2 | Low Mast | No | 4 | AT | A |  |  |  | 1 |  |  |  |  | No | No | No | No | No |  | LED | 1 | [26 empty] | 2025-10-06 15:00 | NULL |  |  | ascott3 | 2024-07-16 15:42 | jritchie2 | 2026-07-10 14:09 | No | No | No | No | No | Standing | None | None | None | No | No | No |  | No | 2025-10-06 15:00 |  | csonner1 | 2025-10-06 15:01 | csonner1 | 2025-10-06 15:01 | No Photo Available | No Photo Available | http://data.mapchannels.com/dualmaps6/map.htm?lat=39.236838&lng=-84.450238
08 | HAMILTON | HAM | RA | 31354 |  | 0.182 |  | SHAMRA31354**C | HAM-31354-0.182 | 39.2374 | -84.4504 | 2025-12-31 | Active | 2022-01-14 | 82288 | 2022-01-14 | State | HL0038829 |  |  | State | AD-3 | Low Mast | No | 4 | AT | A |  |  |  | 1 |  |  |  |  | No | No | No | No | No |  | LED | 1 | [26 empty] | 2025-10-06 15:06 | NULL |  |  | ascott3 | 2024-07-16 15:41 | jritchie2 | 2026-07-10 14:10 | No | No | No | No | No | Standing | None | None | None | No | No | No |  | No | 2025-10-06 15:06 |  | csonner1 | 2025-10-06 15:06 | csonner1 | 2025-10-06 15:06 | No Photo Available | No Photo Available | http://data.mapchannels.com/dualmaps6/map.htm?lat=39.237352&lng=-84.450427
08 | HAMILTON | HAM | RA | 31354 |  | 0.212 |  | SHAMRA31354**C | HAM-31354-0.212 | 39.2377 | -84.4507 | 2025-12-31 | Active | 2022-01-14 | 82288 | 2022-01-14 | State | HL0038828 |  |  | State | AD-4 | Low Mast | No | 4 | AT | A |  |  |  | 1 |  |  |  |  | No | No | No | No | No |  | LED | 1 | [26 empty] | 2025-10-27 18:18 | NULL |  | 2025-10-27 18:17 | ascott3 | 2024-07-16 15:41 | jritchie2 | 2026-07-10 14:11 | No | No | No | No | No | Standing | None | None | None | No | No | No | Bad fused pull apart connector kit/ | No | 2025-10-27 18:18 | 2025-10-27 18:17 | csonner1 | 2025-10-27 18:19 | csonner1 | 2025-10-27 18:19 | No Photo Available | No Photo Available | http://data.mapchannels.com/dualmaps6/map.htm?lat=39.237736&lng=-84.450698
08 | HAMILTON | HAM | RA | 31354 |  | 0.235 |  | SHAMRA31354**C | HAM-31354-0.235 | 39.238 | -84.451 | 2025-12-31 | Retired |  |  |  | State | HL0020605 |  |  | State |  | Conventional | [14 empty] | No | No | No |  | HPS | [28 empty] | NULL |  |  | mhurlow1 | 2018-05-16 17:03 | acode1@Admin | 2024-01-16 19:25 | [20 empty] | No Photo Available | No Photo Available | http://data.mapchannels.com/dualmaps6/map.htm?lat=39.238001&lng=-84.450992
08 | HAMILTON | HAM | RA | 31354 |  | 0.246 |  | SHAMRA31354**C | HAM-31354-0.246 | 39.2382 | -84.4509 | 2025-12-31 | Active | 2022-01-14 | 82288 | 2022-01-14 | State | HL0038827 |  |  | State | AD-5 | Low Mast | No | 4 | AT | A |  |  |  | 1 |  |  |  |  | No | No | No | No | No |  | LED | 1 | [26 empty] | 2025-10-06 15:15 | NULL |  |  | ascott3 | 2024-07-16 15:40 | jritchie2 | 2026-07-10 14:12 | No | No | No | No | No | Standing | None | None | None | No | No | No |  | No | 2025-10-06 15:15 |  | csonner1 | 2025-10-06 15:15 | csonner1 | 2025-10-06 15:15 | No Photo Available | No Photo Available | http://data.mapchannels.com/dualmaps6/map.htm?lat=39.238201&lng=-84.450874
08 | HAMILTON | HAM | RA | 31354 |  | 0.271 |  | SHAMRA31354**C | HAM-31354-0.271 | 39.2385 | -84.451 | 2025-12-31 | Retired |  |  |  | State | HL0023728 |  |  | State |  | Conventional | [14 empty] | No | No | No |  | HPS | [28 empty] | NULL |  |  | mhurlow1 | 2018-05-16 17:05 | acode1@Admin | 2024-01-16 19:24 | [20 empty] | No Photo Available | No Photo Available | http://data.mapchannels.com/dualmaps6/map.htm?lat=39.238541&lng=-84.451036
08 | HAMILTON | HAM | RA | 31354 |  | 0.309 |  | SHAMRA31354**C | HAM-31354-0.309 | 39.2391 | -84.451 | 2025-12-31 | Retired |  |  |  | State | HL0011296 |  |  | State |  | Conventional | [14 empty] | No | No | No |  | HPS | [28 empty] | NULL |  |  | mhurlow1 | 2018-05-16 17:07 | acode1@Admin | 2024-01-16 19:24 | [20 empty] | No Photo Available | No Photo Available | http://data.mapchannels.com/dualmaps6/map.htm?lat=39.239079&lng=-84.451028
08 | HAMILTON | HAM | RA | 31354 |  | 0.347 |  | SHAMRA31354**C | HAM-31354-0.347 | 39.2396 | -84.4509 | 2025-12-31 | Retired |  |  |  | State | HL0025577 |  |  | State |  | Conventional | [14 empty] | No | No | No |  | HPS | [28 empty] | NULL |  |  | mhurlow1 | 2018-05-16 17:08 | acode1@Admin | 2024-01-16 19:24 | [20 empty] | No Photo Available | No Photo Available | http://data.mapchannels.com/dualmaps6/map.htm?lat=39.239611&lng=-84.450941
08 | HAMILTON | HAM | RA | 31356 |  | 0.091 |  | SHAMRA31356**C | HAM-31356-0.091 | 39.2329 | -84.4498 | 2025-12-31 | Retired |  |  |  | State | HL0022941 |  |  | State |  | Conventional | [14 empty] | No | No | No |  | HPS | [28 empty] | NULL |  |  | mhurlow1 | 2018-05-16 16:15 | acode1@Admin | 2024-01-16 19:17 | [20 empty] | No Photo Available | No Photo Available | http://data.mapchannels.com/dualmaps6/map.htm?lat=39.232901&lng=-84.449791
08 | HAMILTON | HAM | RA | 31356 |  | 0.126 |  | SHAMRA31356**C | HAM-31356-0.126 | 39.2334 | -84.4498 | 2025-12-31 | Retired |  |  |  | State | HL0007311 |  |  | State |  | Conventional | [14 empty] | No | No | No |  | HPS | [28 empty] | NULL |  |  | mhurlow1 | 2018-05-16 16:15 | acode1@Admin | 2024-01-16 19:17 | [20 empty] | No Photo Available | No Photo Available | http://data.mapchannels.com/dualmaps6/map.htm?lat=39.233408&lng=-84.449781
08 | HAMILTON | HAM | RA | 31356 |  | 0.155 |  | SHAMRA31356**C | HAM-31356-0.155 | 39.2338 | -84.4498 | 2025-12-31 | Retired |  |  |  | State | HL0003251 |  |  | State |  | Conventional | [14 empty] | No | No | No |  | HPS | [28 empty] | NULL |  |  | mhurlow1 | 2018-05-16 16:16 | acode1@Admin | 2024-01-16 19:17 | [20 empty] | No Photo Available | No Photo Available | http://data.mapchannels.com/dualmaps6/map.htm?lat=39.233841&lng=-84.449764
08 | HAMILTON | HAM | RA | 31356 |  | 0.187 |  | SHAMRA31356**C | HAM-31356-0.187 | 39.2343 | -84.4496 | 2025-12-31 | Active |  |  |  | State | HL0022508 |  |  | State |  | Conventional | [14 empty] | No | No | No |  | HPS | [27 empty] | 2025-10-06 17:04 | NULL |  |  | mhurlow1 | 2018-05-16 16:16 | mhurlow1 | 2018-07-23 11:57 | No | No | No | No | No | Standing | None | None | None | No | No | No |  | No | 2025-10-06 17:04 |  | csonner1 | 2025-10-06 17:04 | csonner1 | 2025-10-06 17:04 | No Photo Available | No Photo Available | http://data.mapchannels.com/dualmaps6/map.htm?lat=39.234286&lng=-84.449611
08 | HAMILTON | HAM | RA | 31356 |  | 0.221 |  | SHAMRA31356**C | HAM-31356-0.221 | 39.2347 | -84.4492 | 2025-12-31 | Active |  |  |  | State | HL0001994 |  |  | State | Ac-2 | Conventional | [14 empty] | No | No | No |  | LED | 1 | [26 empty] | 2026-04-06 18:07 | NULL |  | 2026-04-06 18:07 | mhurlow1 | 2018-05-16 16:17 | ascott3 | 2026-04-06 18:07 | No | No | No | No | No | Standing | None | None | None | No | No | No | 2 new ktk fuses | No | 2026-04-06 18:07 | 2026-04-06 18:07 | ascott3 | 2026-04-06 18:07 | ascott3 | 2026-04-06 18:07 | https://collectorweb.dot.state.oh.us/arcgis/rest/services/HIGHWAY_LIGHTING/HighwayLighting_Reference/FeatureServer/6/1994/attachments/ | No Photo Available | http://data.mapchannels.com/dualmaps6/map.htm?lat=39.234661&lng=-84.449243
08 | HAMILTON | HAM | RA | 31356 |  | 0.222 |  | SHAMRA31356**C | HAM-31356-0.222 | 39.2349 | -84.4495 | 2025-12-31 | Retired |  |  |  | State | HL0014892 |  |  | State |  | Conventional | [14 empty] | No | No | No |  | HPS | [28 empty] | NULL |  |  | mhurlow1 | 2018-05-16 16:20 | acode1@Admin | 2024-01-16 19:19 | [20 empty] | No Photo Available | No Photo Available | http://data.mapchannels.com/dualmaps6/map.htm?lat=39.234854&lng=-84.449545
08 | HAMILTON | HAM | RA | 31356 |  | 0.236 |  | SHAMRA31356**C | HAM-31356-0.236 | 39.2349 | -84.4492 | 2025-12-31 | Retired |  |  |  | State | HL0017931 |  |  | State |  | Conventional | [14 empty] | No | No | No |  | HPS | [28 empty] | NULL |  |  | mhurlow1 | 2018-05-16 16:20 | acode1@Admin | 2024-01-16 19:19 | [20 empty] | No Photo Available | No Photo Available | http://data.mapchannels.com/dualmaps6/map.htm?lat=39.234937&lng=-84.449245
08 | HAMILTON | HAM | RA | 31356 |  | 0.249 |  | SHAMRA31356**C | HAM-31356-0.249 | 39.2349 | -84.4489 | 2025-12-31 | Active |  |  |  | State | HL0025250 |  |  | State |  | Conventional | [14 empty] | No | No | No |  | HPS | [27 empty] | 2025-10-06 17:14 | NULL |  |  | mhurlow1 | 2018-05-16 16:17 | mhurlow1 | 2018-07-23 11:57 | No | No | No | No | No | Standing | None | None | None | No | No | No |  | No | 2025-10-06 17:14 |  | csonner1 | 2025-10-06 17:14 | csonner1 | 2025-10-06 17:14 | No Photo Available | No Photo Available | http://data.mapchannels.com/dualmaps6/map.htm?lat=39.234928&lng=-84.448860
08 | HAMILTON | HAM | RA | 31356 |  | 0.251 |  | SHAMRA31356**C | HAM-31356-0.251 | 39.2351 | -84.4491 | 2025-12-31 | Retired |  |  |  | State | HL0019724 |  |  | State |  | Conventional | [14 empty] | No | No | No |  | HPS | [28 empty] | NULL |  |  | mhurlow1 | 2018-05-16 16:21 | acode1@Admin | 2024-01-16 19:19 | [20 empty] | No Photo Available | No Photo Available | http://data.mapchannels.com/dualmaps6/map.htm?lat=39.235135&lng=-84.449100
08 | HAMILTON | HAM | RA | 31356 |  | 0.264 |  | SHAMRA31356**C | HAM-31356-0.264 | 39.2354 | -84.4491 | 2025-12-31 | Retired |  |  |  | State | HL0025616 |  |  | State |  | Conventional | [14 empty] | No | No | No |  | HPS | [28 empty] | NULL |  |  | mhurlow1 | 2018-05-16 16:21 | acode1@Admin | 2024-01-16 19:19 | [20 empty] | No Photo Available | No Photo Available | http://data.mapchannels.com/dualmaps6/map.htm?lat=39.235372&lng=-84.449106
08 | HAMILTON | HAM | RA | 31359 |  | 0.105 |  | SHAMRA31359**C | HAM-31359-0.105 | 39.2182 | -84.449 | 2025-12-31 | Active |  |  |  | State | HL0001881 | 2020-04-07 14:13 |  | State | C2-5 | Conventional | [7 empty] | 1 | [6 empty] | No | No | No |  | HPS | 1 | 200 | [25 empty] | 2025-10-27 18:19 | NULL | 0 | 2025-10-27 18:19 | mhurlow1 | 2018-05-16 14:51 | dturner | 2020-04-07 14:30 | No | No | No | No | No | Standing | None | None | None | No | No | No | Bad fused pull apart connector kit | No | 2025-10-27 18:19 | 2025-10-27 18:19 | csonner1 | 2025-10-27 18:20 | csonner1 | 2025-10-27 18:20 | No Photo Available | No Photo Available | http://data.mapchannels.com/dualmaps6/map.htm?lat=39.218216&lng=-84.448983
08 | HAMILTON | HAM | RA | 31359 |  | 0.138 |  | SHAMRA31359**C | HAM-31359-0.138 | 39.2186 | -84.4487 | 2025-12-31 | Active |  |  |  | State | HL0017042 | 2020-04-07 14:30 |  | State | C2-6 | Conventional | [7 empty] | 1 | [6 empty] | No | No | No |  | HPS | 1 | 200 | [25 empty] | 2025-11-05 22:01 | NULL | 0 | 2025-11-05 22:01 | mhurlow1 | 2018-05-16 14:53 | dturner | 2020-04-07 14:31 | No | No | No | No | No | Standing | None | None | None | No | No | No |  | No | 2025-11-05 22:01 | 2025-11-05 22:01 | ascott3 | 2025-11-05 22:01 | ascott3 | 2025-11-05 22:01 | No Photo Available | No Photo Available | http://data.mapchannels.com/dualmaps6/map.htm?lat=39.218647&lng=-84.448699
08 | HAMILTON | HAM | RA | 31359 |  | 0.181 |  | SHAMRA31359**C | HAM-31359-0.181 | 39.2192 | -84.4483 | 2025-12-31 | Active |  |  |  | State | HL0014988 | 2020-04-07 14:43 |  | State | C2-7 | Conventional | No |  | AT | A |  |  |  | 1 |  |  |  |  | No | No | No | No | No |  | HPS | 1 | 200 | [25 empty] | 2025-11-05 22:01 | NULL | 0 | 2025-11-05 22:01 | mhurlow1 | 2018-05-16 14:53 | jritchie2 | 2026-07-02 15:13 | No | No | No | No | No | Standing | None | None | None | No | No | No |  | No | 2025-11-05 22:01 | 2025-11-05 22:01 | ascott3 | 2025-11-05 22:01 | ascott3 | 2025-11-05 22:01 | No Photo Available | No Photo Available | http://data.mapchannels.com/dualmaps6/map.htm?lat=39.219184&lng=-84.448335
08 | HAMILTON | HAM | RA | 31359 |  | 0.181 |  | SHAMRA31359**C | HAM-31359-0.181 | 39.2192 | -84.4483 | 2025-12-31 | Retired |  |  |  | State | HL0025442 |  |  | State |  | Conventional | [14 empty] | No | No | No |  | HPS | [28 empty] | NULL |  |  | mhurlow1 | 2018-05-16 14:55 | acode1@Admin | 2022-06-15 18:17 | [20 empty] | No Photo Available | No Photo Available | http://data.mapchannels.com/dualmaps6/map.htm?lat=39.219185&lng=-84.448322
08 | HAMILTON | HAM | RA | 31359 |  | 0.223 |  | SHAMRA31359**C | HAM-31359-0.223 | 39.2198 | -84.448 | 2025-12-31 | Active |  |  |  | State | HL0002976 | 2020-04-07 14:55 |  | State | C2-8 | Conventional | No |  | AT | A |  |  |  | 1 |  |  |  |  | No | No | No | No | No |  | HPS | 1 | 200 | [25 empty] | 2025-11-05 22:01 | NULL | 0 | 2025-11-05 22:01 | mhurlow1 | 2018-05-16 14:56 | jritchie2 | 2026-07-02 15:14 | No | No | No | No | No | Standing | None | None | None | No | No | No |  | No | 2025-11-05 22:01 | 2025-11-05 22:01 | ascott3 | 2025-11-05 22:01 | ascott3 | 2025-11-05 22:01 | No Photo Available | No Photo Available | http://data.mapchannels.com/dualmaps6/map.htm?lat=39.219769&lng=-84.448039
08 | HAMILTON | HAM | RA | 31359 |  | 0.266 |  | SHAMRA31359**C | HAM-31359-0.266 | 39.2204 | -84.4478 | 2025-12-31 | Active |  |  |  | State | HL0018552 | 2020-04-07 15:25 |  | State | C2-9 | Conventional | No |  | AT | A |  |  |  | 1 |  |  |  |  | No | No | No | No | No |  | HPS | 1 | 200 | [25 empty] | 2025-11-05 22:01 | NULL | 0 | 2025-11-05 22:01 | mhurlow1 | 2018-05-16 14:57 | jritchie2 | 2026-07-02 15:14 | No | No | No | No | No | Standing | None | None | None | No | No | No |  | No | 2025-11-05 22:01 | 2025-11-05 22:01 | ascott3 | 2025-11-05 22:02 | ascott3 | 2025-11-05 22:02 | No Photo Available | No Photo Available | http://data.mapchannels.com/dualmaps6/map.htm?lat=39.220361&lng=-84.447822
08 | HAMILTON | HAM | RA | 31359 |  | 0.274 |  | SHAMRA31359**C | HAM-31359-0.274 | 39.2205 | -84.448 | 2025-12-31 | Active |  |  |  | State | HL0016446 |  |  | State | C2-9N | Conventional | No |  | AT | A |  |  |  | 1 |  |  |  |  | No | No | No | No | No |  | HPS | 1 | 200 | [26 empty] | NULL |  |  | mhurlow1 | 2018-05-16 14:58 | jritchie2 | 2026-07-02 15:16 | [20 empty] | No Photo Available | No Photo Available | http://data.mapchannels.com/dualmaps6/map.htm?lat=39.220544&lng=-84.448041
08 | HAMILTON | HAM | RA | 31360 |  | 0.019 |  | SHAMRA31360**C | HAM-31360-0.019 | 39.2123 | -84.4551 | 2025-12-31 | Active |  |  |  | State | HL0003706 | 2020-04-06 16:29 |  | State | C1-12 | Conventional | [7 empty] | 1 | [6 empty] | No | No | No |  | HPS | 1 | 400 | [25 empty] | 2025-11-05 21:53 | NULL | 0 | 2025-11-05 21:53 | mhurlow1 | 2018-05-16 14:40 | dturner | 2020-04-06 17:02 | No | No | No | No | No | Standing | None | None | None | No | No | No |  | No | 2025-11-05 21:53 | 2025-11-05 21:53 | ascott3 | 2025-11-05 21:53 | ascott3 | 2025-11-05 21:53 | No Photo Available | No Photo Available | http://data.mapchannels.com/dualmaps6/map.htm?lat=39.212297&lng=-84.455128
08 | HAMILTON | HAM | RA | 31360 |  | 0.049 |  | SHAMRA31360**C | HAM-31360-0.049 | 39.2126 | -84.455 | 2025-12-31 | Active |  |  |  | State | HL0012126 | 2020-04-06 17:04 |  | State | C1-11 | Conventional | [7 empty] | 1 | [6 empty] | No | No | No |  | HPS | 1 | 200 | [25 empty] | 2025-11-05 21:53 | NULL | 0 | 2025-11-05 21:53 | mhurlow1 | 2018-05-16 14:41 | dturner | 2020-04-06 17:05 | No | No | No | No | No | Standing | None | None | None | No | No | No |  | No | 2025-11-05 21:53 | 2025-11-05 21:53 | ascott3 | 2025-11-05 21:53 | ascott3 | 2025-11-05 21:53 | No Photo Available | No Photo Available | http://data.mapchannels.com/dualmaps6/map.htm?lat=39.212599&lng=-84.454957
08 | HAMILTON | HAM | RA | 31360 |  | 0.087 |  | SHAMRA31360**C | HAM-31360-0.087 | 39.2129 | -84.4544 | 2025-12-31 | Active |  |  |  | State | HL0012504 | 2020-04-06 17:13 |  | State | C1-10 | Conventional | [7 empty] | 1 | [6 empty] | No | No | No |  | HPS | 1 | 200 | [25 empty] | 2025-11-05 21:53 | NULL | 0 | 2025-11-05 21:53 | mhurlow1 | 2018-05-16 14:41 | dturner | 2020-04-06 17:14 | No | No | No | No | No | Standing | None | None | None | No | No | No |  | No | 2025-11-05 21:53 | 2025-11-05 21:53 | ascott3 | 2025-11-05 21:54 | ascott3 | 2025-11-05 21:54 | No Photo Available | No Photo Available | http://data.mapchannels.com/dualmaps6/map.htm?lat=39.212897&lng=-84.454358
08 | HAMILTON | HAM | RA | 31360 |  | 0.125 |  | SHAMRA31360**C | HAM-31360-0.125 | 39.2132 | -84.4538 | 2025-12-31 | Active |  |  |  | State | HL0003819 | 2020-04-06 17:47 |  | State | C1-9 | Conventional | [7 empty] | 1 | [6 empty] | No | No | No |  | HPS | 1 | 200 | [25 empty] | 2025-11-05 21:54 | NULL | 0 | 2025-11-05 21:54 | mhurlow1 | 2018-05-16 14:41 | dturner | 2020-04-06 17:47 | No | No | No | No | No | Standing | None | None | None | No | No | No |  | No | 2025-11-05 21:54 | 2025-11-05 21:54 | ascott3 | 2025-11-05 21:54 | ascott3 | 2025-11-05 21:54 | No Photo Available | No Photo Available | http://data.mapchannels.com/dualmaps6/map.htm?lat=39.213213&lng=-84.453784
08 | HAMILTON | HAM | RA | 31360 |  | 0.132 |  | SHAMRA31360**C | HAM-31360-0.132 | 39.2134 | -84.4538 | 2025-12-31 | Active |  |  |  | State | HL0003043 | 2020-04-08 13:42 |  | State | C1-13 | Conventional | [7 empty] | 1 | [6 empty] | No | No | No |  | HPS | 1 | 200 | [25 empty] | 2025-11-13 09:13 | NULL | 0 |  | mhurlow1 | 2018-05-16 14:45 | dturner | 2020-04-08 13:43 | No | No | No | No | No | Standing | None | None | None | No | No | No |  | No | 2025-11-13 09:13 |  | mneeley | 2025-11-13 09:14 | mneeley | 2025-11-13 09:14 | No Photo Available | No Photo Available | http://data.mapchannels.com/dualmaps6/map.htm?lat=39.213378&lng=-84.453772
08 | HAMILTON | HAM | RA | 31360 |  | 0.163 |  | SHAMRA31360**C | HAM-31360-0.163 | 39.2136 | -84.4532 | 2025-12-31 | Active |  |  |  | State | HL0001406 | 2020-04-06 17:56 |  | State | C1-8 | Conventional | [7 empty] | 1 | [6 empty] | No | No | No |  | HPS | 1 | 310 | [25 empty] | 2025-11-05 21:54 | NULL | 0 | 2025-11-05 21:54 | mhurlow1 | 2018-05-16 14:41 | dturner | 2020-04-06 17:57 | No | No | No | No | No | Standing | None | None | None | No | No | No |  | No | 2025-11-05 21:54 | 2025-11-05 21:54 | ascott3 | 2025-11-05 21:54 | ascott3 | 2025-11-05 21:54 | No Photo Available | No Photo Available | http://data.mapchannels.com/dualmaps6/map.htm?lat=39.213562&lng=-84.453231
08 | HAMILTON | HAM | RA | 31360 |  | 0.195 |  | SHAMRA31360**C | HAM-31360-0.195 | 39.2138 | -84.4528 | 2025-12-31 | Active |  |  |  | State | HL0014710 | 2020-04-06 18:07 |  | State | C1-7 | Conventional | [7 empty] | 1 | [6 empty] | No | No | No |  | HPS | 1 | 200 | [25 empty] | 2025-11-05 21:54 | NULL | 0 | 2025-11-05 21:54 | mhurlow1 | 2018-05-16 14:42 | dturner | 2020-04-06 18:26 | No | No | No | No | No | Standing | None | None | None | No | No | No |  | No | 2025-11-05 21:54 | 2025-11-05 21:54 | ascott3 | 2025-11-05 21:54 | ascott3 | 2025-11-05 21:54 | No Photo Available | No Photo Available | http://data.mapchannels.com/dualmaps6/map.htm?lat=39.213849&lng=-84.452759
08 | HAMILTON | HAM | RA | 31360 |  | 0.229 |  | SHAMRA31360**C | HAM-31360-0.229 | 39.2142 | -84.4523 | 2025-12-31 | Active |  |  |  | State | HL0002785 | 2020-04-06 18:26 |  | State | C1-6 | Conventional | [7 empty] | 1 | [6 empty] | No | No | No |  | HPS | 1 | 200 | [25 empty] | 2025-11-05 21:54 | NULL | 0 | 2025-11-05 21:54 | mhurlow1 | 2018-05-16 14:42 | dturner | 2020-04-06 18:26 | No | No | No | No | No | Standing | None | None | None | No | No | No |  | No | 2025-11-05 21:54 | 2025-11-05 21:54 | ascott3 | 2025-11-05 21:55 | ascott3 | 2025-11-05 21:55 | No Photo Available | No Photo Available | http://data.mapchannels.com/dualmaps6/map.htm?lat=39.214169&lng=-84.452279
08 | HAMILTON | HAM | RA | 31360 |  | 0.262 |  | SHAMRA31360**C | HAM-31360-0.262 | 39.2145 | -84.4518 | 2025-12-31 | Active |  |  |  | State | HL0025573 | 2020-04-06 18:27 |  | State | C1-5 | Conventional | [7 empty] | 1 | [6 empty] | No | No | No |  | HPS | 1 | 200 | [25 empty] | 2025-11-05 21:55 | NULL | 0 | 2025-11-05 21:55 | mhurlow1 | 2018-05-16 14:42 | dturner | 2020-04-06 18:27 | No | No | No | No | No | Standing | None | None | None | No | No | No |  | No | 2025-11-05 21:55 | 2025-11-05 21:55 | ascott3 | 2025-11-05 21:55 | ascott3 | 2025-11-05 21:55 | No Photo Available | No Photo Available | http://data.mapchannels.com/dualmaps6/map.htm?lat=39.214516&lng=-84.451837
08 | HAMILTON | HAM | RA | 31361 |  | 0.009 |  | SHAMRA31361**C | HAM-31361-0.009 | 39.2122 | -84.4554 | 2025-12-31 | Active |  |  |  | State | HL0011468 |  |  | State |  | Conventional | [14 empty] | No | No | No |  | HPS | [28 empty] | NULL |  |  | mhurlow1 | 2018-05-16 14:40 | Dsnyder5 | 2018-07-24 16:16 | [20 empty] | No Photo Available | No Photo Available | http://data.mapchannels.com/dualmaps6/map.htm?lat=39.212238&lng=-84.455405
08 | HAMILTON | HAM | RA | 31362 |  | 0.112 |  | SHAMRA31362**C | HAM-31362-0.112 | 39.2086 | -84.4633 | 2025-12-31 | Active |  |  |  | State | HL0032011 | 2020-06-22 15:41 |  | State | E 1 4 | Tower |  | 4 | [12 empty] | No | No | No | SR-126 R.R.HWY (rust on wshrs n nuts) | HPS | 6 | 400 | [25 empty] | 2022-08-10 17:14 | 4 - Needs Inspected in 4 CY | 0 |  | darshan.singh | 2014-12-30 13:38 | csonner | 2020-06-22 15:41 | No | No | No | No | No | Standing | None | None | None | No | No | No |  |  | 2022-08-10 17:14 |  | csonner1 | 2022-08-10 17:14 | csonner1 | 2022-08-10 17:14 | No Photo Available | No Photo Available | http://data.mapchannels.com/dualmaps6/map.htm?lat=39.208594&lng=-84.463315
08 | HAMILTON | HAM | RA | 31362 |  | 0.267 |  | SHAMRA31362**C | HAM-31362-0.267 | 39.2107 | -84.4621 | 2025-12-31 | Active |  |  |  | State | HL0032020 | 2020-06-18 16:37 |  | State | E 1 2 | Tower |  | 4 | [12 empty] | No | No | No | SR-126 R.R.HWY | HPS | 4 | 400 | [25 empty] | 2022-08-10 17:14 | 4 - Needs Inspected in 4 CY | 0 |  | darshan.singh | 2014-12-30 14:00 | dturner | 2020-06-18 16:41 | No | No | No | No | No | Standing | None | None | None | No | No | No |  |  | 2022-08-10 17:14 |  | csonner1 | 2022-08-10 17:14 | csonner1 | 2022-08-10 17:14 | No Photo Available | No Photo Available | http://data.mapchannels.com/dualmaps6/map.htm?lat=39.210651&lng=-84.462110
08 | HAMILTON | HAM | RA | 31364 |  | 0.011 |  | SHAMRA31364**C | HAM-31364-0.011 | 39.2155 | -84.4609 | 2025-12-31 | Active |  |  |  | State | HL0019966 | 2020-04-09 15:08 |  | State | B1-6 | Conventional | No |  | AT | A |  |  |  | 1 |  |  |  |  | No | No | No | No | No |  | HPS | 1 | 200 | [25 empty] | 2025-10-20 17:22 | NULL | 0 |  | mhurlow1 | 2018-05-16 14:02 | jritchie2 | 2026-07-14 14:01 | No | No | No | No | No | Standing | None | None | None | No | No | No |  | No | 2025-10-20 17:22 |  | csonner1 | 2025-10-20 17:22 | csonner1 | 2025-10-20 17:22 | No Photo Available | No Photo Available | http://data.mapchannels.com/dualmaps6/map.htm?lat=39.215452&lng=-84.460934
08 | HAMILTON | HAM | RA | 31364 |  | 0.039 |  | SHAMRA31364**C | HAM-31364-0.039 | 39.215 | -84.461 | 2025-12-31 | Active |  |  |  | State | HL0015048 | 2020-04-09 15:25 |  | State | B1-7 | Conventional | No |  | AT | A |  |  |  | 1 |  |  |  |  | No | No | No | No | No |  | HPS | 1 | 250 | [25 empty] | 2025-10-20 17:24 | NULL | 0 |  | mhurlow1 | 2018-05-16 14:02 | jritchie2 | 2026-07-14 14:01 | No | No | No | No | No | Standing | None | None | None | No | No | No |  | No | 2025-10-20 17:24 |  | csonner1 | 2025-10-20 17:25 | csonner1 | 2025-10-20 17:25 | No Photo Available | No Photo Available | http://data.mapchannels.com/dualmaps6/map.htm?lat=39.215038&lng=-84.461023
08 | HAMILTON | HAM | RA | 31364 |  | 0.068 |  | SHAMRA31364**C | HAM-31364-0.068 | 39.2146 | -84.4611 | 2025-12-31 | Active |  |  |  | State | HL0009627 | 2020-04-09 16:55 |  | State | B1-8 | Conventional | No |  | AT | A |  |  |  | 1 |  |  |  |  | No | No | No | No | No |  | HPS | 1 | 400 | [25 empty] | 2025-10-20 17:26 | NULL | 0 |  | mhurlow1 | 2018-05-16 14:01 | jritchie2 | 2026-07-14 14:02 | No | No | No | No | No | Standing | None | None | None | No | No | No |  | No | 2025-10-20 17:26 |  | csonner1 | 2025-10-20 17:26 | csonner1 | 2025-10-20 17:26 | No Photo Available | No Photo Available | http://data.mapchannels.com/dualmaps6/map.htm?lat=39.214621&lng=-84.461106
08 | HAMILTON | HAM | RA | 31364 |  | 0.096 |  | SHAMRA31364**C | HAM-31364-0.096 | 39.2142 | -84.4612 | 2025-12-31 | Active |  |  |  | State | HL0020047 | 2020-04-09 17:10 |  | State | B1-9 | Conventional | [7 empty] | 1 | [6 empty] | No | No | No |  | HPS | 1 | 200 | [25 empty] | 2025-10-20 17:29 | NULL | 0 |  | mhurlow1 | 2018-05-16 14:00 | dturner | 2020-04-09 17:10 | No | No | No | No | No | Standing | None | None | None | No | No | No |  | No | 2025-10-20 17:29 |  | csonner1 | 2025-10-20 17:29 | csonner1 | 2025-10-20 17:29 | No Photo Available | No Photo Available | http://data.mapchannels.com/dualmaps6/map.htm?lat=39.214225&lng=-84.461204
08 | HAMILTON | HAM | RA | 31364 |  | 0.147 |  | SHAMRA31364**C | HAM-31364-0.147 | 39.2135 | -84.4615 | 2025-12-31 | Active |  |  |  | State | HL0035758 |  |  | State | B1-10 | Conventional | No |  | AT | A |  |  |  | 1 |  |  |  |  | No | No | No | No | No |  | HPS | 1 | 200 | [25 empty] | 2025-10-20 17:59 | NULL |  |  | csonner1 | 2023-03-08 06:20 | jritchie2 | 2026-07-14 14:09 | No | No | No | No | No | Standing | None | None | None | No | No | No |  | No | 2025-10-20 17:59 |  | csonner1 | 2025-10-20 17:59 | csonner1 | 2025-10-20 17:59 | No Photo Available | No Photo Available | http://data.mapchannels.com/dualmaps6/map.htm?lat=39.213541&lng=-84.461498
08 | HAMILTON | HAM | RA | 31364 |  | 0.212 |  | SHAMRA31364**C | HAM-31364-0.212 | 39.2126 | -84.4618 | 2025-12-31 | Active |  |  |  | State | HL0031992 |  |  | State | b1 11 | Tower |  | 4 | [10 empty] | No | No | No | No | No | SR-126 R.R.HWY/Galbraith (no lck wshrs, no door,has been tampered with. | HPS | 4 |  |  |  | No | [22 empty] | 2022-08-09 12:30 | 4 - Needs Inspected in 4 CY |  |  | eric.young | 2014-12-30 10:04 | jritchie2 | 2026-07-14 14:11 | No | No | No | No | No | Standing | None | None | None | No | No | No | Needs door |  | 2022-08-09 12:30 |  | csonner1 | 2022-08-09 12:30 | csonner1 | 2022-08-09 12:30 | No Photo Available | https://collectorweb.dot.state.oh.us/arcgis/rest/services/HIGHWAY_LIGHTING/HighwayLighting_Reference/FeatureServer/7/299134/attachments/ | http://data.mapchannels.com/dualmaps6/map.htm?lat=39.212577&lng=-84.461779
08 | HAMILTON | HAM | RA | 31364 |  | 0.266 |  | SHAMRA31364**C | HAM-31364-0.266 | 39.212 | -84.4627 | 2025-12-31 | Active |  |  |  | State | HL0021430 |  |  | State |  | Conventional | [14 empty] | No | No | No |  | HPS | [28 empty] | NULL |  |  | mhurlow1 | 2018-05-16 13:53 | mhurlow1 | 2018-07-19 17:37 | [20 empty] | No Photo Available | No Photo Available | http://data.mapchannels.com/dualmaps6/map.htm?lat=39.212016&lng=-84.462712
08 | HAMILTON | HAM | RA | 31366 |  | 0.003 |  | SHAMRA31366**C | HAM-31366-0.003 | 39.2118 | -84.4631 | 2025-12-31 | Active |  |  |  | State | HL0001054 |  |  | State |  | Conventional | [14 empty] | No | No | No |  | HPS | [28 empty] | NULL |  |  | mhurlow1 | 2018-05-16 13:55 | mhurlow1 | 2018-07-19 17:37 | [20 empty] | No Photo Available | No Photo Available | http://data.mapchannels.com/dualmaps6/map.htm?lat=39.211788&lng=-84.463079
08 | HAMILTON | HAM | RA | 31366 |  | 0.152 |  | SHAMRA31366**C | HAM-31366-0.152 | 39.2099 | -84.4633 | 2025-12-31 | Active |  |  |  | State | HL0031986 | 2020-06-19 12:50 |  | State | E 1 2 | Tower |  | 4 | [12 empty] | No | No | No | SR-126 R.R.HWY | HPS | 6 | 400 | [25 empty] | 2022-08-09 14:26 | 4 - Needs Inspected in 4 CY | 0 |  | darshan.singh | 2014-12-29 14:28 | csonner | 2020-06-19 12:50 | No | No | No | No | No | Standing | None | None | None | No | No | No |  |  | 2022-08-09 14:26 |  | csonner1 | 2022-08-09 14:26 | csonner1 | 2022-08-09 14:26 | No Photo Available | No Photo Available | http://data.mapchannels.com/dualmaps6/map.htm?lat=39.209935&lng=-84.463315
08 | HAMILTON | HAM | RA | 31367 |  | 0.021 |  | SHAMRA31367**C | HAM-31367-0.021 | 39.2116 | -84.4626 | 2025-12-31 | Active |  |  |  | State | HL0024741 |  |  | State |  | Conventional | [14 empty] | No | No | No |  | HPS | [28 empty] | NULL |  |  | mhurlow1 | 2018-05-16 13:53 | mhurlow1 | 2018-07-19 17:37 | [20 empty] | No Photo Available | No Photo Available | http://data.mapchannels.com/dualmaps6/map.htm?lat=39.211630&lng=-84.462622
08 | HAMILTON | HAM | RA | 31367 |  | 0.027 |  | SHAMRA31367**C | HAM-31367-0.027 | 39.2115 | -84.4624 | 2025-12-31 | Active |  |  |  | State | HL0031993 |  |  | State | E 1 3 | Tower |  | 4 | [12 empty] | No | No | No | SR-126 R.R.HWY/Galbraith | HPS | [27 empty] | 2022-08-09 14:26 | 4 - Needs Inspected in 4 CY |  |  | eric.young | 2014-12-30 10:10 | eric.young | 2014-12-30 10:10 | No | No | No | No | No | Standing | None | None | None | No | No | No |  |  | 2022-08-09 14:26 |  | csonner1 | 2022-08-09 14:26 | csonner1 | 2022-08-09 14:26 | No Photo Available | No Photo Available | http://data.mapchannels.com/dualmaps6/map.htm?lat=39.211509&lng=-84.462405
08 | HAMILTON | HAM | RA | 31371 |  | 0.008 |  | SHAMRA31371**C | HAM-31371-0.008 | 39.201 | -84.4682 | 2025-12-31 | Active |  |  |  | State | HL0022843 | 2020-04-02 14:45 |  | State | D-1-9 | Conventional | [7 empty] | 1 | [6 empty] | No | No | No |  | HPS | 1 | 200 | [25 empty] | 2024-08-20 04:24 | NULL | 0 |  | mhurlow1 | 2018-05-16 13:40 | dturner | 2020-04-02 14:46 | No | No | No | No | No | Standing | None | None | None | No | No | No | No door exposed wire on wall |  | 2024-08-20 04:24 |  | mneeley | 2024-08-20 04:24 | mneeley | 2024-08-20 04:24 | No Photo Available | https://collectorweb.dot.state.oh.us/arcgis/rest/services/HIGHWAY_LIGHTING/HighwayLighting_Reference/FeatureServer/7/510225/attachments/ | http://data.mapchannels.com/dualmaps6/map.htm?lat=39.201044&lng=-84.468237
08 | HAMILTON | HAM | RA | 31371 |  | 0.042 |  | SHAMRA31371**C | HAM-31371-0.042 | 39.2015 | -84.4679 | 2025-12-31 | Active |  |  |  | State | HL0005454 | 2020-04-02 15:03 |  | State | D-1-10 | Conventional | [7 empty] | 1 | [6 empty] | No | No | No |  | HPS | 1 | 200 | [25 empty] | 2024-08-20 04:25 | NULL | 0 |  | mhurlow1 | 2018-05-16 13:42 | dturner | 2020-04-02 15:04 | No | No | No | No | No | Standing | None | None | None | No | No | No | No door |  | 2024-08-20 04:25 |  | mneeley | 2024-08-20 04:25 | mneeley | 2024-08-20 04:25 | No Photo Available | https://collectorweb.dot.state.oh.us/arcgis/rest/services/HIGHWAY_LIGHTING/HighwayLighting_Reference/FeatureServer/7/510626/attachments/ | http://data.mapchannels.com/dualmaps6/map.htm?lat=39.201495&lng=-84.467926
08 | HAMILTON | HAM | RA | 31371 |  | 0.077 |  | SHAMRA31371**C | HAM-31371-0.077 | 39.2019 | -84.4676 | 2025-12-31 | Active |  |  |  | State | HL0007048 | 2020-04-02 15:35 |  | State | D-1-11 | Conventional | [7 empty] | 1 | [6 empty] | No | No | No |  | HPS | 1 | 310 | [25 empty] | 2024-08-20 04:27 | NULL | 0 |  | mhurlow1 | 2018-05-16 13:43 | dturner | 2020-04-02 15:36 | No | No | No | No | No | Standing | None | None | None | No | No | No | No door |  | 2024-08-20 04:27 |  | mneeley | 2024-08-20 04:27 | mneeley | 2024-08-20 04:27 | No Photo Available | https://collectorweb.dot.state.oh.us/arcgis/rest/services/HIGHWAY_LIGHTING/HighwayLighting_Reference/FeatureServer/7/510627/attachments/ | http://data.mapchannels.com/dualmaps6/map.htm?lat=39.201936&lng=-84.467598
08 | HAMILTON | HAM | RA | 31371 |  | 0.341 |  | SHAMRA31371**C | HAM-31371-0.341 | 39.2053 | -84.4653 | 2025-12-31 | Active |  |  |  | State | HL0031997 | 2020-06-19 16:44 |  | State | D 1 1? | Tower |  | 4 | [12 empty] | No | No | No | SR-126 R.R.HWY (1 side base covrd in bush, c pics) | HPS | 4 | 400 | [25 empty] | 2022-08-15 16:41 | 4 - Needs Inspected in 4 CY | 0 |  | eric.young | 2014-12-30 10:36 | csonner | 2020-06-19 16:45 | No | No | No | No | No | Standing | None | None | None | No | No | No |  |  | 2022-08-15 16:41 |  | csonner1 | 2022-08-15 16:41 | csonner1 | 2022-08-15 16:41 | No Photo Available | No Photo Available | http://data.mapchannels.com/dualmaps6/map.htm?lat=39.205292&lng=-84.465282
08 | HAMILTON | HAM | RA | 31371 |  | 0.444 |  | SHAMRA31371**C | HAM-31371-0.444 | 39.2056 | -84.4643 | 2025-12-31 | Active |  |  |  | State | HL0031998 | 2020-06-19 16:43 |  | State | D 1 18 | Tower |  | 4 | [12 empty] | No | No | No | SR-126 R.R.HWY | HPS | 4 | 400 | [25 empty] | 2022-08-15 16:41 | 4 - Needs Inspected in 4 CY | 0 |  | eric.young | 2014-12-30 10:40 | csonner | 2020-06-19 16:43 | No | No | No | No | No | Standing | None | None | None | No | No | No |  |  | 2022-08-15 16:41 |  | csonner1 | 2022-08-15 16:41 | csonner1 | 2022-08-15 16:41 | No Photo Available | No Photo Available | http://data.mapchannels.com/dualmaps6/map.htm?lat=39.205629&lng=-84.464259
08 | HAMILTON | HAM | RA | 31371 |  | 0.624 |  | SHAMRA31371**C | HAM-31371-0.624 | 39.2045 | -84.4667 | 2025-12-31 | Active |  |  |  | State | HL0031995 | 2020-06-19 13:32 |  | State | D 2 14 | Tower |  | 4 | [12 empty] | No | No | No | SR-126 R.R.HWY | HPS | 4 | 400 | [25 empty] | 2022-08-09 16:16 | 4 - Needs Inspected in 4 CY | 0 |  | eric.young | 2014-12-30 10:21 | csonner | 2020-06-19 13:32 | No | No | No | No | No | Standing | None | None | None | No | No | No |  |  | 2022-08-09 16:16 |  | csonner1 | 2022-08-09 16:15 | csonner1 | 2022-08-09 16:15 | No Photo Available | No Photo Available | http://data.mapchannels.com/dualmaps6/map.htm?lat=39.204479&lng=-84.466720
08 | HAMILTON | HAM | RA | 31372 |  | 0.015 |  | SHAMRA31372**C | HAM-31372-0.015 | 39.2029 | -84.4668 | 2025-12-31 | Active |  |  |  | State | HL0031975 | 2020-06-19 14:51 |  | State | D 1 13 | Tower |  | 4 | [12 empty] | No | No | No | SR-126 R.R.HWY | HPS | 4 | 400 | [25 empty] | 2022-08-15 16:40 | 4 - Needs Inspected in 4 CY | 0 |  | eric.young | 2014-12-29 13:42 | csonner | 2020-06-19 14:51 | No | No | No | No | No | Standing | None | None | None | No | No | No |  |  | 2022-08-15 16:40 |  | csonner1 | 2022-08-15 16:40 | csonner1 | 2022-08-15 16:40 | No Photo Available | No Photo Available | http://data.mapchannels.com/dualmaps6/map.htm?lat=39.202890&lng=-84.466773
08 | HAMILTON | HAM | RA | 31372 |  | 0.104 |  | SHAMRA31372**C | HAM-31372-0.104 | 39.2039 | -84.4657 | 2025-12-31 | Active |  |  |  | State | HL0031977 | 2020-06-19 15:25 |  | State | D 1 14 | Tower |  | 4 | [12 empty] | No | No | No | SR-126 R.R.HWY | HPS | 4 | 400 | [25 empty] | 2022-08-15 16:40 | 4 - Needs Inspected in 4 CY | 0 |  | darshan.singh | 2014-12-29 13:45 | csonner | 2020-06-19 15:25 | No | No | No | No | No | Standing | None | None | None | No | No | No |  |  | 2022-08-15 16:40 |  | csonner1 | 2022-08-15 16:40 | csonner1 | 2022-08-15 16:40 | No Photo Available | No Photo Available | http://data.mapchannels.com/dualmaps6/map.htm?lat=39.203929&lng=-84.465748
08 | HAMILTON | HAM | RA | 31372 |  | 0.249 |  | SHAMRA31372**C | HAM-31372-0.249 | 39.2051 | -84.4636 | 2025-12-31 | Active |  |  |  | State | HL0031979 | 2020-06-19 16:12 |  | State | D 1 16 | Tower |  | 4 | [12 empty] | No | No | No | SR-126 R.R.HWY | HPS | 4 | 400 | [25 empty] | 2022-08-15 16:40 | 4 - Needs Inspected in 4 CY | 0 |  | darshan.singh | 2014-12-29 13:51 | csonner | 2020-06-19 16:13 | No | No | No | No | No | Standing | None | None | None | No | No | No |  |  | 2022-08-15 16:40 |  | csonner1 | 2022-08-15 16:40 | csonner1 | 2022-08-15 16:40 | No Photo Available | No Photo Available | http://data.mapchannels.com/dualmaps6/map.htm?lat=39.205141&lng=-84.463609
08 | HAMILTON | HAM | RA | 31373 |  | 0.021 |  | SHAMRA31373**C | HAM-31373-0.021 | 39.2051 | -84.4725 | 2025-12-31 | Active |  |  |  | State | HL0021565 | 2020-04-03 14:49 |  | State | D-3-3 | Conventional | [7 empty] | 1 | [6 empty] | No | No | No |  | LED | 1 | [26 empty] | 2025-05-13 16:50 | NULL |  | 2025-05-13 16:50 | mhurlow1 | 2018-05-21 16:36 | odotonline.net\rdixon5 | 2026-05-08 01:51 | No | No | No | No | No | Standing | None | None | None | No | No | No |  | No | 2025-05-13 16:50 | 2025-05-13 16:50 | ascott3 | 2025-05-13 16:50 | ascott3 | 2025-05-13 16:50 | No Photo Available | https://collectorweb.dot.state.oh.us/arcgis/rest/services/HIGHWAY_LIGHTING/HighwayLighting_Reference/FeatureServer/7/546003/attachments/ | http://data.mapchannels.com/dualmaps6/map.htm?lat=39.205086&lng=-84.472498
08 | HAMILTON | HAM | RA | 31373 |  | 0.063 |  | SHAMRA31373**C | HAM-31373-0.063 | 39.205 | -84.4717 | 2025-12-31 | Active |  |  |  | State | HL0005352 | 2020-04-03 15:11 |  | State | D-3-4 | Conventional | [7 empty] | 1 | [6 empty] | No | No | No |  | LED | 1 | [26 empty] | 2025-05-13 16:48 | NULL |  | 2025-05-13 16:48 | mhurlow1 | 2018-05-21 16:36 | odotonline.net\rdixon5 | 2026-05-08 01:51 | No | No | No | No | No | Standing | None | None | None | No | No | No |  | No | 2025-05-13 16:48 | 2025-05-13 16:48 | ascott3 | 2025-05-13 16:48 | ascott3 | 2025-05-13 16:48 | No Photo Available | https://collectorweb.dot.state.oh.us/arcgis/rest/services/HIGHWAY_LIGHTING/HighwayLighting_Reference/FeatureServer/7/550394/attachments/ | http://data.mapchannels.com/dualmaps6/map.htm?lat=39.204961&lng=-84.471737
08 | HAMILTON | HAM | RA | 31373 |  | 0.128 |  | SHAMRA31373**C | HAM-31373-0.128 | 39.2047 | -84.4706 | 2025-12-31 | Active |  |  |  | State | HL0032000 | 2020-06-22 14:32 |  | State | D 3 ?? | Tower |  | 4 | [12 empty] | No | No | No | SR-126 R.R.HWY | HPS | 4 | 400 | [25 empty] | 2022-08-10 17:13 | 4 - Needs Inspected in 4 CY | 0 |  | eric.young | 2014-12-30 10:51 | csonner | 2020-06-22 14:32 | No | No | No | No | No | Standing | None | None | None | No | No | No |  |  | 2022-08-10 17:13 |  | csonner1 | 2022-08-10 17:13 | csonner1 | 2022-08-10 17:13 | No Photo Available | No Photo Available | http://data.mapchannels.com/dualmaps6/map.htm?lat=39.204694&lng=-84.470576
08 | HAMILTON | HAM | RA | 31373 |  | 0.241 |  | SHAMRA31373**C | HAM-31373-0.241 | 39.2043 | -84.4686 | 2025-12-31 | Active |  |  |  | State | HL0032001 | 2020-06-22 14:54 |  | State | D 3 6 | Tower |  | 4 | [12 empty] | No | No | No | SR-126 R.R.HWY (no lock wshrs) | HPS | 2 | 400 | [25 empty] | 2022-08-10 17:13 | 4 - Needs Inspected in 4 CY | 0 |  | eric.young | 2014-12-30 10:57 | csonner | 2020-06-22 14:54 | No | No | No | No | No | Standing | None | None | None | No | No | No |  |  | 2022-08-10 17:13 |  | csonner1 | 2022-08-10 17:13 | csonner1 | 2022-08-10 17:13 | No Photo Available | No Photo Available | http://data.mapchannels.com/dualmaps6/map.htm?lat=39.204277&lng=-84.468563
08 | HAMILTON | HAM | RA | 31373 |  | 0.372 |  | SHAMRA31373**C | HAM-31373-0.372 | 39.2027 | -84.4679 | 2025-12-31 | Active |  |  |  | State | HL0032002 | 2020-06-22 15:13 |  | State | D 2 12 | Tower |  | 4 | [12 empty] | No | No | No | SR-126 R.R.HWY (no lock wshrs, space wshrs used) | HPS | 4 | 400 | [25 empty] | 2022-08-10 17:14 | 4 - Needs Inspected in 4 CY | 0 |  | eric.young | 2014-12-30 11:03 | csonner | 2020-06-22 15:14 | No | No | No | No | No | Standing | None | None | None | No | No | No |  |  | 2022-08-10 17:14 |  | csonner1 | 2022-08-10 17:13 | csonner1 | 2022-08-10 17:13 | No Photo Available | No Photo Available | http://data.mapchannels.com/dualmaps6/map.htm?lat=39.202726&lng=-84.467854
08 | HAMILTON | HAM | RA | 31373 |  | 0.432 |  | SHAMRA31373**C | HAM-31373-0.432 | 39.2019 | -84.4683 | 2025-12-31 | Active |  |  |  | State | HL0004111 | 2020-04-06 13:52 |  | State | D-2-11 | Conventional | [7 empty] | 1 | [6 empty] | No | No | No |  | HPS | 1 | 200 | [25 empty] | 2024-08-20 06:56 | NULL | 0 |  | mhurlow1 | 2018-05-16 13:42 | dturner | 2020-04-06 13:52 | No | No | No | No | No | Standing | None | None | None | No | No | No |  |  | 2024-08-20 06:56 |  | mneeley | 2024-08-20 06:56 | mneeley | 2024-08-20 06:56 | No Photo Available | https://collectorweb.dot.state.oh.us/arcgis/rest/services/HIGHWAY_LIGHTING/HighwayLighting_Reference/FeatureServer/7/510642/attachments/ | http://data.mapchannels.com/dualmaps6/map.htm?lat=39.201932&lng=-84.468263
08 | HAMILTON | HAM | RA | 31373 |  | 0.466 |  | SHAMRA31373**C | HAM-31373-0.466 | 39.2015 | -84.4685 | 2025-12-31 | Active |  |  |  | State | HL0009688 | 2020-04-06 14:04 |  | State | D-2-10 | Conventional | [7 empty] | 1 | [6 empty] | No | No | No |  | HPS | 1 | 200 | [25 empty] | 2024-08-20 06:56 | NULL | 0 |  | mhurlow1 | 2018-05-16 13:42 | dturner | 2020-04-06 14:04 | No | No | No | No | No | Standing | None | None | None | No | No | No |  |  | 2024-08-20 06:56 |  | mneeley | 2024-08-20 06:57 | mneeley | 2024-08-20 06:57 | No Photo Available | https://collectorweb.dot.state.oh.us/arcgis/rest/services/HIGHWAY_LIGHTING/HighwayLighting_Reference/FeatureServer/7/510643/attachments/ | http://data.mapchannels.com/dualmaps6/map.htm?lat=39.201493&lng=-84.468537
08 | HAMILTON | HAM | RA | 31373 |  | 0.499 |  | SHAMRA31373**C | HAM-31373-0.499 | 39.201 | -84.4688 | 2025-12-31 | Active |  |  |  | State | HL0016319 | 2020-04-06 14:27 |  | State | D-2-9 | Conventional | [7 empty] | 1 | [6 empty] | No | No | No |  | HPS | 1 | 200 | [25 empty] | 2024-08-20 06:58 | NULL | 0 |  | mhurlow1 | 2018-05-16 13:40 | dturner | 2020-04-06 14:27 | No | No | No | No | No | Standing | None | None | None | No | No | No |  |  | 2024-08-20 06:58 |  | mneeley | 2024-08-20 06:58 | mneeley | 2024-08-20 06:58 | No Photo Available | https://collectorweb.dot.state.oh.us/arcgis/rest/services/HIGHWAY_LIGHTING/HighwayLighting_Reference/FeatureServer/7/510242/attachments/ | http://data.mapchannels.com/dualmaps6/map.htm?lat=39.201045&lng=-84.468790
08 | HAMILTON | HAM | RA | 31373 |  | 0.533 |  | SHAMRA31373**C | HAM-31373-0.533 | 39.2006 | -84.4691 | 2025-12-31 | Active |  |  |  | State | HL0008829 | 2020-04-06 14:29 |  | State | D-2-8 | Conventional | [7 empty] | 1 | [6 empty] | No | No | No |  | HPS | 1 | 200 | [25 empty] | 2024-08-20 06:58 | NULL | 0 |  | mhurlow1 | 2018-05-16 13:39 | dturner | 2020-04-06 14:29 | No | No | No | No | No | Standing | None | None | None | No | No | No |  |  | 2024-08-20 06:58 |  | mneeley | 2024-08-20 06:59 | mneeley | 2024-08-20 06:59 | No Photo Available | https://collectorweb.dot.state.oh.us/arcgis/rest/services/HIGHWAY_LIGHTING/HighwayLighting_Reference/FeatureServer/7/510644/attachments/ | http://data.mapchannels.com/dualmaps6/map.htm?lat=39.200618&lng=-84.469091
08 | HAMILTON | HAM | RA | 31374 |  | 0.13 |  | SHAMRA31374**C | HAM-31374-0.130 | 39.2091 | -84.4641 | 2025-12-31 | Active |  |  |  | State | HL0031984 | 2020-06-19 11:42 |  | State | E 1 1 | Tower |  | 4 | [12 empty] | No | No | No | SR-126 R.R.HWY | HPS | 6 | 400 | [25 empty] | 2022-08-09 14:48 | 4 - Needs Inspected in 4 CY | 0 |  | darshan.singh | 2014-12-29 14:20 | csonner | 2020-06-19 11:42 | No | No | No | No | No | Standing | None | None | None | No | No | No |  |  | 2022-08-09 14:48 |  | csonner1 | 2022-08-09 14:48 | csonner1 | 2022-08-09 14:48 | No Photo Available | No Photo Available | http://data.mapchannels.com/dualmaps6/map.htm?lat=39.209057&lng=-84.464065
08 | HAMILTON | HAM | RA | 31376 |  | 0.105 |  | SHAMRA31376**C | HAM-31376-0.105 | 39.1096 | -84.5014 | 2025-12-31 | Active |  |  |  | State | HL0014770 |  |  | State | L7A1 | Conventional | [14 empty] | No | No | No |  | HPS | [27 empty] | 2025-07-10 03:03 | NULL |  |  | mhurlow1 | 2018-05-10 13:15 | mneeley | 2024-08-06 05:27 | No | No | No | No | No | Standing | None | None | None | No | No | No |  | No | 2025-07-10 03:03 |  | mneeley | 2025-07-10 03:03 | mneeley | 2025-07-10 03:03 | No Photo Available | https://collectorweb.dot.state.oh.us/arcgis/rest/services/HIGHWAY_LIGHTING/HighwayLighting_Reference/FeatureServer/7/556393/attachments/ | http://data.mapchannels.com/dualmaps6/map.htm?lat=39.109586&lng=-84.501353
08 | HAMILTON | HAM | RA | 31376 |  | 0.132 |  | SHAMRA31376**C | HAM-31376-0.132 | 39.1099 | -84.5011 | 2025-12-31 | Active |  |  |  | State | HL0034945 |  |  | State | L5C8 | Conventional | [14 empty] | No | No | No |  | HPS | [27 empty] | 2025-11-12 01:48 | NULL |  |  | rdixon5 | 2022-01-14 06:01 | rdixon5 | 2022-01-14 06:01 | No | No | No | No | No | Standing | None | None | None | No | No | No |  | No | 2025-11-12 01:48 |  | mneeley | 2025-11-12 01:48 | mneeley | 2025-11-12 01:48 | No Photo Available | No Photo Available | http://data.mapchannels.com/dualmaps6/map.htm?lat=39.109947&lng=-84.501148
08 | HAMILTON | HAM | RA | 31376 |  | 0.14 |  | SHAMRA31376**C | HAM-31376-0.140 | 39.11 | -84.501 | 2025-12-31 | Active |  |  |  | State | HL0026202 |  |  | State | L7A2 | Conventional | [14 empty] | No | No | No |  | HPS | [27 empty] | 2025-07-10 03:12 | NULL |  |  | mhurlow1 | 2018-05-10 13:18 | mneeley | 2024-08-06 05:27 | No | No | No | No | No | Standing | None | None | None | No | No | No | Fixture need | Yes | 2025-07-10 03:12 |  | ascott3 | 2025-07-10 03:12 | ascott3 | 2025-07-10 03:12 | No Photo Available | No Photo Available | http://data.mapchannels.com/dualmaps6/map.htm?lat=39.110021&lng=-84.501002
08 | HAMILTON | HAM | RA | 31376 |  | 0.173 |  | SHAMRA31376**C | HAM-31376-0.173 | 39.1105 | -84.5009 | 2025-12-31 | Active |  |  |  | State | HL0007982 |  |  | State | L7A3 | Conventional | [14 empty] | No | No | No |  | HPS | [27 empty] | 2025-07-10 03:04 | NULL |  |  | mhurlow1 | 2018-05-10 13:21 | mneeley | 2024-08-06 05:30 | No | No | No | No | No | Standing | None | None | None | No | No | No |  | No | 2025-07-10 03:04 |  | mneeley | 2025-07-10 03:04 | mneeley | 2025-07-10 03:04 | No Photo Available | https://collectorweb.dot.state.oh.us/arcgis/rest/services/HIGHWAY_LIGHTING/HighwayLighting_Reference/FeatureServer/7/556394/attachments/ | http://data.mapchannels.com/dualmaps6/map.htm?lat=39.110503&lng=-84.500872
08 | HAMILTON | HAM | RA | 31376 |  | 0.207 |  | SHAMRA31376**C | HAM-31376-0.207 | 39.111 | -84.5008 | 2025-12-31 | Active |  |  |  | State | HL0009793 |  |  | State | L7A4 | Conventional | [14 empty] | No | No | No |  | HPS | [27 empty] | 2025-07-10 03:05 | NULL |  |  | mhurlow1 | 2018-05-10 13:21 | mneeley | 2024-08-06 05:31 | No | No | No | No | No | Standing | None | None | None | No | No | No |  | No | 2025-07-10 03:05 |  | mneeley | 2025-07-10 03:05 | mneeley | 2025-07-10 03:05 | No Photo Available | https://collectorweb.dot.state.oh.us/arcgis/rest/services/HIGHWAY_LIGHTING/HighwayLighting_Reference/FeatureServer/7/555996/attachments/ | http://data.mapchannels.com/dualmaps6/map.htm?lat=39.110995&lng=-84.500776
08 | HAMILTON | HAM | RA | 31376 |  | 0.24 |  | SHAMRA31376**C | HAM-31376-0.240 | 39.1115 | -84.5007 | 2025-12-31 | Active |  |  |  | State | HL0000713 |  |  | State | L7A5 | Conventional | [14 empty] | No | No | No |  | HPS | [27 empty] | 2025-07-10 03:06 | NULL |  |  | mhurlow1 | 2018-05-10 13:22 | mneeley | 2024-08-06 05:31 | No | No | No | No | No | Standing | None | None | None | No | No | No |  | No | 2025-07-10 03:06 |  | mneeley | 2025-07-10 03:06 | mneeley | 2025-07-10 03:06 | No Photo Available | https://collectorweb.dot.state.oh.us/arcgis/rest/services/HIGHWAY_LIGHTING/HighwayLighting_Reference/FeatureServer/7/548499/attachments/ | http://data.mapchannels.com/dualmaps6/map.htm?lat=39.111461&lng=-84.500680
08 | HAMILTON | HAM | RA | 31376 |  | 0.267 |  | SHAMRA31376**C | HAM-31376-0.267 | 39.1118 | -84.5006 | 2025-12-31 | Active |  |  |  | State | HL0013751 |  |  | State | L7A6 | Conventional | [14 empty] | No | No | No |  | HPS | [27 empty] | 2025-07-10 03:06 | NULL |  |  | mhurlow1 | 2018-05-10 13:33 | mneeley | 2024-08-06 05:32 | No | No | No | No | No | Standing | None | None | None | No | No | No |  | No | 2025-07-10 03:06 |  | mneeley | 2025-07-10 03:07 | mneeley | 2025-07-10 03:07 | No Photo Available | https://collectorweb.dot.state.oh.us/arcgis/rest/services/HIGHWAY_LIGHTING/HighwayLighting_Reference/FeatureServer/7/545692/attachments/ | http://data.mapchannels.com/dualmaps6/map.htm?lat=39.111848&lng=-84.500611
08 | HAMILTON | HAM | RA | 31377 |  | 0.017 |  | SHAMRA31377**C | HAM-31377-0.017 | 39.1134 | -84.5021 | 2025-12-31 | Active |  |  |  | State | HL0021803 |  |  | State |  | Conventional | [14 empty] | No | No | No |  | HPS | [27 empty] | 2022-01-14 04:32 | NULL |  |  | mhurlow1 | 2018-08-20 14:59 | mhurlow1 | 2018-08-20 14:59 | No | No | No | No | No | Standing | None | None | None | No | No | No |  |  | 2022-01-14 04:32 |  | rdixon5 | 2022-01-14 04:32 | rdixon5 | 2022-01-14 04:32 | No Photo Available | No Photo Available | http://data.mapchannels.com/dualmaps6/map.htm?lat=39.113393&lng=-84.502071
08 | HAMILTON | HAM | RA | 31377 |  | 0.029 |  | SHAMRA31377**C | HAM-31377-0.029 | 39.1133 | -84.5017 | 2025-12-31 | Active |  |  |  | State | HL0034930 |  |  | State | L9B4 | Conventional | [14 empty] | No | No | No |  | LED | 1 | [26 empty] | 2022-01-14 04:33 | NULL |  |  | rdixon5 | 2022-01-14 04:33 | rdixon5 | 2022-01-14 04:33 | No | No | No | No | No | Standing | None | None | None | No | No | No |  |  | 2022-01-14 04:33 |  | rdixon5 | 2022-01-14 04:33 | rdixon5 | 2022-01-14 04:33 | No Photo Available | No Photo Available | http://data.mapchannels.com/dualmaps6/map.htm?lat=39.113271&lng=-84.501677
08 | HAMILTON | HAM | RA | 31377 |  | 0.029 |  | SHAMRA31377**C | HAM-31377-0.029 | 39.1135 | -84.5019 | 2025-12-31 | Active |  |  |  | State | HL0025090 |  |  | State |  | Conventional | [14 empty] | No | No | No |  | HPS | [27 empty] | 2022-01-14 04:32 | NULL |  |  | mhurlow1 | 2018-05-10 13:40 | mhurlow1 | 2018-07-19 12:56 | No | No | No | No | No | Standing | None | None | None | No | No | No |  |  | 2022-01-14 04:32 |  | rdixon5 | 2022-01-14 04:31 | rdixon5 | 2022-01-14 04:31 | No Photo Available | No Photo Available | http://data.mapchannels.com/dualmaps6/map.htm?lat=39.113491&lng=-84.501851
08 | HAMILTON | HAM | RA | 31377 |  | 0.076 |  | SHAMRA31377**C | HAM-31377-0.076 | 39.1138 | -84.5011 | 2025-12-31 | Active |  |  |  | State | HL0027054 |  |  | State | L9C1 | Conventional | [14 empty] | No | No | No |  | HPS | [27 empty] | 2025-11-05 21:38 | NULL |  | 2025-11-05 21:38 | mhurlow1 | 2018-05-10 13:40 | mneeley | 2024-07-26 01:40 | No | No | No | No | No | Standing | None | None | None | No | No | No |  | No | 2025-11-05 21:38 | 2025-11-05 21:38 | ascott3 | 2025-11-05 21:38 | ascott3 | 2025-11-05 21:38 | No Photo Available | No Photo Available | http://data.mapchannels.com/dualmaps6/map.htm?lat=39.113755&lng=-84.501089
08 | HAMILTON | HAM | RA | 31377 |  | 0.1 |  | SHAMRA31377**C | HAM-31377-0.100 | 39.1138 | -84.5006 | 2025-12-31 | Active |  |  |  | State | HL0019879 |  |  | State | L9C2 | Conventional | [14 empty] | No | No | No |  | HPS | [27 empty] | 2025-11-05 21:38 | NULL |  | 2025-11-05 21:39 | mhurlow1 | 2018-05-10 13:40 | mneeley | 2024-07-26 01:41 | No | No | No | No | No | Standing | None | None | None | No | No | No |  | No | 2025-11-05 21:38 | 2025-11-05 21:39 | ascott3 | 2025-11-05 21:39 | ascott3 | 2025-11-05 21:39 | No Photo Available | No Photo Available | http://data.mapchannels.com/dualmaps6/map.htm?lat=39.113849&lng=-84.500649
08 | HAMILTON | HAM | RA | 31377 |  | 0.149 |  | SHAMRA31377**C | HAM-31377-0.149 | 39.1143 | -84.5 | 2025-12-31 | Active |  |  |  | State | HL0022297 |  |  | State | L9C4 | Conventional | [14 empty] | No | No | No |  | HPS | [27 empty] | 2025-11-05 21:39 | NULL |  | 2025-11-05 21:39 | mhurlow1 | 2018-05-10 13:40 | mneeley | 2024-07-26 01:46 | No | No | No | No | No | Standing | None | None | None | No | No | No |  | No | 2025-11-05 21:39 | 2025-11-05 21:39 | ascott3 | 2025-11-05 21:39 | ascott3 | 2025-11-05 21:39 | No Photo Available | No Photo Available | http://data.mapchannels.com/dualmaps6/map.htm?lat=39.114327&lng=-84.499955
08 | HAMILTON | HAM | RA | 31377 |  | 0.171 |  | SHAMRA31377**C | HAM-31377-0.171 | 39.1146 | -84.4998 | 2025-12-31 | Active |  |  |  | State | HL0005137 |  |  | State | L9C5 | Conventional | [14 empty] | No | No | No |  | HPS | [27 empty] | 2025-11-05 21:39 | NULL |  | 2025-11-05 21:39 | mhurlow1 | 2018-05-10 13:41 | mneeley | 2024-07-26 01:48 | No | No | No | No | No | Standing | None | None | None | No | No | No |  | No | 2025-11-05 21:39 | 2025-11-05 21:39 | ascott3 | 2025-11-05 21:39 | ascott3 | 2025-11-05 21:39 | No Photo Available | No Photo Available | http://data.mapchannels.com/dualmaps6/map.htm?lat=39.114633&lng=-84.499780
08 | HAMILTON | HAM | RA | 31377 |  | 0.195 |  | SHAMRA31377**C | HAM-31377-0.195 | 39.115 | -84.4997 | 2025-12-31 | Active |  |  |  | State | HL0019382 |  |  | State | L9C6 | Conventional | [14 empty] | No | No | No |  | HPS | [27 empty] | 2025-11-05 21:40 | NULL |  | 2025-11-05 21:40 | mhurlow1 | 2018-05-10 13:41 | mneeley | 2024-07-26 01:49 | No | No | No | No | No | Standing | None | None | None | No | No | No |  | No | 2025-11-05 21:40 | 2025-11-05 21:40 | ascott3 | 2025-11-05 21:40 | ascott3 | 2025-11-05 21:40 | No Photo Available | No Photo Available | http://data.mapchannels.com/dualmaps6/map.htm?lat=39.114991&lng=-84.499713
08 | HAMILTON | HAM | RA | 31377 |  | 0.211 |  | SHAMRA31377**C | HAM-31377-0.211 | 39.1152 | -84.4997 | 2025-12-31 | Active |  |  |  | State | HL0010967 |  |  | State |  | Conventional | [14 empty] | No | No | No |  | HPS | [27 empty] | 2025-11-05 21:40 | NULL |  | 2025-11-05 21:40 | mhurlow1 | 2018-05-10 13:41 | mhurlow1 | 2018-07-19 13:07 | No | No | No | No | No | Standing | None | None | None | No | No | No |  | No | 2025-11-05 21:40 | 2025-11-05 21:40 | ascott3 | 2025-11-05 21:40 | ascott3 | 2025-11-05 21:40 | No Photo Available | No Photo Available | http://data.mapchannels.com/dualmaps6/map.htm?lat=39.115229&lng=-84.499699
08 | HAMILTON | HAM | RA | 31377 |  | 0.228 |  | SHAMRA31377**C | HAM-31377-0.228 | 39.1155 | -84.4999 | 2025-12-31 | Active |  |  |  | State | HL0024081 |  |  | State | L9C11 | Conventional | [14 empty] | No | No | No |  | HPS | [27 empty] | 2026-04-06 18:44 | NULL |  | 2026-04-06 18:44 | mhurlow1 | 2018-05-10 14:06 | mneeley | 2024-07-26 02:03 | No | No | No | No | No | Standing | None | None | None | No | No | No | Downed pole/ Reset pole and installed new luminaire new #10awg and pull apart connector kits w KTK fuses | No | 2026-04-06 18:44 | 2026-04-06 18:44 | csonner1 | 2026-04-06 18:46 | csonner1 | 2026-04-06 18:46 | No Photo Available | https://collectorweb.dot.state.oh.us/arcgis/rest/services/HIGHWAY_LIGHTING/HighwayLighting_Reference/FeatureServer/7/581384/attachments/ | http://data.mapchannels.com/dualmaps6/map.htm?lat=39.115483&lng=-84.499861
08 | HAMILTON | HAM | RA | 31377 |  | 0.234 |  | SHAMRA31377**C | HAM-31377-0.234 | 39.1156 | -84.4997 | 2025-12-31 | Active |  |  |  | State | HL0014670 |  |  | State | L9C7 | Conventional | [14 empty] | No | No | No |  | HPS | [27 empty] | 2025-11-05 21:40 | NULL |  | 2025-11-05 21:40 | mhurlow1 | 2018-05-10 13:41 | mneeley | 2024-07-26 02:07 | No | No | No | No | No | Standing | None | None | None | No | No | No |  | No | 2025-11-05 21:40 | 2025-11-05 21:40 | ascott3 | 2025-11-05 21:40 | ascott3 | 2025-11-05 21:40 | No Photo Available | No Photo Available | http://data.mapchannels.com/dualmaps6/map.htm?lat=39.115561&lng=-84.499697
08 | HAMILTON | HAM | RA | 31377 |  | 0.27 |  | SHAMRA31377**C | HAM-31377-0.270 | 39.1161 | -84.4996 | 2025-12-31 | Active |  |  |  | State | HL0018612 |  |  | State | L11A1 | Conventional | [14 empty] | No | No | No |  | HPS | [27 empty] | 2026-05-07 01:00 | NULL |  |  | mhurlow1 | 2018-05-10 14:19 | mneeley | 2024-07-26 02:08 | No | No | No | No | No | Standing | None | None | None | No | No | No | Needs A lamp | Yes | 2026-05-07 01:00 |  | ascott3 | 2026-05-07 01:00 | ascott3 | 2026-05-07 01:00 | No Photo Available | No Photo Available | http://data.mapchannels.com/dualmaps6/map.htm?lat=39.116067&lng=-84.499637
08 | HAMILTON | HAM | RA | 31377 |  | 0.3 |  | SHAMRA31377**C | HAM-31377-0.300 | 39.1165 | -84.4995 | 2025-12-31 | Active |  |  |  | State | HL0012314 |  |  | State | L11A2 | Conventional | [14 empty] | No | No | No |  | HPS | [27 empty] | 2025-11-05 21:41 | NULL |  | 2025-11-05 21:41 | mhurlow1 | 2018-05-10 14:20 | mneeley | 2024-07-26 02:10 | No | No | No | No | No | Standing | None | None | None | No | No | No |  | No | 2025-11-05 21:41 | 2025-11-05 21:41 | ascott3 | 2025-11-05 21:41 | ascott3 | 2025-11-05 21:41 | No Photo Available | No Photo Available | http://data.mapchannels.com/dualmaps6/map.htm?lat=39.116496&lng=-84.499526
08 | HAMILTON | HAM | RA | 31377 |  | 0.334 |  | SHAMRA31377**C | HAM-31377-0.334 | 39.117 | -84.4994 | 2025-12-31 | Active |  |  |  | State | HL0015900 |  |  | State | L11A3 | Conventional | [14 empty] | No | No | No |  | HPS | [27 empty] | 2025-11-05 21:41 | NULL |  | 2025-11-05 21:41 | mhurlow1 | 2018-05-10 15:07 | mneeley | 2024-07-26 02:11 | No | No | No | No | No | Standing | None | None | None | No | No | No |  | No | 2025-11-05 21:41 | 2025-11-05 21:41 | ascott3 | 2025-11-05 21:41 | ascott3 | 2025-11-05 21:41 | No Photo Available | No Photo Available | http://data.mapchannels.com/dualmaps6/map.htm?lat=39.116977&lng=-84.499380
08 | HAMILTON | HAM | RA | 31378 |  | 0.109 |  | SHAMRA31378**C | HAM-31378-0.109 | 39.1143 | -84.5005 | 2025-12-31 | Active |  |  |  | State | HL0025791 |  |  | State |  | Conventional | [14 empty] | No | No | No |  | HPS | [27 empty] | 2025-11-12 01:57 | NULL |  |  | mhurlow1 | 2018-05-10 13:42 | mhurlow1 | 2018-07-19 13:02 | No | No | No | No | No | Standing | None | None | None | No | No | No |  | No | 2025-11-12 01:57 |  | mneeley | 2025-11-12 01:57 | mneeley | 2025-11-12 01:57 | No Photo Available | No Photo Available | http://data.mapchannels.com/dualmaps6/map.htm?lat=39.114252&lng=-84.500451
08 | HAMILTON | HAM | RA | 31378 |  | 0.149 |  | SHAMRA31378**C | HAM-31378-0.149 | 39.1148 | -84.5004 | 2025-12-31 | Active |  |  |  | State | HL0024347 |  |  | State |  | Conventional | [14 empty] | No | No | No |  | HPS | [27 empty] | 2025-11-12 01:58 | NULL |  |  | mhurlow1 | 2018-05-10 14:11 | mhurlow1 | 2018-07-19 13:07 | No | No | No | No | No | Standing | None | None | None | No | No | No |  | No | 2025-11-12 01:58 |  | mneeley | 2025-11-12 01:58 | mneeley | 2025-11-12 01:58 | No Photo Available | No Photo Available | http://data.mapchannels.com/dualmaps6/map.htm?lat=39.114840&lng=-84.500382
08 | HAMILTON | HAM | RA | 31378 |  | 0.222 |  | SHAMRA31378**C | HAM-31378-0.222 | 39.1159 | -84.5 | 2025-12-31 | Active |  |  |  | State | HL0004407 |  |  | State | L11-B2 | Conventional | [14 empty] | No | No | No |  | HPS | [27 empty] | 2025-11-07 05:33 | NULL |  |  | mhurlow1 | 2018-05-10 14:16 | mneeley | 2024-08-01 02:21 | No | No | No | No | No | Standing | None | None | None | No | No | No |  | No | 2025-11-07 05:33 |  | mneeley | 2025-11-07 05:33 | mneeley | 2025-11-07 05:33 | No Photo Available | No Photo Available | http://data.mapchannels.com/dualmaps6/map.htm?lat=39.115874&lng=-84.500038
08 | HAMILTON | HAM | RA | 31378 |  | 0.253 |  | SHAMRA31378**C | HAM-31378-0.253 | 39.1163 | -84.4999 | 2025-12-31 | Active |  |  |  | State | HL0021759 |  |  | State |  | Conventional | [14 empty] | No | No | No |  | HPS | [28 empty] | NULL |  |  | mhurlow1 | 2018-05-10 14:21 | mhurlow1 | 2018-07-19 14:06 | [20 empty] | No Photo Available | No Photo Available | http://data.mapchannels.com/dualmaps6/map.htm?lat=39.116306&lng=-84.499939
08 | HAMILTON | HAM | RA | 31378 |  | 0.255 |  | SHAMRA31378**C | HAM-31378-0.255 | 39.1163 | -84.4999 | 2025-12-31 | Active |  |  |  | State | HL0015285 |  |  | State |  | Conventional | [14 empty] | No | No | No |  | HPS | [27 empty] | 2025-07-01 04:02 | NULL |  |  | mhurlow1 | 2018-05-10 14:20 | mhurlow1 | 2018-07-19 14:06 | No | No | No | No | No | Standing | None | None | None | No | No | No |  | No | 2025-07-01 04:02 |  | mneeley | 2025-07-01 04:03 | mneeley | 2025-07-01 04:03 | No Photo Available | https://collectorweb.dot.state.oh.us/arcgis/rest/services/HIGHWAY_LIGHTING/HighwayLighting_Reference/FeatureServer/7/553678/attachments/ | http://data.mapchannels.com/dualmaps6/map.htm?lat=39.116336&lng=-84.499902
08 | HAMILTON | HAM | RA | 31378 |  | 0.288 |  | SHAMRA31378**C | HAM-31378-0.288 | 39.1168 | -84.4997 | 2025-12-31 | Active |  |  |  | State | HL0018590 |  |  | State | L11B3 | Conventional | [14 empty] | No | No | No |  | HPS | [27 empty] | 2025-11-07 05:36 | NULL |  |  | mhurlow1 | 2018-05-10 14:24 | mneeley | 2024-08-01 02:21 | No | No | No | No | No | Standing | None | None | None | No | No | No |  | No | 2025-11-07 05:36 |  | mneeley | 2025-11-07 05:36 | mneeley | 2025-11-07 05:36 | No Photo Available | No Photo Available | http://data.mapchannels.com/dualmaps6/map.htm?lat=39.116796&lng=-84.499743
08 | HAMILTON | HAM | RA | 31378 |  | 0.292 |  | SHAMRA31378**C | HAM-31378-0.292 | 39.1168 | -84.4997 | 2025-12-31 | Active |  |  |  | State | HL0014709 |  |  | State |  | Conventional | [14 empty] | No | No | No |  | HPS | [28 empty] | NULL |  |  | mhurlow1 | 2018-05-10 14:24 | mhurlow1 | 2018-07-19 14:06 | [20 empty] | No Photo Available | No Photo Available | http://data.mapchannels.com/dualmaps6/map.htm?lat=39.116844&lng=-84.499748
08 | HAMILTON | HAM | RA | 31378 |  | 0.323 |  | SHAMRA31378**C | HAM-31378-0.323 | 39.1173 | -84.4996 | 2025-12-31 | Active |  |  |  | State | HL0006083 |  |  | State | L11B4 | Conventional | [14 empty] | No | No | No |  | HPS | [27 empty] | 2025-07-01 04:05 | NULL |  |  | mhurlow1 | 2018-05-10 14:41 | mneeley | 2024-08-01 02:22 | No | No | No | No | No | Standing | None | None | None | No | No | No |  | No | 2025-07-01 04:05 |  | mneeley | 2025-07-01 04:05 | mneeley | 2025-07-01 04:05 | No Photo Available | https://collectorweb.dot.state.oh.us/arcgis/rest/services/HIGHWAY_LIGHTING/HighwayLighting_Reference/FeatureServer/7/545655/attachments/ | http://data.mapchannels.com/dualmaps6/map.htm?lat=39.117282&lng=-84.499559
08 | HAMILTON | HAM | RA | 31378 |  | 0.328 |  | SHAMRA31378**C | HAM-31378-0.328 | 39.1174 | -84.4995 | 2025-12-31 | Active |  |  |  | State | HL0020761 |  |  | State |  | Conventional | [14 empty] | No | No | No |  | HPS | [28 empty] | NULL |  |  | mhurlow1 | 2018-05-10 15:09 | mhurlow1 | 2018-07-19 14:06 | [20 empty] | No Photo Available | No Photo Available | http://data.mapchannels.com/dualmaps6/map.htm?lat=39.117354&lng=-84.499546
08 | HAMILTON | HAM | RA | 31378 |  | 0.36 |  | SHAMRA31378**C | HAM-31378-0.360 | 39.1178 | -84.4994 | 2025-12-31 | Active |  |  |  | State | HL0021573 |  |  | State | L11B5 | Conventional | [14 empty] | No | No | No |  | HPS | [27 empty] | 2025-11-07 05:38 | NULL |  |  | mhurlow1 | 2018-05-10 15:10 | mneeley | 2024-08-01 02:23 | No | No | No | No | No | Standing | None | None | None | No | No | No |  | No | 2025-11-07 05:38 |  | mneeley | 2025-11-07 05:38 | mneeley | 2025-11-07 05:38 | No Photo Available | No Photo Available | http://data.mapchannels.com/dualmaps6/map.htm?lat=39.117774&lng=-84.499360
08 | HAMILTON | HAM | RA | 31378 |  | 0.36 |  | SHAMRA31378**C | HAM-31378-0.360 | 39.1178 | -84.4994 | 2025-12-31 | Active |  |  |  | State | HL0004024 |  |  | State |  | Conventional | [14 empty] | No | No | No |  | HPS | [28 empty] | NULL |  |  | mhurlow1 | 2018-05-10 15:10 | mhurlow1 | 2018-07-19 14:06 | [20 empty] | No Photo Available | No Photo Available | http://data.mapchannels.com/dualmaps6/map.htm?lat=39.117784&lng=-84.499373
08 | HAMILTON | HAM | RA | 31379 |  | 0.05 |  | SHAMRA31379**C | HAM-31379-0.050 | 39.121 | -84.4984 | 2025-12-31 | Active |  |  |  | State | HL0021751 |  |  | State | L10A9 | Conventional | [14 empty] | No | No | No |  | HPS | [27 empty] | 2025-07-08 04:50 | NULL |  |  | mhurlow1 | 2018-05-10 15:53 | mneeley | 2024-08-06 06:33 | No | No | No | No | No | Standing | None | None | None | No | No | No |  | No | 2025-07-08 04:50 |  | mneeley | 2025-07-08 04:50 | mneeley | 2025-07-08 04:50 | No Photo Available | https://collectorweb.dot.state.oh.us/arcgis/rest/services/HIGHWAY_LIGHTING/HighwayLighting_Reference/FeatureServer/7/548491/attachments/ | http://data.mapchannels.com/dualmaps6/map.htm?lat=39.120958&lng=-84.498437
08 | HAMILTON | HAM | RA | 31379 |  | 0.078 |  | SHAMRA31379**C | HAM-31379-0.078 | 39.1206 | -84.4986 | 2025-12-31 | Active |  |  |  | State | HL0001026 |  |  | State | L10A8 | Conventional | [14 empty] | No | No | No |  | HPS | [27 empty] | 2025-11-05 21:35 | NULL |  | 2025-11-05 21:35 | mhurlow1 | 2018-05-10 15:53 | ascott3 | 2024-08-06 06:42 | No | No | No | No | No | Standing | None | None | None | No | No | No |  | No | 2025-11-05 21:35 | 2025-11-05 21:35 | ascott3 | 2025-11-05 21:35 | ascott3 | 2025-11-05 21:35 | No Photo Available | No Photo Available | http://data.mapchannels.com/dualmaps6/map.htm?lat=39.120586&lng=-84.498624
08 | HAMILTON | HAM | RA | 31379 |  | 0.123 |  | SHAMRA31379**C | HAM-31379-0.123 | 39.12 | -84.4989 | 2025-12-31 | Active |  |  |  | State | HL0013048 |  |  | State | L10A7 | Conventional | [14 empty] | No | No | No |  | HPS | [27 empty] | 2025-11-05 21:36 | NULL |  | 2025-11-05 21:36 | mhurlow1 | 2018-05-10 15:51 | mneeley | 2024-08-06 06:36 | No | No | No | No | No | Standing | None | None | None | No | No | No |  | No | 2025-11-05 21:36 | 2025-11-05 21:36 | ascott3 | 2025-11-05 21:36 | ascott3 | 2025-11-05 21:36 | No Photo Available | No Photo Available | http://data.mapchannels.com/dualmaps6/map.htm?lat=39.119983&lng=-84.498906
08 | HAMILTON | HAM | RA | 31379 |  | 0.175 |  | SHAMRA31379**C | HAM-31379-0.175 | 39.1193 | -84.4993 | 2025-12-31 | Active |  |  |  | State | HL0000801 |  |  | State | L10A6 | Conventional | [14 empty] | No | No | No |  | HPS | [27 empty] | 2025-11-05 21:36 | NULL |  | 2025-11-05 21:36 | Dsnyder5 | 2018-06-12 17:42 | mneeley | 2024-08-06 06:37 | No | No | No | No | No | Standing | None | None | None | No | No | No |  | No | 2025-11-05 21:36 | 2025-11-05 21:36 | ascott3 | 2025-11-05 21:36 | ascott3 | 2025-11-05 21:36 | No Photo Available | No Photo Available | http://data.mapchannels.com/dualmaps6/map.htm?lat=39.119313&lng=-84.499305
08 | HAMILTON | HAM | RA | 31379 |  | 0.213 |  | SHAMRA31379**C | HAM-31379-0.213 | 39.1188 | -84.4996 | 2025-12-31 | Active |  |  |  | State | HL0011666 |  |  | State | L10A5 | Conventional | [14 empty] | No | No | No |  | HPS | 1 | [26 empty] | 2025-11-05 21:36 | NULL |  | 2025-11-05 21:36 | Dsnyder5 | 2018-06-12 17:41 | mneeley | 2025-07-08 04:55 | No | No | No | No | No | Standing | None | None | None | No | No | No |  | No | 2025-11-05 21:36 | 2025-11-05 21:36 | ascott3 | 2025-11-05 21:36 | ascott3 | 2025-11-05 21:36 | No Photo Available | No Photo Available | http://data.mapchannels.com/dualmaps6/map.htm?lat=39.118818&lng=-84.499619
08 | HAMILTON | HAM | RA | 31379 |  | 0.247 |  | SHAMRA31379**C | HAM-31379-0.247 | 39.1184 | -84.4999 | 2025-12-31 | Active |  |  |  | State | HL0006307 |  |  | State | L10B7 | Conventional | [14 empty] | No | No | No |  | HPS | [27 empty] | 2025-11-05 21:38 | NULL |  | 2025-11-05 21:38 | Dsnyder5 | 2018-06-12 17:41 | mneeley | 2024-08-06 06:43 | No | No | No | No | No | Standing | None | None | None | No | No | No |  | No | 2025-11-05 21:38 | 2025-11-05 21:38 | ascott3 | 2025-11-05 21:38 | ascott3 | 2025-11-05 21:38 | No Photo Available | No Photo Available | http://data.mapchannels.com/dualmaps6/map.htm?lat=39.118377&lng=-84.499908
08 | HAMILTON | HAM | RA | 31379 |  | 0.251 |  | SHAMRA31379**C | HAM-31379-0.251 | 39.1183 | -84.5 | 2025-12-31 | Active |  |  |  | State | HL0018854 |  |  | State |  | Conventional | [14 empty] | No | No | No |  | HPS | [28 empty] | NULL |  |  | Dsnyder5 | 2018-06-12 17:38 | mhurlow1 | 2018-07-19 14:06 | [20 empty] | No Photo Available | No Photo Available | http://data.mapchannels.com/dualmaps6/map.htm?lat=39.118335&lng=-84.499981
08 | HAMILTON | HAM | RA | 31379 |  | 0.306 |  | SHAMRA31379**C | HAM-31379-0.306 | 39.1176 | -84.5004 | 2025-12-31 | Active |  |  |  | State | HL0017717 |  |  | State |  | Conventional | [14 empty] | No | No | No |  | HPS | [27 empty] | 2025-11-05 21:37 | NULL |  | 2025-11-05 21:37 | Dsnyder5 | 2018-06-12 17:41 | mhurlow1 | 2018-07-19 14:06 | No | No | No | No | No | Standing | None | None | None | No | No | No |  | No | 2025-11-05 21:37 | 2025-11-05 21:37 | ascott3 | 2025-11-05 21:37 | ascott3 | 2025-11-05 21:37 | No Photo Available | No Photo Available | http://data.mapchannels.com/dualmaps6/map.htm?lat=39.117601&lng=-84.500391
08 | HAMILTON | HAM | RA | 31379 |  | 0.33 |  | SHAMRA31379**C | HAM-31379-0.330 | 39.1173 | -84.5006 | 2025-12-31 | Active |  |  |  | State | HL0018068 |  |  | State | L10A1 | Conventional | [14 empty] | No | No | No |  | HPS | 1 | [26 empty] | 2025-11-05 21:37 | NULL |  | 2025-11-05 21:37 | Dsnyder5 | 2018-06-12 17:40 | mneeley | 2025-07-08 05:01 | No | No | No | No | No | Standing | None | None | None | No | No | No |  | No | 2025-11-05 21:37 | 2025-11-05 21:37 | ascott3 | 2025-11-05 21:37 | ascott3 | 2025-11-05 21:37 | No Photo Available | No Photo Available | http://data.mapchannels.com/dualmaps6/map.htm?lat=39.117272&lng=-84.500552
08 | HAMILTON | HAM | RA | 31380 |  | 0.026 |  | SHAMRA31380**C | HAM-31380-0.026 | 39.1182 | -84.4998 | 2025-12-31 | Active |  |  |  | State | HL0040422 |  |  | State | L10B7 | Conventional | [14 empty] | No | No | No |  | HPS | 1 | [26 empty] | 2025-11-12 02:01 | NULL |  |  | mneeley | 2025-07-08 06:34 | mneeley | 2025-07-08 06:34 | No | No | No | No | No | Standing | None | None | None | No | No | No |  | No | 2025-11-12 02:01 |  | mneeley | 2025-11-12 02:01 | mneeley | 2025-11-12 02:01 | No Photo Available | No Photo Available | http://data.mapchannels.com/dualmaps6/map.htm?lat=39.118190&lng=-84.499803
08 | HAMILTON | HAM | RA | 31380 |  | 0.115 |  | SHAMRA31380**C | HAM-31380-0.115 | 39.117 | -84.5004 | 2025-12-31 | Active |  |  |  | State | HL0015867 |  |  | State | L10B4 | Conventional | [14 empty] | No | No | No |  | HPS | [27 empty] | 2025-11-12 02:00 | NULL |  |  | Dsnyder5 | 2018-06-12 17:36 | mneeley | 2024-08-06 06:56 | No | No | No | No | No | Standing | None | None | None | No | No | No |  | No | 2025-11-12 02:00 |  | mneeley | 2025-11-12 02:00 | mneeley | 2025-11-12 02:00 | No Photo Available | No Photo Available | http://data.mapchannels.com/dualmaps6/map.htm?lat=39.117003&lng=-84.500410
08 | HAMILTON | HAM | RA | 31380 |  | 0.128 |  | SHAMRA31380**C | HAM-31380-0.128 | 39.1168 | -84.5005 | 2025-12-31 | Active |  |  |  | State | HL0011364 |  |  | State |  | Conventional | [14 empty] | No | No | No |  | HPS | [27 empty] | 2025-07-08 05:06 | NULL |  |  | mhurlow1 | 2018-05-10 14:09 | mhurlow1 | 2018-07-19 14:06 | No | No | No | No | No | Standing | None | None | None | No | No | No |  | No | 2025-07-08 05:06 |  | mneeley | 2025-07-08 05:07 | mneeley | 2025-07-08 05:07 | No Photo Available | https://collectorweb.dot.state.oh.us/arcgis/rest/services/HIGHWAY_LIGHTING/HighwayLighting_Reference/FeatureServer/7/554518/attachments/ | http://data.mapchannels.com/dualmaps6/map.htm?lat=39.116823&lng=-84.500518
08 | HAMILTON | HAM | RA | 31380 |  | 0.144 |  | SHAMRA31380**C | HAM-31380-0.144 | 39.1166 | -84.5006 | 2025-12-31 | Active |  |  |  | State | HL0017223 |  |  | State | L10B3 | Conventional | [14 empty] | No | No | No |  | HPS | [27 empty] | 2025-11-12 02:00 | NULL |  |  | mhurlow1 | 2018-05-10 14:08 | mneeley | 2024-08-06 07:00 | No | No | No | No | No | Standing | None | None | None | No | No | No |  | No | 2025-11-12 02:00 |  | mneeley | 2025-11-12 02:00 | mneeley | 2025-11-12 02:00 | No Photo Available | No Photo Available | http://data.mapchannels.com/dualmaps6/map.htm?lat=39.116594&lng=-84.500564
08 | HAMILTON | HAM | RA | 31380 |  | 0.175 |  | SHAMRA31380**C | HAM-31380-0.175 | 39.1162 | -84.5007 | 2025-12-31 | Active |  |  |  | State | HL0017282 |  |  | State | L10B1 | Conventional | [14 empty] | No | No | No |  | HPS | [27 empty] | 2025-11-12 02:00 | NULL |  |  | mhurlow1 | 2018-05-10 14:03 | mneeley | 2024-08-06 07:12 | No | No | No | No | No | Standing | None | None | None | No | No | No |  | No | 2025-11-12 02:00 |  | mneeley | 2025-11-12 02:00 | mneeley | 2025-11-12 02:00 | No Photo Available | No Photo Available | http://data.mapchannels.com/dualmaps6/map.htm?lat=39.116160&lng=-84.500711
08 | HAMILTON | HAM | RA | 31380 |  | 0.21 |  | SHAMRA31380**C | HAM-31380-0.210 | 39.1157 | -84.5008 | 2025-12-31 | Active |  |  |  | State | HL0022774 |  |  | State | L9A11 | Conventional | [14 empty] | No | No | No |  | HPS | [27 empty] | 2025-11-12 02:00 | NULL |  |  | mhurlow1 | 2018-05-10 14:01 | mneeley | 2024-08-06 07:07 | No | No | No | No | No | Standing | None | None | None | No | No | No |  | No | 2025-11-12 02:00 |  | mneeley | 2025-11-12 02:00 | mneeley | 2025-11-12 02:00 | No Photo Available | No Photo Available | http://data.mapchannels.com/dualmaps6/map.htm?lat=39.115673&lng=-84.500816
08 | HAMILTON | HAM | RA | 31380 |  | 0.213 |  | SHAMRA31380**C | HAM-31380-0.213 | 39.1156 | -84.501 | 2025-12-31 | Active |  |  |  | State | HL0005358 |  |  | State |  | Conventional | [14 empty] | No | No | No |  | HPS | [28 empty] | NULL |  |  | mhurlow1 | 2018-05-10 13:58 | mhurlow1 | 2018-07-19 13:07 | [20 empty] | No Photo Available | No Photo Available | http://data.mapchannels.com/dualmaps6/map.htm?lat=39.115647&lng=-84.500960
08 | HAMILTON | HAM | RA | 31380 |  | 0.243 |  | SHAMRA31380**C | HAM-31380-0.243 | 39.1152 | -84.5009 | 2025-12-31 | Active |  |  |  | State | HL0011292 |  |  | State | L9A10 | Conventional | [14 empty] | No | No | No |  | HPS | [27 empty] | 2025-11-12 01:59 | NULL |  |  | mhurlow1 | 2018-05-10 13:53 | mneeley | 2024-08-06 07:15 | No | No | No | No | No | Standing | None | None | None | No | No | No |  | No | 2025-11-12 01:59 |  | mneeley | 2025-11-12 01:59 | mneeley | 2025-11-12 01:59 | No Photo Available | No Photo Available | http://data.mapchannels.com/dualmaps6/map.htm?lat=39.115193&lng=-84.500877
08 | HAMILTON | HAM | RA | 31380 |  | 0.251 |  | SHAMRA31380**C | HAM-31380-0.251 | 39.1151 | -84.501 | 2025-12-31 | Active |  |  |  | State | HL0026025 |  |  | State |  | Conventional | [14 empty] | No | No | No |  | HPS | [28 empty] | NULL |  |  | mhurlow1 | 2018-05-10 13:58 | mhurlow1 | 2018-07-19 13:06 | [20 empty] | No Photo Available | No Photo Available | http://data.mapchannels.com/dualmaps6/map.htm?lat=39.115089&lng=-84.501022
08 | HAMILTON | HAM | RA | 31380 |  | 0.278 |  | SHAMRA31380**C | HAM-31380-0.278 | 39.1147 | -84.5009 | 2025-12-31 | Active |  |  |  | State | HL0006178 |  |  | State |  | Conventional | [14 empty] | No | No | No |  | HPS | [27 empty] | 2025-11-12 01:59 | NULL |  |  | mhurlow1 | 2018-05-10 13:51 | mhurlow1 | 2018-07-19 13:06 | No | No | No | No | No | Standing | None | None | None | No | No | No |  | No | 2025-11-12 01:59 |  | mneeley | 2025-11-12 01:59 | mneeley | 2025-11-12 01:59 | No Photo Available | No Photo Available | http://data.mapchannels.com/dualmaps6/map.htm?lat=39.114700&lng=-84.500917
08 | HAMILTON | HAM | RA | 31380 |  | 0.293 |  | SHAMRA31380**C | HAM-31380-0.293 | 39.1145 | -84.5011 | 2025-12-31 | Active |  |  |  | State | HL0007597 |  |  | State |  | Conventional | [14 empty] | No | No | No |  | HPS | [28 empty] | NULL |  |  | mhurlow1 | 2018-05-10 13:48 | mhurlow1 | 2018-07-19 13:06 | [20 empty] | No Photo Available | No Photo Available | http://data.mapchannels.com/dualmaps6/map.htm?lat=39.114481&lng=-84.501054
08 | HAMILTON | HAM | RA | 31380 |  | 0.301 |  | SHAMRA31380**C | HAM-31380-0.301 | 39.1144 | -84.5009 | 2025-12-31 | Active |  |  |  | State | HL0014715 |  |  | State | L9A8 | Conventional | [14 empty] | No | No | No |  | HPS | [27 empty] | 2025-07-08 06:44 | NULL |  |  | mhurlow1 | 2018-05-10 13:48 | mneeley | 2024-08-06 07:26 | No | No | No | No | No | Standing | None | None | None | No | No | No |  | No | 2025-07-08 06:44 |  | mneeley | 2025-07-08 06:44 | mneeley | 2025-07-08 06:44 | No Photo Available | https://collectorweb.dot.state.oh.us/arcgis/rest/services/HIGHWAY_LIGHTING/HighwayLighting_Reference/FeatureServer/7/556789/attachments/ | http://data.mapchannels.com/dualmaps6/map.htm?lat=39.114352&lng=-84.500923
08 | HAMILTON | HAM | RA | 31380 |  | 0.328 |  | SHAMRA31380**C | HAM-31380-0.328 | 39.114 | -84.5011 | 2025-12-31 | Active |  |  |  | State | HL0024694 |  |  | State |  | Conventional | [14 empty] | No | No | No |  | HPS | [27 empty] | 2022-01-14 04:38 | NULL |  |  | mhurlow1 | 2018-05-10 13:47 | mhurlow1 | 2018-07-19 13:02 | No | No | No | No | No | Standing | None | None | None | No | No | No |  |  | 2022-01-14 04:38 |  | rdixon5 | 2022-01-14 04:37 | rdixon5 | 2022-01-14 04:37 | No Photo Available | No Photo Available | http://data.mapchannels.com/dualmaps6/map.htm?lat=39.113970&lng=-84.501066
08 | HAMILTON | HAM | RA | 31380 |  | 0.361 |  | SHAMRA31380**C | HAM-31380-0.361 | 39.1135 | -84.5011 | 2025-12-31 | Active |  |  |  | State | HL0027051 |  |  | State | L9A6 | Conventional | [14 empty] | No | No | No |  | HPS | 1 | [27 empty] | NULL |  |  | mhurlow1 | 2018-05-10 13:38 | mneeley | 2025-07-08 06:46 | [20 empty] | No Photo Available | No Photo Available | http://data.mapchannels.com/dualmaps6/map.htm?lat=39.113497&lng=-84.501092
08 | HAMILTON | HAM | RA | 31380 |  | 0.416 |  | SHAMRA31380**C | HAM-31380-0.416 | 39.1127 | -84.5012 | 2025-12-31 | Active |  |  |  | State | HL0003951 |  |  | State |  | Conventional | [14 empty] | No | No | No |  | HPS | [28 empty] | NULL |  |  | mhurlow1 | 2018-05-10 13:38 | mhurlow1 | 2018-07-19 12:50 | [20 empty] | No Photo Available | No Photo Available | http://data.mapchannels.com/dualmaps6/map.htm?lat=39.112700&lng=-84.501197
08 | HAMILTON | HAM | RA | 31380 |  | 0.442 |  | SHAMRA31380**C | HAM-31380-0.442 | 39.1124 | -84.5013 | 2025-12-31 | Active |  |  |  | State | HL0014395 |  |  | State |  | Conventional | [14 empty] | No | No | No |  | HPS | [28 empty] | NULL |  |  | mhurlow1 | 2018-05-10 13:38 | mhurlow1 | 2018-07-19 12:50 | [20 empty] | No Photo Available | No Photo Available | http://data.mapchannels.com/dualmaps6/map.htm?lat=39.112365&lng=-84.501320
08 | HAMILTON | HAM | RA | 31380 |  | 0.459 |  | SHAMRA31380**C | HAM-31380-0.459 | 39.1121 | -84.5014 | 2025-12-31 | Active |  |  |  | State | HL0025891 |  |  | State |  | Conventional | [14 empty] | No | No | No |  | HPS | [28 empty] | NULL |  |  | mhurlow1 | 2018-05-10 13:38 | mhurlow1 | 2018-07-19 12:50 | [20 empty] | No Photo Available | No Photo Available | http://data.mapchannels.com/dualmaps6/map.htm?lat=39.112138&lng=-84.501449
08 | HAMILTON | HAM | RA | 31381 |  | 0.058 |  | SHAMRA31381**C | HAM-31381-0.058 | 39.1174 | -84.5002 | 2025-12-31 | Active |  |  |  | State | HL0014151 |  |  | State | L10B5 | Conventional | [14 empty] | No | No | No |  | HPS | [27 empty] | 2025-11-12 02:00 | NULL |  |  | Dsnyder5 | 2018-06-12 17:41 | mneeley | 2024-08-06 06:52 | No | No | No | No | No | Standing | None | None | None | No | No | No |  | No | 2025-11-12 02:00 |  | mneeley | 2025-11-12 02:00 | mneeley | 2025-11-12 02:00 | No Photo Available | No Photo Available | http://data.mapchannels.com/dualmaps6/map.htm?lat=39.117411&lng=-84.500217
08 | HAMILTON | HAM | RA | 31381 |  | 0.151 |  | SHAMRA31381**C | HAM-31381-0.151 | 39.1161 | -84.5005 | 2025-12-31 | Active |  |  |  | State | HL0023984 |  |  | State |  | Conventional | [14 empty] | No | No | No |  | HPS | [28 empty] | NULL |  |  | mhurlow1 | 2018-05-10 14:04 | mhurlow1 | 2018-07-19 13:33 | [20 empty] | No Photo Available | No Photo Available | http://data.mapchannels.com/dualmaps6/map.htm?lat=39.116078&lng=-84.500475
08 | HAMILTON | HAM | RA | 31381 |  | 0.189 |  | SHAMRA31381**C | HAM-31381-0.189 | 39.1156 | -84.5006 | 2025-12-31 | Active |  |  |  | State | HL0002537 |  |  | State |  | Conventional | [14 empty] | No | No | No |  | HPS | [28 empty] | NULL |  |  | mhurlow1 | 2018-05-10 13:54 | mhurlow1 | 2018-07-19 13:07 | [20 empty] | No Photo Available | No Photo Available | http://data.mapchannels.com/dualmaps6/map.htm?lat=39.115551&lng=-84.500600
08 | HAMILTON | HAM | RA | 31381 |  | 0.201 |  | SHAMRA31381**C | HAM-31381-0.201 | 39.1154 | -84.5006 | 2025-12-31 | Active |  |  |  | State | HL0006574 |  |  | State |  | Conventional | [14 empty] | No | No | No |  | HPS | [28 empty] | NULL |  |  | mhurlow1 | 2018-05-10 14:03 | mhurlow1 | 2018-07-19 13:07 | [20 empty] | No Photo Available | No Photo Available | http://data.mapchannels.com/dualmaps6/map.htm?lat=39.115369&lng=-84.500617
08 | HAMILTON | HAM | RA | 31381 |  | 0.229 |  | SHAMRA31381**C | HAM-31381-0.229 | 39.115 | -84.5007 | 2025-12-31 | Active |  |  |  | State | HL0013158 | 2023-12-14 20:59 |  | State |  | Conventional | [14 empty] | No | No | No |  | HPS | [28 empty] | NULL | 1 |  | mhurlow1 | 2018-05-10 13:52 | rdixon5 | 2023-12-14 20:58 | [20 empty] | No Photo Available | No Photo Available | http://data.mapchannels.com/dualmaps6/map.htm?lat=39.114955&lng=-84.500696
08 | HAMILTON | HAM | RA | 31381 |  | 0.281 |  | SHAMRA31381**C | HAM-31381-0.281 | 39.1142 | -84.5007 | 2025-12-31 | Active |  |  |  | State | HL0015027 |  |  | State |  | Conventional | [14 empty] | No | No | No |  | HPS | [27 empty] | 2022-01-14 04:38 | NULL |  |  | mhurlow1 | 2018-05-10 13:47 | mhurlow1 | 2018-07-19 13:02 | No | No | No | No | No | Standing | None | None | None | No | No | No |  |  | 2022-01-14 04:38 |  | rdixon5 | 2022-01-14 04:38 | rdixon5 | 2022-01-14 04:38 | No Photo Available | No Photo Available | http://data.mapchannels.com/dualmaps6/map.htm?lat=39.114205&lng=-84.500708
08 | HAMILTON | HAM | RA | 31381 |  | 0.292 |  | SHAMRA31381**C | HAM-31381-0.292 | 39.114 | -84.5007 | 2025-12-31 | Active |  |  |  | State | HL0019504 |  |  | State | L9C12 | Conventional | [14 empty] | No | No | No |  | HPS | [27 empty] | 2025-11-12 01:57 | NULL |  |  | mhurlow1 | 2018-05-10 13:42 | mneeley | 2024-08-01 05:22 | No | No | No | No | No | Standing | None | None | None | No | No | No |  | No | 2025-11-12 01:57 |  | mneeley | 2025-11-12 01:57 | mneeley | 2025-11-12 01:57 | No Photo Available | No Photo Available | http://data.mapchannels.com/dualmaps6/map.htm?lat=39.114034&lng=-84.500679
08 | HAMILTON | HAM | RA | 31381 |  | 0.338 |  | SHAMRA31381**C | HAM-31381-0.338 | 39.1134 | -84.5007 | 2025-12-31 | Active |  |  |  | State | HL0012717 |  |  | State | L6A2 | Conventional | [14 empty] | No | No | No |  | HPS | [27 empty] | 2025-11-12 01:56 | NULL |  |  | mhurlow1 | 2018-05-10 13:36 | mneeley | 2024-08-01 05:22 | No | No | No | No | No | Standing | None | None | None | No | No | No |  | No | 2025-11-12 01:56 |  | mneeley | 2025-11-12 01:56 | mneeley | 2025-11-12 01:56 | No Photo Available | No Photo Available | http://data.mapchannels.com/dualmaps6/map.htm?lat=39.113351&lng=-84.500723
08 | HAMILTON | HAM | RA | 31382 |  | 0.008 |  | SHAMRA31382**C | HAM-31382-0.008 | 39.118 | -84.4996 | 2025-12-31 | Active |  |  |  | State | HL0001509 |  |  | State |  | Conventional | [14 empty] | No | No | No |  | HPS | [28 empty] | NULL |  |  | Dsnyder5 | 2018-06-12 17:36 | mhurlow1 | 2018-07-19 14:06 | [20 empty] | No Photo Available | No Photo Available | http://data.mapchannels.com/dualmaps6/map.htm?lat=39.118017&lng=-84.499554
08 | HAMILTON | HAM | RA | 31382 |  | 0.038 |  | SHAMRA31382**C | HAM-31382-0.038 | 39.1176 | -84.4997 | 2025-12-31 | Active |  |  |  | State | HL0012191 |  |  | State |  | Conventional | [14 empty] | No | No | No |  | HPS | [27 empty] | 2022-01-14 04:47 | NULL |  |  | Dsnyder5 | 2018-06-12 17:36 | mhurlow1 | 2018-07-19 14:06 | No | No | No | No | No | Standing | None | None | None | No | No | No |  |  | 2022-01-14 04:47 |  | rdixon5 | 2022-01-14 04:46 | rdixon5 | 2022-01-14 04:46 | No Photo Available | No Photo Available | http://data.mapchannels.com/dualmaps6/map.htm?lat=39.117561&lng=-84.499659
08 | HAMILTON | HAM | RA | 31382 |  | 0.074 |  | SHAMRA31382**C | HAM-31382-0.074 | 39.1171 | -84.4999 | 2025-12-31 | Active |  |  |  | State | HL0010270 |  |  | State |  | Conventional | [14 empty] | No | No | No |  | HPS | [27 empty] | 2022-01-14 04:46 | NULL |  |  | mhurlow1 | 2018-05-10 15:03 | mhurlow1 | 2018-07-19 14:06 | No | No | No | No | No | Standing | None | None | None | No | No | No |  |  | 2022-01-14 04:46 |  | rdixon5 | 2022-01-14 04:46 | rdixon5 | 2022-01-14 04:46 | No Photo Available | No Photo Available | http://data.mapchannels.com/dualmaps6/map.htm?lat=39.117084&lng=-84.499921
08 | HAMILTON | HAM | RA | 31382 |  | 0.113 |  | SHAMRA31382**C | HAM-31382-0.113 | 39.1166 | -84.5002 | 2025-12-31 | Active |  |  |  | State | HL0009561 |  |  | State |  | Conventional | [14 empty] | No | No | No |  | HPS | [27 empty] | 2022-01-14 04:44 | NULL |  |  | mhurlow1 | 2018-05-10 15:04 | mhurlow1 | 2018-07-19 14:06 | No | No | No | No | No | Standing | None | None | None | No | No | No |  |  | 2022-01-14 04:44 |  | rdixon5 | 2022-01-14 04:44 | rdixon5 | 2022-01-14 04:44 | No Photo Available | No Photo Available | http://data.mapchannels.com/dualmaps6/map.htm?lat=39.116559&lng=-84.500182
08 | HAMILTON | HAM | RA | 31383 |  | 0.009 |  | SHAMRA31383**C | HAM-31383-0.009 | 39.2248 | -84.3818 | 2025-12-31 | Active |  |  |  | State | HL0003430 | 2020-04-22 14:02 |  | State | 10 | Conventional | [7 empty] | 1 | [6 empty] | No | No | No |  | HPS | 1 | 200 | [25 empty] | 2025-11-05 22:21 | NULL | 0 |  | mhurlow1 | 2018-05-22 16:31 | dturner | 2020-04-22 14:02 | No | No | No | No | No | Standing | None | None | None | No | No | No |  | No | 2025-11-05 22:21 |  | ascott3 | 2025-11-05 22:22 | ascott3 | 2025-11-05 22:22 | No Photo Available | No Photo Available | http://data.mapchannels.com/dualmaps6/map.htm?lat=39.224808&lng=-84.381802
08 | HAMILTON | HAM | RA | 31383 |  | 0.048 |  | SHAMRA31383**C | HAM-31383-0.048 | 39.2249 | -84.3811 | 2025-12-31 | Active |  |  |  | State | HL0010238 | 2020-04-22 14:13 |  | State | 11 | Conventional | [7 empty] | 1 | [6 empty] | No | No | No |  | HPS | 1 | 200 | [25 empty] | 2025-11-05 22:22 | NULL | 0 |  | mhurlow1 | 2018-05-22 16:31 | dturner | 2020-04-22 14:14 | No | No | No | No | No | Standing | None | None | None | No | No | No |  | No | 2025-11-05 22:22 |  | ascott3 | 2025-11-05 22:22 | ascott3 | 2025-11-05 22:22 | No Photo Available | No Photo Available | http://data.mapchannels.com/dualmaps6/map.htm?lat=39.224879&lng=-84.381080
08 | HAMILTON | HAM | RA | 31383 |  | 0.085 |  | SHAMRA31383**C | HAM-31383-0.085 | 39.2249 | -84.3804 | 2025-12-31 | Active |  |  |  | State | HL0008054 | 2020-04-22 14:23 |  | State | 12 | Conventional | [7 empty] | 1 | [6 empty] | No | No | No |  | HPS | 1 | 200 | [25 empty] | 2025-11-05 22:22 | NULL | 0 |  | mhurlow1 | 2018-05-22 16:31 | dturner | 2020-04-22 14:24 | No | No | No | No | No | Standing | None | None | None | No | No | No |  | No | 2025-11-05 22:22 |  | ascott3 | 2025-11-05 22:22 | ascott3 | 2025-11-05 22:22 | No Photo Available | No Photo Available | http://data.mapchannels.com/dualmaps6/map.htm?lat=39.224925&lng=-84.380383
08 | HAMILTON | HAM | RA | 31383 |  | 0.107 |  | SHAMRA31383**C | HAM-31383-0.107 | 39.2249 | -84.38 | 2025-12-31 | Active |  |  |  | State | HL0010440 |  |  | State | A-13 | Conventional | [14 empty] | No | No | No |  | HPS | [27 empty] | 2025-11-05 22:22 | NULL |  |  | mhurlow1 | 2018-05-22 16:32 | ascott3 | 2024-07-02 13:23 | No | No | No | No | No | Standing | None | None | None | No | No | No |  | No | 2025-11-05 22:22 |  | ascott3 | 2025-11-05 22:22 | ascott3 | 2025-11-05 22:22 | No Photo Available | No Photo Available | http://data.mapchannels.com/dualmaps6/map.htm?lat=39.224893&lng=-84.379983
08 | HAMILTON | HAM | RA | 31383 |  | 0.145 |  | SHAMRA31383**C | HAM-31383-0.145 | 39.2246 | -84.3795 | 2025-12-31 | Active |  |  |  | State | HL0025531 | 2020-04-22 14:39 |  | State | 14 | Conventional | [7 empty] | 1 | [6 empty] | No | No | No |  | HPS | 1 | 200 | [25 empty] | 2025-11-05 22:23 | NULL | 0 |  | mhurlow1 | 2018-05-22 16:32 | ascott3 | 2024-07-02 13:24 | No | No | No | No | No | Standing | None | None | None | No | No | No |  | No | 2025-11-05 22:23 |  | ascott3 | 2025-11-05 22:23 | ascott3 | 2025-11-05 22:23 | No Photo Available | No Photo Available | http://data.mapchannels.com/dualmaps6/map.htm?lat=39.224650&lng=-84.379487
08 | HAMILTON | HAM | RA | 31385 |  | 0.092 |  | SHAMRA31385**C | HAM-31385-0.092 | 39.2247 | -84.3791 | 2025-12-31 | Active |  |  |  | State | HL0013958 | 2020-04-22 14:52 |  | State | 15 | Conventional | [7 empty] | 1 | [6 empty] | No | No | No |  | HPS | 1 | 200 | [25 empty] | 2025-11-05 22:23 | NULL | 0 |  | mhurlow1 | 2018-05-22 16:33 | ascott3 | 2024-07-02 13:24 | No | No | No | No | No | Standing | None | None | None | No | No | No |  | No | 2025-11-05 22:23 |  | ascott3 | 2025-11-05 22:23 | ascott3 | 2025-11-05 22:23 | No Photo Available | No Photo Available | http://data.mapchannels.com/dualmaps6/map.htm?lat=39.224676&lng=-84.379124
08 | HAMILTON | HAM | RA | 31385 |  | 0.215 |  | SHAMRA31385**C | HAM-31385-0.215 | 39.2254 | -84.3773 | 2025-12-31 | Active |  |  |  | State | HL0019107 | 2020-04-22 15:09 |  | State | 16 | Conventional | [7 empty] | 1 | [6 empty] | No | No | No |  | HPS | 1 | 200 | [25 empty] | 2025-11-05 10:14 | NULL | 0 |  | mhurlow1 | 2018-05-22 16:43 | ascott3 | 2024-07-02 13:24 | No | No | No | No | No | Standing | None | None | None | No | No | No |  | No | 2025-11-05 10:14 |  | mneeley | 2025-11-05 10:14 | mneeley | 2025-11-05 10:14 | No Photo Available | No Photo Available | http://data.mapchannels.com/dualmaps6/map.htm?lat=39.225367&lng=-84.377335
08 | HAMILTON | HAM | RA | 31385 |  | 0.262 |  | SHAMRA31385**C | HAM-31385-0.262 | 39.2255 | -84.3765 | 2025-12-31 | Active |  |  |  | State | HL0021023 |  |  | State | 17 | Conventional | [14 empty] | No | No | No |  | HPS | [27 empty] | 2025-11-05 10:13 | NULL |  |  | mhurlow1 | 2018-05-22 16:44 | ascott3 | 2024-07-02 13:25 | No | No | No | No | No | Standing | None | None | None | No | No | No |  | No | 2025-11-05 10:13 |  | mneeley | 2025-11-05 10:14 | mneeley | 2025-11-05 10:14 | No Photo Available | No Photo Available | http://data.mapchannels.com/dualmaps6/map.htm?lat=39.225503&lng=-84.376464
08 | HAMILTON | HAM | RA | 31390 |  | 0 |  | SHAMRA31390**C | HAM-31390-0.000 | 39.2238 | -84.383 | 2025-12-31 | Active |  |  |  | State | HL0014282 |  |  | State |  | Conventional | [14 empty] | No | No | No |  | HPS | [28 empty] | NULL |  |  | mhurlow1 | 2018-05-22 16:36 | Dsnyder5 | 2018-07-24 16:16 | [20 empty] | No Photo Available | No Photo Available | http://data.mapchannels.com/dualmaps6/map.htm?lat=39.223845&lng=-84.383049
08 | HAMILTON | HAM | RA | 31391 |  | 0.168 |  | SHAMRA31391**C | HAM-31391-0.168 | 39.2258 | -84.3793 | 2025-12-31 | Active |  |  |  | State | HL0018321 | 2020-04-22 17:38 |  | State | 5 | Conventional | No |  | AT | A |  |  |  | 1 |  |  |  |  | No | No | No | No | No |  | LED | 1 |  | 90 | [24 empty] | 2026-08-05 13:49 | NULL |  |  | mhurlow1 | 2018-05-22 16:34 | ascott3 | 2026-08-05 13:49 | No | No | No | No | No | Standing | None | None | None | No | No | No |  | No | 2026-08-05 13:49 |  | ascott3 | 2026-08-05 13:49 | ascott3 | 2026-08-05 13:49 | No Photo Available | No Photo Available | http://data.mapchannels.com/dualmaps6/map.htm?lat=39.225837&lng=-84.379319
08 | HAMILTON | HAM | RA | 31391 |  | 0.224 |  | SHAMRA31391**C | HAM-31391-0.224 | 39.2254 | -84.3799 | 2025-12-31 | Active |  |  |  | State | HL0021688 | 2020-04-22 17:49 |  | State | 6 | Conventional | No |  | AT | A |  |  |  | 1 |  |  |  |  | No | No | No | No | No |  | HPS | 1 | 400 | [25 empty] | 2025-11-05 22:20 | NULL | 0 |  | mhurlow1 | 2018-05-22 16:34 | jritchie2 | 2026-07-15 13:59 | No | No | No | No | No | Standing | None | None | None | No | No | No |  | No | 2025-11-05 22:20 |  | ascott3 | 2025-11-05 22:20 | ascott3 | 2025-11-05 22:20 | No Photo Available | No Photo Available | http://data.mapchannels.com/dualmaps6/map.htm?lat=39.225371&lng=-84.379883
08 | HAMILTON | HAM | RA | 31391 |  | 0.263 |  | SHAMRA31391**C | HAM-31391-0.263 | 39.2253 | -84.3806 | 2025-12-31 | Active |  |  |  | State | HL0015561 | 2020-04-22 18:11 |  | State | 7 | Conventional | No |  | AT | A |  |  |  | 1 |  |  |  |  | No | No | No | No | No |  | HPS | 1 | 200 | [25 empty] | 2025-11-05 22:20 | NULL | 0 |  | mhurlow1 | 2018-05-22 16:31 | jritchie2 | 2026-07-15 13:59 | No | No | No | No | No | Standing | None | None | None | No | No | No |  | No | 2025-11-05 22:20 |  | ascott3 | 2025-11-05 22:20 | ascott3 | 2025-11-05 22:20 | No Photo Available | No Photo Available | http://data.mapchannels.com/dualmaps6/map.htm?lat=39.225267&lng=-84.380605
08 | HAMILTON | HAM | RA | 31391 |  | 0.301 |  | SHAMRA31391**C | HAM-31391-0.301 | 39.2252 | -84.3813 | 2025-12-31 | Active |  |  |  | State | HL0009673 | 2020-04-23 13:16 |  | State | 8 | Conventional | No |  | AT | A |  |  |  | 1 |  |  |  |  | No | No | No | No | No |  | HPS | 1 | 400 | [25 empty] | 2025-11-05 22:21 | NULL | 0 |  | mhurlow1 | 2018-05-22 16:31 | jritchie2 | 2026-07-15 13:59 | No | No | No | No | No | Standing | None | None | None | No | No | No |  | No | 2025-11-05 22:21 |  | ascott3 | 2025-11-05 22:21 | ascott3 | 2025-11-05 22:21 | No Photo Available | No Photo Available | http://data.mapchannels.com/dualmaps6/map.htm?lat=39.225170&lng=-84.381303
08 | HAMILTON | HAM | RA | 31392 |  | 0.015 |  | SHAMRA31392**C | HAM-31392-0.015 | 39.2259 | -84.3758 | 2025-12-31 | Active |  |  |  | State | HL0002097 | 2020-04-22 16:30 |  | State | 1 | Conventional | No |  | A | A |  |  |  | 1 |  |  |  |  | No | No | No | Yes | No |  | HPS | 1 | 200 | [25 empty] | 2025-11-05 10:13 | 7 - Needs Inspected in 7 CY | 0 |  | mhurlow1 | 2018-05-22 16:45 | jritchie2 | 2026-07-15 13:57 | No | No | No | No | No | Standing | None | None | None | No | No | No |  | No | 2025-11-05 10:13 |  | mneeley | 2025-11-05 10:13 | mneeley | 2025-11-05 10:13 | No Photo Available | No Photo Available | http://data.mapchannels.com/dualmaps6/map.htm?lat=39.225867&lng=-84.375807
08 | HAMILTON | HAM | RA | 31392 |  | 0.061 |  | SHAMRA31392**C | HAM-31392-0.061 | 39.2257 | -84.3767 | 2025-12-31 | Active |  |  |  | State | HL0017682 | 2020-04-22 16:50 |  | State | 2 | Conventional | No |  | A | A |  |  |  | 1 |  |  |  |  | No | No | No | Yes | No |  | HPS | 1 | 200 | [25 empty] | 2025-11-05 10:14 | 7 - Needs Inspected in 7 CY | 0 |  | mhurlow1 | 2018-05-22 16:44 | jritchie2 | 2026-07-15 13:57 | No | No | No | No | No | Standing | None | None | None | No | No | No |  | No | 2025-11-05 10:14 |  | mneeley | 2025-11-05 10:14 | mneeley | 2025-11-05 10:14 | No Photo Available | No Photo Available | http://data.mapchannels.com/dualmaps6/map.htm?lat=39.225748&lng=-84.376667
08 | HAMILTON | HAM | RA | 31392 |  | 0.096 |  | SHAMRA31392**C | HAM-31392-0.096 | 39.2257 | -84.3773 | 2025-12-31 | Active |  |  |  | State | HL0018006 | 2020-04-22 16:59 |  | State | 3 | Conventional | No |  | A | A |  |  |  | 1 |  |  |  |  | No | No | No | Yes | No |  | HPS | 1 | 200 | [25 empty] | 2025-11-05 10:14 | 7 - Needs Inspected in 7 CY | 0 |  | mhurlow1 | 2018-05-22 16:43 | jritchie2 | 2026-07-15 13:58 | No | No | No | No | No | Standing | None | None | None | No | No | No |  | No | 2025-11-05 10:14 |  | mneeley | 2025-11-05 10:14 | mneeley | 2025-11-05 10:14 | No Photo Available | No Photo Available | http://data.mapchannels.com/dualmaps6/map.htm?lat=39.225672&lng=-84.377320
08 | HAMILTON | HAM | RA | 31392 |  | 0.224 |  | SHAMRA31392**C | HAM-31392-0.224 | 39.2259 | -84.379 | 2025-12-31 | Active |  |  |  | State | HL0020146 | 2020-04-22 17:15 |  | State | 4 | Conventional | No |  | AT | A |  |  |  | 1 |  |  |  |  | No | No | No | No | No |  | HPS | 1 | 200 | [25 empty] | 2025-11-05 22:20 | NULL | 0 |  | mhurlow1 | 2018-05-22 16:39 | jritchie2 | 2026-07-15 13:58 | No | No | No | No | No | Standing | None | None | None | No | No | No |  | No | 2025-11-05 22:20 |  | ascott3 | 2025-11-05 22:20 | ascott3 | 2025-11-05 22:20 | No Photo Available | No Photo Available | http://data.mapchannels.com/dualmaps6/map.htm?lat=39.225895&lng=-84.378962
08 | HAMILTON | HAM | RA | 31392 |  | 0.286 |  | SHAMRA31392**C | HAM-31392-0.286 | 39.2261 | -84.3778 | 2025-12-31 | Active |  |  |  | State | HL0005604 |  |  | State |  | Conventional | [14 empty] | No | No | No |  | HPS | [28 empty] | NULL |  |  | mhurlow1 | 2018-05-22 16:41 | Dsnyder5 | 2018-07-24 16:16 | [20 empty] | No Photo Available | No Photo Available | http://data.mapchannels.com/dualmaps6/map.htm?lat=39.226064&lng=-84.377814
08 | HAMILTON | HAM | RA | 31393 |  | 0.009 |  | SHAMRA31393**C | HAM-31393-0.009 | 39.2263 | -84.3778 | 2025-12-31 | Active |  |  |  | State | HL0019237 |  |  | State |  | Conventional | [14 empty] | No | No | No |  | HPS | [28 empty] | NULL |  |  | mhurlow1 | 2018-05-22 16:41 | Dsnyder5 | 2018-07-24 16:16 | [20 empty] | No Photo Available | No Photo Available | http://data.mapchannels.com/dualmaps6/map.htm?lat=39.226317&lng=-84.377793
08 | HAMILTON | HAM | RA | 31395 |  | 0.002 |  | SHAMRA31395**C | HAM-31395-0.002 | 39.2254 | -84.3822 | 2025-12-31 | Active |  |  |  | State | HL0024778 |  |  | State |  | Conventional | [14 empty] | No | No | No |  | HPS | [28 empty] | NULL |  |  | mhurlow1 | 2018-05-22 16:37 | Dsnyder5 | 2018-07-24 16:16 | [20 empty] | No Photo Available | No Photo Available | http://data.mapchannels.com/dualmaps6/map.htm?lat=39.225436&lng=-84.382249
08 | HAMILTON | HAM | RA | 31396 |  | 0.028 |  | SHAMRA31396**C | HAM-31396-0.028 | 39.226 | -84.382 | 2025-12-31 | Active |  |  |  | State | HL0014660 |  |  | State |  | Conventional | [14 empty] | No | No | No |  | HPS | [28 empty] | NULL |  |  | mhurlow1 | 2018-05-22 16:38 | Dsnyder5 | 2018-07-24 16:16 | [20 empty] | No Photo Available | No Photo Available | http://data.mapchannels.com/dualmaps6/map.htm?lat=39.225979&lng=-84.381994
08 | HAMILTON | HAM | RA | 31400 |  | 0.251 |  | SHAMRA31400**C | HAM-31400-0.251 | 39.1039 | -84.5005 | 2025-12-31 | Active |  |  |  | State | HL0022142 |  |  | State |  | Conventional | [14 empty] | No | No | No |  | HPS | [28 empty] | NULL |  |  | Dsnyder5 | 2018-06-12 17:29 | mhurlow1 | 2018-07-19 12:31 | [20 empty] | No Photo Available | No Photo Available | http://data.mapchannels.com/dualmaps6/map.htm?lat=39.103915&lng=-84.500501
08 | HAMILTON | HAM | RA | 31401 |  | 0.051 |  | SHAMRA31401**C | HAM-31401-0.051 | 39.1028 | -84.5039 | 2025-12-31 | Active |  |  |  | State | HL0023807 |  |  | State | L2B1 | Conventional | [14 empty] | No | No | No |  | HPS | 1 | [26 empty] | 2025-11-20 08:49 | NULL |  |  | mhurlow1 | 2018-05-10 12:50 | mneeley | 2025-07-10 04:13 | No | No | No | No | No | Standing | None | None | None | No | No | No |  | No | 2025-11-20 08:49 |  | mneeley | 2025-11-20 08:49 | mneeley | 2025-11-20 08:49 | No Photo Available | No Photo Available | http://data.mapchannels.com/dualmaps6/map.htm?lat=39.102776&lng=-84.503851
08 | HAMILTON | HAM | RA | 31401 |  | 0.06 |  | SHAMRA31401**C | HAM-31401-0.060 | 39.1029 | -84.5038 | 2025-12-31 | Active |  |  |  | State | HL0004800 |  |  | State | L2B2 | Conventional | [14 empty] | No | No | No |  | HPS | 1 | [26 empty] | 2025-11-20 08:49 | NULL |  |  | Dsnyder5 | 2018-06-12 17:33 | mneeley | 2025-07-10 04:13 | No | No | No | No | No | Standing | None | None | None | No | No | No |  | No | 2025-11-20 08:49 |  | mneeley | 2025-11-20 08:49 | mneeley | 2025-11-20 08:49 | No Photo Available | No Photo Available | http://data.mapchannels.com/dualmaps6/map.htm?lat=39.102909&lng=-84.503787
08 | HAMILTON | HAM | RA | 31401 |  | 0.072 |  | SHAMRA31401**C | HAM-31401-0.072 | 39.1031 | -84.5037 | 2025-12-31 | Active |  |  |  | State | HL0013411 |  |  | State | L2B3 | Conventional | [14 empty] | No | No | No |  | HPS | 1 | [26 empty] | 2025-11-20 08:49 | NULL |  |  | mhurlow1 | 2018-05-10 12:51 | mneeley | 2025-07-10 04:14 | No | No | No | No | No | Standing | None | None | None | No | No | No |  | No | 2025-11-20 08:49 |  | mneeley | 2025-11-20 08:49 | mneeley | 2025-11-20 08:49 | No Photo Available | No Photo Available | http://data.mapchannels.com/dualmaps6/map.htm?lat=39.103070&lng=-84.503712
08 | HAMILTON | HAM | RA | 31401 |  | 0.122 |  | SHAMRA31401**C | HAM-31401-0.122 | 39.1038 | -84.504 | 2025-12-31 | Active |  |  |  | State | HL0003806 |  |  | State | L2B7 | Conventional | [14 empty] | No | No | No |  | HPS | 1 | [26 empty] | 2025-11-20 08:50 | NULL |  |  | Dsnyder5 | 2018-06-12 17:33 | mneeley | 2025-11-20 08:51 | No | No | No | No | No | Standing | None | None | None | No | No | No |  | No | 2025-11-20 08:50 |  | mneeley | 2025-11-20 08:50 | mneeley | 2025-11-20 08:50 | No Photo Available | No Photo Available | http://data.mapchannels.com/dualmaps6/map.htm?lat=39.103779&lng=-84.503980
08 | HAMILTON | HAM | RA | 31401 |  | 0.15 |  | SHAMRA31401**C | HAM-31401-0.150 | 39.1042 | -84.5041 | 2025-12-31 | Active |  |  |  | State | HL0024447 |  |  | State | L2B8 | Conventional | [14 empty] | No | No | No |  | HPS | 1 | [26 empty] | 2025-07-10 04:17 | NULL |  |  | Dsnyder5 | 2018-06-12 17:33 | mneeley | 2025-11-20 08:51 | No | No | No | No | No | Standing | None | None | None | No | No | No |  | No | 2025-07-10 04:17 |  | mneeley | 2025-07-10 04:17 | mneeley | 2025-07-10 04:17 | No Photo Available | https://collectorweb.dot.state.oh.us/arcgis/rest/services/HIGHWAY_LIGHTING/HighwayLighting_Reference/FeatureServer/7/556001/attachments/ | http://data.mapchannels.com/dualmaps6/map.htm?lat=39.104171&lng=-84.504101
08 | HAMILTON | HAM | RA | 31401 |  | 0.181 |  | SHAMRA31401**C | HAM-31401-0.181 | 39.1046 | -84.5042 | 2025-12-31 | Active |  |  |  | State | HL0017192 |  |  | State | L2B9 | Conventional | [14 empty] | No | No | No |  | HPS | 1 | [26 empty] | 2025-07-10 04:29 | NULL |  |  | Dsnyder5 | 2018-06-12 17:33 | mneeley | 2025-11-20 08:52 | No | No | No | No | No | Standing | None | None | None | No | No | No |  | No | 2025-07-10 04:29 |  | mneeley | 2025-07-10 04:29 | mneeley | 2025-07-10 04:29 | No Photo Available | No Photo Available | http://data.mapchannels.com/dualmaps6/map.htm?lat=39.104624&lng=-84.504184
08 | HAMILTON | HAM | RA | 31401 |  | 0.215 |  | SHAMRA31401**C | HAM-31401-0.215 | 39.1051 | -84.5038 | 2025-12-31 | Active |  |  |  | State | HL0014107 |  |  | State |  | Conventional | [14 empty] | No | No | No |  | HPS | [28 empty] | NULL |  |  | Dsnyder5 | 2018-06-12 17:33 | mhurlow1 | 2018-07-19 12:26 | [20 empty] | No Photo Available | No Photo Available | http://data.mapchannels.com/dualmaps6/map.htm?lat=39.105084&lng=-84.503846
08 | HAMILTON | HAM | RA | 31401 |  | 0.248 |  | SHAMRA31401**C | HAM-31401-0.248 | 39.1052 | -84.5032 | 2025-12-31 | Active |  |  |  | State | HL0002145 |  |  | State |  | Conventional | [14 empty] | No | No | No |  | HPS | [28 empty] | NULL |  |  | Dsnyder5 | 2018-06-12 17:31 | mhurlow1 | 2018-07-19 12:26 | [20 empty] | No Photo Available | No Photo Available | http://data.mapchannels.com/dualmaps6/map.htm?lat=39.105249&lng=-84.503229
08 | HAMILTON | HAM | RA | 31401 |  | 0.29 |  | SHAMRA31401**C | HAM-31401-0.290 | 39.1049 | -84.5025 | 2025-12-31 | Active |  |  |  | State | HL0019890 |  |  | State |  | Conventional | [14 empty] | No | No | No |  | HPS | [27 empty] | 2026-04-14 16:59 | NULL |  |  | Dsnyder5 | 2018-06-12 17:31 | mhurlow1 | 2018-07-19 12:31 | No | No | No | No | No | Down | None | None | None | No | No | Yes | Tb1. Curved pole | Yes | 2026-04-14 16:59 |  | odotonline.net\rdixon5 | 2026-04-14 16:59 | odotonline.net\rdixon5 | 2026-04-14 16:59 | No Photo Available | No Photo Available | http://data.mapchannels.com/dualmaps6/map.htm?lat=39.104945&lng=-84.502515
08 | HAMILTON | HAM | RA | 31401 |  | 0.325 |  | SHAMRA31401**C | HAM-31401-0.325 | 39.1046 | -84.5021 | 2025-12-31 | Active |  |  |  | State | HL0009636 |  |  | State |  | Conventional | [14 empty] | No | No | No |  | HPS | [28 empty] | NULL |  |  | Dsnyder5 | 2018-06-12 17:29 | mhurlow1 | 2018-07-19 12:31 | [20 empty] | No Photo Available | No Photo Available | http://data.mapchannels.com/dualmaps6/map.htm?lat=39.104560&lng=-84.502105
08 | HAMILTON | HAM | RA | 31401 |  | 0.361 |  | SHAMRA31401**C | HAM-31401-0.361 | 39.1042 | -84.5017 | 2025-12-31 | Active |  |  |  | State | HL0042806 |  |  | State |  | Conventional | [14 empty] | No | No | No |  | HPS | 1 | [27 empty] | NULL |  |  | odotonline.net\rdixon5 | 2026-04-14 16:52 | odotonline.net\rdixon5 | 2026-04-14 16:52 | [20 empty] | No Photo Available | No Photo Available | http://data.mapchannels.com/dualmaps6/map.htm?lat=39.104183&lng=-84.501654
08 | HAMILTON | HAM | RA | 31402 |  | 0.05 |  | SHAMRA31402**C | HAM-31402-0.050 | 39.1032 | -84.5035 | 2025-12-31 | Active |  |  |  | State | HL0025550 |  |  | State | L2B4a | Conventional | [14 empty] | No | No | No |  | HPS | 1 | [26 empty] | 2025-07-10 04:27 | NULL |  |  | Dsnyder5 | 2018-06-12 17:34 | mneeley | 2025-07-10 04:24 | No | No | No | No | No | Standing | None | None | None | No | No | No |  | No | 2025-07-10 04:27 |  | mneeley | 2025-07-10 04:28 | mneeley | 2025-07-10 04:28 | No Photo Available | No Photo Available | http://data.mapchannels.com/dualmaps6/map.htm?lat=39.103194&lng=-84.503500
08 | HAMILTON | HAM | RA | 31402 |  | 0.07 |  | SHAMRA31402**C | HAM-31402-0.070 | 39.1034 | -84.5038 | 2025-12-31 | Active |  |  |  | State | HL0025224 |  |  | State | L2B4 | Conventional | [14 empty] | No | No | No |  | HPS | 1 | [26 empty] | 2025-11-20 08:50 | NULL |  |  | Dsnyder5 | 2018-06-12 17:34 | mneeley | 2025-07-10 04:14 | No | No | No | No | No | Standing | None | None | None | No | No | No |  | No | 2025-11-20 08:50 |  | mneeley | 2025-11-20 08:50 | mneeley | 2025-11-20 08:50 | No Photo Available | No Photo Available | http://data.mapchannels.com/dualmaps6/map.htm?lat=39.103430&lng=-84.503757
08 | HAMILTON | HAM | RA | 31402 |  | 0.092 |  | SHAMRA31402**C | HAM-31402-0.092 | 39.1038 | -84.5038 | 2025-12-31 | Active |  |  |  | State | HL0040428 |  |  | State | L2N5 | Conventional | [14 empty] | No | No | No |  | HPS | 1 | [26 empty] | 2025-07-10 04:28 | NULL |  |  | mneeley | 2025-07-10 04:24 | mneeley | 2025-07-10 04:24 | No | No | No | No | No | Standing | None | None | None | No | No | No |  | No | 2025-07-10 04:28 |  | mneeley | 2025-07-10 04:28 | mneeley | 2025-07-10 04:28 | No Photo Available | No Photo Available | http://data.mapchannels.com/dualmaps6/map.htm?lat=39.103762&lng=-84.503780
08 | HAMILTON | HAM | RA | 31402 |  | 0.123 |  | SHAMRA31402**C | HAM-31402-0.123 | 39.1042 | -84.5039 | 2025-12-31 | Active |  |  |  | State | HL0040427 |  |  | State | L2B6 | Conventional | [14 empty] | No | No | No |  | HPS | 1 | [26 empty] | 2025-07-10 04:28 | NULL |  |  | mneeley | 2025-07-10 04:27 | mneeley | 2025-07-10 04:27 | No | No | No | No | No | Standing | None | None | None | No | No | No |  | No | 2025-07-10 04:28 |  | mneeley | 2025-07-10 04:28 | mneeley | 2025-07-10 04:28 | No Photo Available | No Photo Available | http://data.mapchannels.com/dualmaps6/map.htm?lat=39.104196&lng=-84.503921
08 | HAMILTON | HAM | RA | 31403 |  | 0.043 |  | SHAMRA31403**C | HAM-31403-0.043 | 39.1029 | -84.4988 | 2025-12-31 | Active |  |  |  | State | HL0006456 |  |  | State |  | Conventional | [14 empty] | No | No | No |  | HPS | [28 empty] | NULL |  |  | Dsnyder5 | 2018-06-13 13:24 | Dsnyder5 | 2018-07-27 14:07 | [20 empty] | No Photo Available | No Photo Available | http://data.mapchannels.com/dualmaps6/map.htm?lat=39.102935&lng=-84.498791
08 | HAMILTON | HAM | RA | 31403 |  | 0.108 |  | SHAMRA31403**C | HAM-31403-0.108 | 39.1035 | -84.4998 | 2025-12-31 | Active |  |  |  | State | HL0020706 |  |  | State |  | Conventional | [14 empty] | No | No | No |  | HPS | [28 empty] | NULL |  |  | mhurlow1 | 2018-05-29 12:11 | mhurlow1 | 2018-07-19 12:38 | [20 empty] | No Photo Available | No Photo Available | http://data.mapchannels.com/dualmaps6/map.htm?lat=39.103461&lng=-84.499765
08 | HAMILTON | HAM | RA | 31403 |  | 0.141 |  | SHAMRA31403**C | HAM-31403-0.141 | 39.1038 | -84.5003 | 2025-12-31 | Active |  |  |  | State | HL0019312 |  |  | State |  | Conventional | [14 empty] | No | No | No |  | HPS | [28 empty] | NULL |  |  | mhurlow1 | 2018-05-29 12:13 | mhurlow1 | 2018-07-19 12:31 | [20 empty] | No Photo Available | No Photo Available | http://data.mapchannels.com/dualmaps6/map.htm?lat=39.103759&lng=-84.500269
08 | HAMILTON | HAM | RA | 31403 |  | 0.17 |  | SHAMRA31403**C | HAM-31403-0.170 | 39.1042 | -84.5002 | 2025-12-31 | Active |  |  |  | State | HL0010338 |  |  | State |  | Conventional | [14 empty] | No | No | No |  | HPS | [28 empty] | NULL |  |  | mhurlow1 | 2018-05-29 12:09 | mhurlow1 | 2018-07-19 12:30 | [20 empty] | No Photo Available | No Photo Available | http://data.mapchannels.com/dualmaps6/map.htm?lat=39.104204&lng=-84.500208
08 | HAMILTON | HAM | RA | 31403 |  | 0.196 |  | SHAMRA31403**C | HAM-31403-0.196 | 39.1044 | -84.4998 | 2025-12-31 | Active |  |  |  | State | HL0021962 |  |  | State |  | Conventional | [14 empty] | No | No | No |  | HPS | [28 empty] | NULL |  |  | mhurlow1 | 2018-05-29 12:09 | mhurlow1 | 2018-07-19 12:30 | [20 empty] | No Photo Available | No Photo Available | http://data.mapchannels.com/dualmaps6/map.htm?lat=39.104431&lng=-84.499795
08 | HAMILTON | HAM | RA | 31403 |  | 0.221 |  | SHAMRA31403**C | HAM-31403-0.221 | 39.1043 | -84.4993 | 2025-12-31 | Active |  |  |  | State | HL0018100 |  |  | State |  | Conventional | [14 empty] | No | No | No |  | HPS | [28 empty] | NULL |  |  | mhurlow1 | 2018-05-29 12:06 | mhurlow1 | 2018-07-19 12:30 | [20 empty] | No Photo Available | No Photo Available | http://data.mapchannels.com/dualmaps6/map.htm?lat=39.104337&lng=-84.499308
08 | HAMILTON | HAM | RA | 31403 |  | 0.245 |  | SHAMRA31403**C | HAM-31403-0.245 | 39.104 | -84.4991 | 2025-12-31 | Active |  |  |  | State | HL0003203 |  |  | State |  | Conventional | [14 empty] | No | No | No |  | HPS | [28 empty] | NULL |  |  | mhurlow1 | 2018-05-29 12:06 | mhurlow1 | 2018-07-19 12:30 | [20 empty] | No Photo Available | No Photo Available | http://data.mapchannels.com/dualmaps6/map.htm?lat=39.104019&lng=-84.499063
08 | HAMILTON | HAM | RA | 31403 |  | 0.276 |  | SHAMRA31403**C | HAM-31403-0.276 | 39.1036 | -84.4992 | 2025-12-31 | Active |  |  |  | State | HL0020432 |  |  | State |  | Conventional | [14 empty] | No | No | No |  | HPS | [28 empty] | NULL |  |  | mhurlow1 | 2018-05-29 12:05 | mhurlow1 | 2018-07-19 12:38 | [20 empty] | No Photo Available | No Photo Available | http://data.mapchannels.com/dualmaps6/map.htm?lat=39.103567&lng=-84.499241
08 | HAMILTON | HAM | RA | 31403 |  | 0.299 |  | SHAMRA31403**C | HAM-31403-0.299 | 39.1034 | -84.4996 | 2025-12-31 | Active |  |  |  | State | HL0012319 |  |  | State |  | Conventional | [14 empty] | No | No | No |  | HPS | [28 empty] | NULL |  |  | mhurlow1 | 2018-05-29 12:04 | mhurlow1 | 2018-07-19 12:38 | [20 empty] | No Photo Available | No Photo Available | http://data.mapchannels.com/dualmaps6/map.htm?lat=39.103365&lng=-84.499590
08 | HAMILTON | HAM | RA | 31403 |  | 0.335 |  | SHAMRA31403**C | HAM-31403-0.335 | 39.103 | -84.5001 | 2025-12-31 | Active |  |  |  | State | HL0020129 |  |  | State |  | Conventional | [14 empty] | No | No | No |  | HPS | [28 empty] | NULL |  |  | mhurlow1 | 2018-05-29 12:02 | mhurlow1 | 2018-07-19 12:38 | [20 empty] | No Photo Available | No Photo Available | http://data.mapchannels.com/dualmaps6/map.htm?lat=39.103010&lng=-84.500061
08 | HAMILTON | HAM | RA | 31406 |  | 0 |  | SHAMRA31406**C | HAM-31406-0.000 | 39.1028 | -84.5004 | 2025-12-31 | Active |  |  |  | State | HL0020034 |  |  | State |  | Conventional | [14 empty] | No | No | No |  | HPS | [28 empty] | NULL |  |  | mhurlow1 | 2018-05-29 11:58 | Dsnyder5 | 2018-07-27 14:07 | [20 empty] | No Photo Available | No Photo Available | http://data.mapchannels.com/dualmaps6/map.htm?lat=39.102776&lng=-84.500402
08 | HAMILTON | HAM | RA | 31406 |  | 0.182 |  | SHAMRA31406**C | HAM-31406-0.182 | 39.1042 | -84.4975 | 2025-12-31 | Active |  |  |  | State | HL0020454 |  |  | State |  | Conventional | [14 empty] | No | No | No |  | HPS | [28 empty] | NULL |  |  | mhurlow1 | 2018-05-29 12:16 | mhurlow1 | 2018-07-19 12:17 | [20 empty] | No Photo Available | No Photo Available | http://data.mapchannels.com/dualmaps6/map.htm?lat=39.104163&lng=-84.497485
08 | HAMILTON | HAM | RA | 31406 |  | 0.214 |  | SHAMRA31406**C | HAM-31406-0.214 | 39.1045 | -84.4971 | 2025-12-31 | Active |  |  |  | State | HL0019693 |  |  | State |  | Conventional | [14 empty] | No | No | No |  | HPS | [28 empty] | NULL |  |  | mhurlow1 | 2018-05-29 12:19 | mhurlow1 | 2018-07-19 12:17 | [20 empty] | No Photo Available | No Photo Available | http://data.mapchannels.com/dualmaps6/map.htm?lat=39.104474&lng=-84.497056
08 | HAMILTON | HAM | RA | 31407 |  | 0.039 |  | SHAMRA31407**C | HAM-31407-0.039 | 39.1022 | -84.4973 | 2025-12-31 | Active |  |  |  | State | HL0020145 |  |  | State | 2 | Conventional | [14 empty] | No | No | No |  | HPS | [27 empty] | 2025-11-12 01:50 | NULL |  |  | mhurlow1 | 2018-05-29 14:17 | mneeley | 2024-08-06 02:04 | No | No | No | No | No | Standing | None | None | None | No | No | No |  | No | 2025-11-12 01:50 |  | mneeley | 2025-11-12 01:50 | mneeley | 2025-11-12 01:50 | No Photo Available | No Photo Available | http://data.mapchannels.com/dualmaps6/map.htm?lat=39.102153&lng=-84.497322
08 | HAMILTON | HAM | RA | 31407 |  | 0.077 |  | SHAMRA31407**C | HAM-31407-0.077 | 39.1025 | -84.4979 | 2025-12-31 | Active |  |  |  | State | HL0005320 |  |  | State | 3 | Conventional | [14 empty] | No | No | No |  | HPS | [27 empty] | 2025-11-12 01:50 | NULL |  |  | mhurlow1 | 2018-05-29 14:18 | mneeley | 2024-08-06 02:03 | No | No | No | No | No | Standing | None | None | None | No | No | No |  | No | 2025-11-12 01:50 |  | mneeley | 2025-11-12 01:50 | mneeley | 2025-11-12 01:50 | No Photo Available | No Photo Available | http://data.mapchannels.com/dualmaps6/map.htm?lat=39.102482&lng=-84.497883
08 | HAMILTON | HAM | RA | 31407 |  | 0.11 |  | SHAMRA31407**C | HAM-31407-0.110 | 39.1028 | -84.4984 | 2025-12-31 | Active |  |  |  | State | HL0014891 |  |  | State |  | Conventional | [14 empty] | No | No | No |  | HPS | [28 empty] | NULL |  |  | mhurlow1 | 2018-05-29 14:18 | mhurlow1 | 2018-07-19 12:14 | [20 empty] | No Photo Available | No Photo Available | http://data.mapchannels.com/dualmaps6/map.htm?lat=39.102788&lng=-84.498352
08 | HAMILTON | HAM | RA | 31407 |  | 0.142 |  | SHAMRA31407**C | HAM-31407-0.142 | 39.1032 | -84.4985 | 2025-12-31 | Active |  |  |  | State | HL0001227 |  |  | State |  | Conventional | [14 empty] | No | No | No |  | HPS | [28 empty] | NULL |  |  | mhurlow1 | 2018-05-29 14:19 | Dsnyder5 | 2018-07-27 14:07 | [20 empty] | No Photo Available | No Photo Available | http://data.mapchannels.com/dualmaps6/map.htm?lat=39.103163&lng=-84.498545
08 | HAMILTON | HAM | RA | 31407 |  | 0.173 |  | SHAMRA31407**C | HAM-31407-0.173 | 39.1036 | -84.4983 | 2025-12-31 | Active |  |  |  | State | HL0007141 |  |  | State |  | Conventional | [14 empty] | No | No | No |  | HPS | [28 empty] | NULL |  |  | mhurlow1 | 2018-05-29 12:14 | Dsnyder5 | 2018-07-27 14:07 | [20 empty] | No Photo Available | No Photo Available | http://data.mapchannels.com/dualmaps6/map.htm?lat=39.103553&lng=-84.498316
08 | HAMILTON | HAM | RA | 31407 |  | 0.206 |  | SHAMRA31407**C | HAM-31407-0.206 | 39.1039 | -84.4979 | 2025-12-31 | Active |  |  |  | State | HL0010120 |  |  | State |  | Conventional | [14 empty] | No | No | No |  | HPS | [28 empty] | NULL |  |  | mhurlow1 | 2018-05-29 12:16 | mhurlow1 | 2018-07-19 12:17 | [20 empty] | No Photo Available | No Photo Available | http://data.mapchannels.com/dualmaps6/map.htm?lat=39.103882&lng=-84.497884
08 | HAMILTON | HAM | RA | 31411 |  | 0.011 |  | SHAMRA31411**C | HAM-31411-0.011 | 39.1195 | -84.5357 | 2025-12-31 | Active |  |  |  | State | HL0015162 |  |  | State | W5 | Conventional | [14 empty] | No | No | No |  | HPS | [27 empty] | 2025-11-13 09:28 | NULL |  |  | mhurlow1 | 2018-05-14 12:10 | mneeley | 2024-08-08 04:41 | No | No | No | No | No | Standing | None | None | None | No | No | No |  | No | 2025-11-13 09:28 |  | mneeley | 2025-11-13 09:28 | mneeley | 2025-11-13 09:28 | No Photo Available | No Photo Available | http://data.mapchannels.com/dualmaps6/map.htm?lat=39.119499&lng=-84.535683
08 | HAMILTON | HAM | RA | 31411 |  | 0.069 |  | SHAMRA31411**C | HAM-31411-0.069 | 39.1187 | -84.5354 | 2025-12-31 | Active |  |  |  | State | HL0013847 |  |  | State | W6 | Conventional | [14 empty] | No | No | No |  | HPS | [27 empty] | 2025-11-13 09:28 | NULL |  |  | mhurlow1 | 2018-05-14 12:00 | mneeley | 2024-08-08 04:47 | No | No | No | No | No | Standing | None | None | None | No | No | No |  | No | 2025-11-13 09:28 |  | mneeley | 2025-11-13 09:28 | mneeley | 2025-11-13 09:28 | No Photo Available | No Photo Available | http://data.mapchannels.com/dualmaps6/map.htm?lat=39.118665&lng=-84.535399
08 | HAMILTON | HAM | RA | 31411 |  | 0.124 |  | SHAMRA31411**C | HAM-31411-0.124 | 39.118 | -84.5349 | 2025-12-31 | Active |  |  |  | State | HL0002879 |  |  | State | W8 | Conventional | [14 empty] | No | No | No |  | LED | 1 |  | 80 | 0 - 8,499 |  |  | GE | [20 empty] | 2025-11-13 09:28 | NULL |  |  | mhurlow1 | 2018-05-14 11:59 | ascott3 | 2024-12-26 16:38 | No | No | No | No | No | Standing | None | None | None | No | No | No |  | No | 2025-11-13 09:28 |  | mneeley | 2025-11-13 09:28 | mneeley | 2025-11-13 09:28 | https://collectorweb.dot.state.oh.us/arcgis/rest/services/HIGHWAY_LIGHTING/HighwayLighting_Reference/FeatureServer/6/2879/attachments/ | No Photo Available | http://data.mapchannels.com/dualmaps6/map.htm?lat=39.117968&lng=-84.534871
08 | HAMILTON | HAM | RA | 31411 |  | 0.136 |  | SHAMRA31411**C | HAM-31411-0.136 | 39.1178 | -84.5349 | 2025-12-31 | Active |  |  |  | State | HL0023657 |  |  | State | W7 | Conventional | [14 empty] | No | No | No |  | HPS | [27 empty] | 2025-07-15 03:20 | NULL |  |  | Dsnyder5 | 2018-06-07 14:59 | mneeley | 2024-08-08 04:50 | No | No | No | No | No | Standing | None | None | None | No | No | No |  | No | 2025-07-15 03:20 |  | mneeley | 2025-07-15 03:20 | mneeley | 2025-07-15 03:20 | No Photo Available | https://collectorweb.dot.state.oh.us/arcgis/rest/services/HIGHWAY_LIGHTING/HighwayLighting_Reference/FeatureServer/7/552940/attachments/ | http://data.mapchannels.com/dualmaps6/map.htm?lat=39.117756&lng=-84.534942
08 | HAMILTON | HAM | RA | 31411 |  | 0.215 |  | SHAMRA31411**C | HAM-31411-0.215 | 39.1168 | -84.5342 | 2025-12-31 | Active |  |  |  | State | HL0025798 |  |  | State | W8 | Conventional | [14 empty] | No | No | No |  | HPS | 1 | [27 empty] | NULL |  |  | Dsnyder5 | 2018-06-07 14:59 | mneeley | 2025-07-14 23:21 | [20 empty] | No Photo Available | No Photo Available | http://data.mapchannels.com/dualmaps6/map.htm?lat=39.116751&lng=-84.534199
08 | HAMILTON | HAM | RA | 31411 |  | 0.239 |  | SHAMRA31411**C | HAM-31411-0.239 | 39.1164 | -84.534 | 2025-12-31 | Active |  |  |  | State | HL0020031 |  |  | State | W9 | Conventional | [14 empty] | No | No | No |  | HPS | 1 | [27 empty] | NULL |  |  | Dsnyder5 | 2018-06-07 14:59 | mneeley | 2025-07-14 23:22 | [20 empty] | No Photo Available | No Photo Available | http://data.mapchannels.com/dualmaps6/map.htm?lat=39.116449&lng=-84.533998
08 | HAMILTON | HAM | RA | 31412 |  | 0 |  | SHAMRA31412**C | HAM-31412-0.000 | 39.1197 | -84.5346 | 2025-12-31 | Active |  |  |  | State | HL0001436 |  |  | State |  | Conventional | [14 empty] | No | No | No |  | HPS | [28 empty] | NULL |  |  | mhurlow1 | 2018-05-14 12:07 | mhurlow1 | 2018-07-18 18:33 | [20 empty] | No Photo Available | No Photo Available | http://data.mapchannels.com/dualmaps6/map.htm?lat=39.119660&lng=-84.534635
08 | HAMILTON | HAM | RA | 31412 |  | 0.006 |  | SHAMRA31412**C | HAM-31412-0.006 | 39.1199 | -84.5347 | 2025-12-31 | Active |  |  |  | State | HL0020321 |  |  | State |  | Conventional | [14 empty] | No | No | No |  | HPS | [28 empty] | NULL |  |  | mhurlow1 | 2018-05-14 12:06 | mhurlow1 | 2018-07-18 18:33 | [20 empty] | No Photo Available | No Photo Available | http://data.mapchannels.com/dualmaps6/map.htm?lat=39.119879&lng=-84.534724
08 | HAMILTON | HAM | RA | 31412 |  | 0.032 |  | SHAMRA31412**C | HAM-31412-0.032 | 39.1202 | -84.5349 | 2025-12-31 | Active |  |  |  | State | HL0040495 |  |  | State | A1 | Low Mast | [14 empty] | No | No | No |  | LED | 1 | [26 empty] | 2025-07-18 05:32 | NULL |  | 2025-07-18 05:32 | rdixon5 | 2025-07-18 05:32 | rdixon5 | 2025-07-18 05:32 | No | No | No | No | No | Standing | None | None | None | No | No | No |  | No | 2025-07-18 05:32 | 2025-07-18 05:32 | rdixon5 | 2025-07-18 05:32 | rdixon5 | 2025-07-18 05:32 | No Photo Available | No Photo Available | http://data.mapchannels.com/dualmaps6/map.htm?lat=39.120221&lng=-84.534932
08 | HAMILTON | HAM | RA | 31412 |  | 0.086 |  | SHAMRA31412**C | HAM-31412-0.086 | 39.121 | -84.535 | 2025-12-31 | Active |  |  |  | State | HL0015419 |  |  | State | A2 | Conventional | [14 empty] | No | No | No |  | LED | 1 |  | 129 | [24 empty] | 2025-07-18 05:31 | NULL |  |  | mhurlow1 | 2018-05-14 12:12 | rdixon5 | 2025-07-18 05:31 | No | No | No | No | No | Standing | None | None | None | No | No | No |  | No | 2025-07-18 05:31 |  | rdixon5 | 2025-07-18 05:31 | rdixon5 | 2025-07-18 05:31 | No Photo Available | No Photo Available | http://data.mapchannels.com/dualmaps6/map.htm?lat=39.121001&lng=-84.534990
08 | HAMILTON | HAM | RA | 31412 |  | 0.138 |  | SHAMRA31412**C | HAM-31412-0.138 | 39.1217 | -84.5352 | 2025-12-31 | Active |  |  |  | State | HL0026370 |  |  | State | H7 | Conventional | [14 empty] | No | No | No |  | HPS | 1 | [26 empty] | 2025-11-13 09:39 | NULL |  |  | mhurlow1 | 2018-05-14 12:04 | mneeley | 2025-07-14 23:38 | No | No | No | No | No | Standing | None | None | None | No | No | No |  | No | 2025-11-13 09:39 |  | mneeley | 2025-11-13 09:39 | mneeley | 2025-11-13 09:39 | No Photo Available | No Photo Available | http://data.mapchannels.com/dualmaps6/map.htm?lat=39.121750&lng=-84.535230
08 | HAMILTON | HAM | RA | 31412 |  | 0.139 |  | SHAMRA31412**C | HAM-31412-0.139 | 39.1218 | -84.5351 | 2025-12-31 | Active |  |  |  | State | HL0021056 |  |  | State | A3 | Conventional | [14 empty] | No | No | No |  | LED | 1 |  | 129 | [24 empty] | 2025-07-18 05:29 | NULL |  |  | mhurlow1 | 2018-05-14 12:13 | rdixon5 | 2025-07-18 05:30 | No | No | No | No | No | Standing | None | None | None | No | No | No |  | No | 2025-07-18 05:29 |  | rdixon5 | 2025-07-18 05:29 | rdixon5 | 2025-07-18 05:29 | No Photo Available | No Photo Available | http://data.mapchannels.com/dualmaps6/map.htm?lat=39.121770&lng=-84.535052
08 | HAMILTON | HAM | RA | 31412 |  | 0.191 |  | SHAMRA31412**C | HAM-31412-0.191 | 39.1225 | -84.535 | 2025-12-31 | Active |  |  |  | State | HL0005880 |  |  | State | A4 | Conventional | [14 empty] | No | No | No |  | LED | 1 |  | 129 | [24 empty] | 2025-07-18 05:28 | NULL |  |  | mhurlow1 | 2018-05-14 12:15 | rdixon5 | 2025-07-18 05:29 | No | No | No | No | No | Standing | None | None | None | No | No | No |  | No | 2025-07-18 05:28 |  | rdixon5 | 2025-07-18 05:28 | rdixon5 | 2025-07-18 05:28 | No Photo Available | No Photo Available | http://data.mapchannels.com/dualmaps6/map.htm?lat=39.122512&lng=-84.535035
08 | HAMILTON | HAM | RA | 31413 |  | 0.051 |  | SHAMRA31413**C | HAM-31413-0.051 | 39.1242 | -84.5343 | 2025-12-31 | Active |  |  |  | State | HL0012931 |  |  | State |  | Conventional | [14 empty] | No | No | No |  | HPS | [28 empty] | NULL |  |  | mhurlow1 | 2018-05-14 12:19 | mhurlow1 | 2018-07-19 11:16 | [20 empty] | No Photo Available | No Photo Available | http://data.mapchannels.com/dualmaps6/map.htm?lat=39.124158&lng=-84.534296
08 | HAMILTON | HAM | RA | 31413 |  | 0.113 |  | SHAMRA31413**C | HAM-31413-0.113 | 39.1235 | -84.5338 | 2025-12-31 | Active |  |  |  | State | HL0031801 |  |  | State | M 1 2 | Tower |  | 6 | [12 empty] | No | No | No | Wstrn Hills Viaduct (no lock wshrs) | HPS | [27 empty] | 2025-03-19 17:21 | 7 - Needs Inspected in 7 CY |  | 2025-03-19 17:21 | eric.young | 2014-12-23 14:34 | eric.young | 2014-12-23 14:34 | No | No | No | No | No | Standing | None | None | None | No | No | No | Put new tower plug on | No | 2025-03-19 17:21 | 2025-03-19 17:21 | ascott3 | 2025-03-19 17:21 | ascott3 | 2025-03-19 17:21 | No Photo Available | No Photo Available | http://data.mapchannels.com/dualmaps6/map.htm?lat=39.123477&lng=-84.533811
08 | HAMILTON | HAM | RA | 31413 |  | 0.199 |  | SHAMRA31413**C | HAM-31413-0.199 | 39.123 | -84.5343 | 2025-12-31 | Active |  |  |  | State | HL0031802 |  |  | State | M 1 1 | Tower |  | 6 | [12 empty] | No | No | No | Wstrn Hills Viaduct (no lock wshrs) | HPS | [27 empty] | 2022-12-29 15:22 | 4 - Needs Inspected in 4 CY |  |  | eric.young | 2014-12-23 14:38 | eric.young | 2014-12-23 14:38 | No | No | No | No | No | Standing | None | None | None | No | No | No |  |  | 2022-12-29 15:22 |  | csonner1 | 2022-12-29 15:21 | csonner1 | 2022-12-29 15:21 | No Photo Available | No Photo Available | http://data.mapchannels.com/dualmaps6/map.htm?lat=39.123011&lng=-84.534326
08 | HAMILTON | HAM | RA | 31413 |  | 0.29 |  | SHAMRA31413**C | HAM-31413-0.290 | 39.1239 | -84.5348 | 2025-12-31 | Active |  |  |  | State | HL0031800 |  |  | State | M 1 3 | Tower |  | 6 | [12 empty] | No | No | No | Wstrn Hills Viaduct (no lock wshrs, 1 side buried) | HPS | [27 empty] | 2022-12-29 15:22 | 4 - Needs Inspected in 4 CY |  |  | eric.young | 2014-12-23 14:29 | eric.young | 2014-12-23 14:29 | No | No | No | No | No | Standing | None | None | None | No | No | No |  |  | 2022-12-29 15:22 |  | csonner1 | 2022-12-29 15:21 | csonner1 | 2022-12-29 15:21 | No Photo Available | No Photo Available | http://data.mapchannels.com/dualmaps6/map.htm?lat=39.123914&lng=-84.534760
08 | HAMILTON | HAM | RA | 31414 |  | 0.095 |  | SHAMRA31414**C | HAM-31414-0.095 | 39.1243 | -84.5352 | 2025-12-31 | Active |  |  |  | State | HL0021786 |  |  | State |  | Conventional | [14 empty] | No | No | No |  | HPS | [28 empty] | NULL |  |  | mhurlow1 | 2018-05-14 12:37 | mhurlow1 | 2018-07-19 11:16 | [20 empty] | No Photo Available | No Photo Available | http://data.mapchannels.com/dualmaps6/map.htm?lat=39.124338&lng=-84.535170
08 | HAMILTON | HAM | RA | 31414 |  | 0.178 |  | SHAMRA31414**C | HAM-31414-0.178 | 39.1254 | -84.5349 | 2025-12-31 | Active |  |  |  | State | HL0031894 |  |  | State | M 1 4 | Tower |  | 6 | [12 empty] | No | No | No | Wstrn Hills Viaduct (no lock wshrs) | HPS | [27 empty] | 2022-12-29 15:23 | 4 - Needs Inspected in 4 CY |  |  | eric.young | 2014-12-29 09:33 | eric.young | 2014-12-29 09:33 | No | No | No | No | No | Standing | None | None | None | No | No | No |  |  | 2022-12-29 15:23 |  | csonner1 | 2022-12-29 15:22 | csonner1 | 2022-12-29 15:22 | No Photo Available | No Photo Available | http://data.mapchannels.com/dualmaps6/map.htm?lat=39.125424&lng=-84.534904
08 | HAMILTON | HAM | RA | 31414 |  | 0.269 |  | SHAMRA31414**C | HAM-31414-0.269 | 39.1252 | -84.5341 | 2025-12-31 | Active |  |  |  | State | HL0031803 |  |  | State | I 1 7 | Tower |  | 6 | [12 empty] | No | No | No | Wstrn Hills Viaduct (no lock wshrs) | HPS | [27 empty] | 2022-12-29 15:23 | 4 - Needs Inspected in 4 CY |  |  | eric.young | 2014-12-23 14:48 | eric.young | 2014-12-29 09:15 | No | No | No | No | No | Standing | None | None | None | No | No | No |  |  | 2022-12-29 15:23 |  | csonner1 | 2022-12-29 15:22 | csonner1 | 2022-12-29 15:22 | No Photo Available | No Photo Available | http://data.mapchannels.com/dualmaps6/map.htm?lat=39.125171&lng=-84.534110
08 | HAMILTON | HAM | RA | 31414 |  | 0.328 |  | SHAMRA31414**C | HAM-31414-0.328 | 39.1245 | -84.5342 | 2025-12-31 | Active |  |  |  | State | HL0003121 |  |  | State |  | Conventional | [14 empty] | No | No | No |  | HPS | [28 empty] | NULL |  |  | mhurlow1 | 2018-05-14 12:36 | mhurlow1 | 2018-07-19 11:12 | [20 empty] | No Photo Available | No Photo Available | http://data.mapchannels.com/dualmaps6/map.htm?lat=39.124512&lng=-84.534242
08 | HAMILTON | HAM | RA | 31417 |  | 0.158 |  | SHAMRA31417**C | HAM-31417-0.158 | 39.2898 | -84.3203 | 2025-12-31 | Active |  |  |  | State | HL0021080 | 2020-02-14 20:42 |  | State | 1-L4 | Conventional | No | [6 empty] | 1 |  |  |  | No |  | No | No | No | No |  | HPS | 1 | 200 |  |  | No |  | American Electric Lighting (AEL) |  | 480 L-N |  | No | No | No | No | No | [12 empty] | 2025-04-28 16:50 | NULL | 0 | 2025-04-28 16:50 | Dsnyder5 | 2018-06-07 16:12 | dturner | 2020-02-14 20:44 | No | No | No | No | No | Standing | None | None | None | No | No | No |  | No | 2025-04-28 16:50 | 2025-04-28 16:50 | ascott3 | 2025-04-28 16:51 | ascott3 | 2025-04-28 16:51 | No Photo Available | https://collectorweb.dot.state.oh.us/arcgis/rest/services/HIGHWAY_LIGHTING/HighwayLighting_Reference/FeatureServer/7/532046/attachments/ | http://data.mapchannels.com/dualmaps6/map.htm?lat=39.289844&lng=-84.320312
08 | HAMILTON | HAM | RA | 31417 |  | 0.194 |  | SHAMRA31417**C | HAM-31417-0.194 | 39.2902 | -84.3198 | 2025-12-31 | Active |  |  |  | State | HL0005546 | 2020-02-14 20:46 |  | State | 1-L5 | Conventional | No | [6 empty] | 1 |  |  |  | No |  | No | No | No | No |  | HPS | 1 | 200 |  |  | No |  | American Electric Lighting (AEL) |  | 480 L-N |  | No | No | No | No | No | [12 empty] | 2025-04-28 16:52 | NULL | 0 | 2025-04-28 16:52 | Dsnyder5 | 2018-06-07 16:11 | dturner | 2020-02-14 20:47 | No | No | No | No | No | Standing | None | None | None | No | No | No |  | No | 2025-04-28 16:52 | 2025-04-28 16:52 | ascott3 | 2025-04-28 16:52 | ascott3 | 2025-04-28 16:52 | No Photo Available | https://collectorweb.dot.state.oh.us/arcgis/rest/services/HIGHWAY_LIGHTING/HighwayLighting_Reference/FeatureServer/7/543215/attachments/ | http://data.mapchannels.com/dualmaps6/map.htm?lat=39.290205&lng=-84.319829
08 | HAMILTON | HAM | RA | 31417 |  | 0.237 |  | SHAMRA31417**C | HAM-31417-0.237 | 39.2906 | -84.3192 | 2025-12-31 | Active |  |  |  | State | HL0005565 | 2020-02-14 20:48 |  | State | 1-L7 | Conventional | No | [6 empty] | 1 |  |  |  | No |  | No | No | No | No |  | HPS | 1 | 200 |  |  | No |  | American Electric Lighting (AEL) |  | 480 L-N |  | No | No | No | No | No | [12 empty] | 2024-06-17 16:41 | NULL | 0 |  | mhurlow1 | 2018-05-08 17:16 | dturner | 2020-02-14 20:50 | No | No | No | No | No | Standing | None | None | None | No | No | No |  |  | 2024-06-17 16:41 |  | ascott3 | 2024-06-17 16:40 | ascott3 | 2024-06-17 16:40 | No Photo Available | No Photo Available | http://data.mapchannels.com/dualmaps6/map.htm?lat=39.290629&lng=-84.319220
08 | HAMILTON | HAM | RA | 31417 |  | 0.274 |  | SHAMRA31417**C | HAM-31417-0.274 | 39.2909 | -84.3187 | 2025-12-31 | Active |  |  |  | State | HL0004763 | 2020-02-14 20:51 |  | State | L-8 | Conventional | No |  | AT | A |  |  |  | 1 |  |  |  | No | No | No | No | No | No |  | LED | 1 |  | 90 | 12,000 - 15,999 | No |  |  |  | 480 L-N |  | No | No | No | No | No | [12 empty] | 2025-04-28 16:59 | NULL |  | 2025-04-28 16:59 | mhurlow1 | 2018-05-08 17:15 | jritchie2 | 2026-06-23 17:02 | No | No | No | No | No | Standing | None | None | None | No | No | No | Needs new bolt on door | No | 2025-04-28 16:59 | 2025-04-28 16:59 | ascott3 | 2025-04-28 16:59 | ascott3 | 2025-04-28 16:59 | No Photo Available | https://collectorweb.dot.state.oh.us/arcgis/rest/services/HIGHWAY_LIGHTING/HighwayLighting_Reference/FeatureServer/7/543216/attachments/ | http://data.mapchannels.com/dualmaps6/map.htm?lat=39.290943&lng=-84.318683
08 | HAMILTON | HAM | RA | 31418 |  | 0.177 |  | SHAMRA31418**C | HAM-31418-0.177 | 39.2906 | -84.3205 | 2025-12-31 | Active |  |  |  | State | HL0038761 |  |  | State | n-3 | Conventional | No |  | AT | A |  |  |  | 1 |  |  |  |  | No | No | No | No | No |  | LED | 1 |  | 90 |  | No |  | Philips Lumec |  | 480 L-L | [18 empty] | 2025-04-28 16:14 | NULL |  | 2025-04-28 16:14 | ascott3 | 2024-06-17 17:17 | jritchie2 | 2026-06-23 16:52 | No | No | No | No | No | Standing | None | None | None | No | No | No |  | No | 2025-04-28 16:14 | 2025-04-28 16:14 | ascott3 | 2025-04-28 16:15 | ascott3 | 2025-04-28 16:15 | No Photo Available | https://collectorweb.dot.state.oh.us/arcgis/rest/services/HIGHWAY_LIGHTING/HighwayLighting_Reference/FeatureServer/7/532043/attachments/ | http://data.mapchannels.com/dualmaps6/map.htm?lat=39.290636&lng=-84.320465
08 | HAMILTON | HAM | RA | 31418 |  | 0.249 |  | SHAMRA31418**C | HAM-31418-0.249 | 39.2899 | -84.3214 | 2025-12-31 | Active |  |  |  | State | HL0024454 | 2020-02-14 20:28 |  | State | M3-7 | Conventional | No |  | AT | A |  |  |  | 1 |  |  |  | No | No | No | No | No | No |  | LED | 1 |  | 90 |  | No |  | American Electric Lighting (AEL) |  | 480 L-N |  | No | No | No | No | No | [12 empty] | 2025-04-28 16:20 | NULL |  | 2025-04-28 16:20 | Dsnyder5 | 2018-06-07 16:12 | jritchie2 | 2026-06-23 16:52 | No | No | No | No | No | Standing | None | None | None | No | No | No |  | No | 2025-04-28 16:20 | 2025-04-28 16:20 | ascott3 | 2025-04-28 16:20 | ascott3 | 2025-04-28 16:20 | No Photo Available | https://collectorweb.dot.state.oh.us/arcgis/rest/services/HIGHWAY_LIGHTING/HighwayLighting_Reference/FeatureServer/7/532044/attachments/ | http://data.mapchannels.com/dualmaps6/map.htm?lat=39.289861&lng=-84.321363
08 | HAMILTON | HAM | RA | 31418 |  | 0.334 |  | SHAMRA31418**C | HAM-31418-0.334 | 39.2889 | -84.3224 | 2025-12-31 | Active |  |  |  | State | HL0026437 | 2020-02-14 20:32 |  | State | M3-6 | Conventional | No |  | A | A |  |  |  | 1 |  |  |  | No | No | No | No | No | No |  | LED | 1 |  | 90 |  | No |  | American Electric Lighting (AEL) |  | 480 L-N |  | No | No | No | No | No | [12 empty] | 2025-04-28 16:23 | NULL |  | 2025-04-28 16:23 | Dsnyder5 | 2018-06-07 16:08 | jritchie2 | 2026-06-23 16:57 | No | No | No | No | No | Standing | None | None | None | No | No | No |  | No | 2025-04-28 16:23 | 2025-04-28 16:23 | ascott3 | 2025-04-28 16:23 | ascott3 | 2025-04-28 16:23 | No Photo Available | https://collectorweb.dot.state.oh.us/arcgis/rest/services/HIGHWAY_LIGHTING/HighwayLighting_Reference/FeatureServer/7/541212/attachments/ | http://data.mapchannels.com/dualmaps6/map.htm?lat=39.288943&lng=-84.322434
08 | HAMILTON | HAM | RA | 31453 |  | 0.177 |  | SHAMRA31453**C | HAM-31453-0.177 | 39.2258 | -84.5525 | 2025-12-31 | Active |  |  |  | State | HL0000210 | 2020-04-28 13:19 |  | State | HA-1-2-7B | Conventional | No |  | AT | A |  |  |  | 1 |  |  |  |  | No | No | No | No | No |  | LED | 1 |  | 70 | [24 empty] | 2025-05-13 12:57 | NULL |  | 2025-05-13 12:57 | mhurlow1 | 2018-05-21 15:21 | jritchie2 | 2026-07-16 13:40 | No | No | No | No | No | Standing | None | None | None | No | No | No |  | No | 2025-05-13 12:57 | 2025-05-13 12:57 | ascott3 | 2025-05-13 12:57 | ascott3 | 2025-05-13 12:57 | No Photo Available | https://collectorweb.dot.state.oh.us/arcgis/rest/services/HIGHWAY_LIGHTING/HighwayLighting_Reference/FeatureServer/7/550382/attachments/ | http://data.mapchannels.com/dualmaps6/map.htm?lat=39.225828&lng=-84.552455
08 | HAMILTON | HAM | RA | 31453 |  | 0.213 |  | SHAMRA31453**C | HAM-31453-0.213 | 39.2257 | -84.5518 | 2025-12-31 | Active |  |  |  | State | HL0019544 | 2020-04-28 13:43 |  | State | HA-1-2-5A | Conventional | No |  | AT | A |  |  |  | 1 |  |  |  |  | No | No | No | No | No |  | LED | 1 |  | 70 | [24 empty] | 2025-05-13 12:58 | NULL |  | 2025-05-13 12:58 | mhurlow1 | 2018-05-21 15:23 | jritchie2 | 2026-07-16 13:41 | No | No | No | No | No | Standing | None | None | None | No | No | No |  | No | 2025-05-13 12:58 | 2025-05-13 12:58 | ascott3 | 2025-05-13 12:58 | ascott3 | 2025-05-13 12:58 | No Photo Available | https://collectorweb.dot.state.oh.us/arcgis/rest/services/HIGHWAY_LIGHTING/HighwayLighting_Reference/FeatureServer/7/545598/attachments/ | http://data.mapchannels.com/dualmaps6/map.htm?lat=39.225718&lng=-84.551795
08 | HAMILTON | HAM | RA | 31453 |  | 0.369 |  | SHAMRA31453**C | HAM-31453-0.369 | 39.225 | -84.549 | 2025-12-31 | Active |  |  |  | State | HL0005774 |  |  | State |  | Conventional | [14 empty] | No | No | No |  | HPS | [28 empty] | NULL |  |  | mhurlow1 | 2018-05-21 15:25 | Dsnyder5 | 2018-07-24 16:18 | [20 empty] | No Photo Available | No Photo Available | http://data.mapchannels.com/dualmaps6/map.htm?lat=39.225045&lng=-84.549021
08 | HAMILTON | HAM | RA | 31454 |  | 0.226 |  | SHAMRA31454**C | HAM-31454-0.226 | 39.2248 | -84.5447 | 2025-12-31 | Active |  |  |  | State | HL0017332 | 2020-04-28 13:55 |  | State | HA-1-Z | Conventional | No |  | AT | A |  |  |  | 1 |  |  |  |  | No | No | No | No | No |  | LED | 1 |  | 70 | [24 empty] | 2025-05-13 13:03 | NULL |  | 2025-05-13 13:03 | mhurlow1 | 2018-05-21 15:27 | jritchie2 | 2026-07-16 13:43 | No | No | No | No | No | Standing | None | None | None | No | No | No |  | No | 2025-05-13 13:03 | 2025-05-13 13:03 | ascott3 | 2025-05-13 13:03 | ascott3 | 2025-05-13 13:03 | No Photo Available | https://collectorweb.dot.state.oh.us/arcgis/rest/services/HIGHWAY_LIGHTING/HighwayLighting_Reference/FeatureServer/7/550383/attachments/ | http://data.mapchannels.com/dualmaps6/map.htm?lat=39.224784&lng=-84.544652
08 | HAMILTON | HAM | RA | 31455 |  | 0.284 |  | SHAMRA31455**C | HAM-31455-0.284 | 39.2264 | -84.554 | 2025-12-31 | Active |  |  |  | State | HL0017606 | 2020-04-27 17:36 |  | State | HA-1-1-1B | Conventional | [7 empty] | 1 | [6 empty] | No | No | No |  | HPS | 1 | 200 | [25 empty] | 2025-05-13 12:42 | NULL | 0 | 2025-05-13 12:42 | mhurlow1 | 2018-05-21 15:20 | dturner | 2020-04-27 17:36 | No | No | No | No | No | Standing | None | None | None | No | No | No |  | No | 2025-05-13 12:42 | 2025-05-13 12:42 | ascott3 | 2025-05-13 12:42 | ascott3 | 2025-05-13 12:42 | No Photo Available | https://collectorweb.dot.state.oh.us/arcgis/rest/services/HIGHWAY_LIGHTING/HighwayLighting_Reference/FeatureServer/7/545597/attachments/ | http://data.mapchannels.com/dualmaps6/map.htm?lat=39.226434&lng=-84.553999
08 | HAMILTON | HAM | RA | 31455 |  | 0.36 |  | SHAMRA31455**C | HAM-31455-0.360 | 39.2264 | -84.5554 | 2025-12-31 | Active |  |  |  | State | HL0003514 |  |  | State | HA-1-1-2B | Conventional | [7 empty] | 1 | [6 empty] | No | No | No |  | HPS | 1 | 250 | [25 empty] | 2025-05-13 12:43 | NULL |  | 2025-05-13 12:42 | mhurlow1 | 2018-05-21 15:20 | dturner | 2020-04-27 17:45 | No | No | No | No | No | Standing | None | None | None | No | No | No |  | No | 2025-05-13 12:43 | 2025-05-13 12:42 | ascott3 | 2025-05-13 12:44 | ascott3 | 2025-05-13 12:44 | No Photo Available | https://collectorweb.dot.state.oh.us/arcgis/rest/services/HIGHWAY_LIGHTING/HighwayLighting_Reference/FeatureServer/7/541277/attachments/ | http://data.mapchannels.com/dualmaps6/map.htm?lat=39.226415&lng=-84.555446
08 | HAMILTON | HAM | RA | 31456 |  | 0.13 |  | SHAMRA31456**C | HAM-31456-0.130 | 39.2254 | -84.5451 | 2025-12-31 | Active |  |  |  | State | HL0017405 | 2020-04-27 17:05 |  | State | HA-2-1-5D | Conventional | [7 empty] | 1 | [6 empty] | No | No | No |  | HPS | 1 | 250 | [25 empty] | 2025-05-13 12:38 | NULL | 0 | 2025-05-13 12:38 | mhurlow1 | 2018-05-21 15:29 | dturner | 2020-04-27 17:07 | No | No | No | No | No | Standing | None | None | None | No | No | No | need bucket cleaned | No | 2025-05-13 12:38 | 2025-05-13 12:38 | ascott3 | 2025-05-13 12:38 | ascott3 | 2025-05-13 12:38 | No Photo Available | https://collectorweb.dot.state.oh.us/arcgis/rest/services/HIGHWAY_LIGHTING/HighwayLighting_Reference/FeatureServer/7/550380/attachments/ | http://data.mapchannels.com/dualmaps6/map.htm?lat=39.225374&lng=-84.545134
08 | HAMILTON | HAM | RA | 31456 |  | 0.158 |  | SHAMRA31456**C | HAM-31456-0.158 | 39.2254 | -84.5457 | 2025-12-31 | Active |  |  |  | State | HL0001281 | 2020-04-27 17:07 |  | State | HA-2-1-3D | Conventional | [7 empty] | 1 | [6 empty] | No | No | No |  | HPS | 1 | 200 | [25 empty] | 2025-05-13 12:39 | NULL | 0 | 2025-05-13 12:39 | mhurlow1 | 2018-05-21 15:30 | dturner | 2020-04-27 17:09 | No | No | No | No | No | Standing | None | None | None | No | No | No |  | No | 2025-05-13 12:39 | 2025-05-13 12:39 | ascott3 | 2025-05-13 12:39 | ascott3 | 2025-05-13 12:39 | No Photo Available | https://collectorweb.dot.state.oh.us/arcgis/rest/services/HIGHWAY_LIGHTING/HighwayLighting_Reference/FeatureServer/7/549196/attachments/ | http://data.mapchannels.com/dualmaps6/map.htm?lat=39.225384&lng=-84.545681
08 | HAMILTON | HAM | RA | 31456 |  | 0.169 |  | SHAMRA31456**C | HAM-31456-0.169 | 39.2256 | -84.5458 | 2025-12-31 | Active |  |  |  | State | HL0009914 | 2020-04-27 17:22 |  | State | HA-2-1-4D | Conventional | [7 empty] | 1 | [6 empty] | No | No | No |  | HPS | 1 | 200 | [25 empty] | 2025-05-13 12:39 | NULL | 0 | 2025-05-13 12:39 | mhurlow1 | 2018-05-21 15:30 | dturner | 2020-04-27 17:23 | No | No | No | No | No | Standing | None | None | None | No | No | No |  | No | 2025-05-13 12:39 | 2025-05-13 12:39 | ascott3 | 2025-05-13 12:39 | ascott3 | 2025-05-13 12:39 | No Photo Available | https://collectorweb.dot.state.oh.us/arcgis/rest/services/HIGHWAY_LIGHTING/HighwayLighting_Reference/FeatureServer/7/547601/attachments/ | http://data.mapchannels.com/dualmaps6/map.htm?lat=39.225575&lng=-84.545800
08 | HAMILTON | HAM | RA | 31463 |  | 0.095 |  | SHAMRA31463**C | HAM-31463-0.095 | 39.0986 | -84.5072 | 2025-12-31 | Active |  |  |  | State | HL0007363 |  |  | State |  | Conventional | [14 empty] | No | No | No |  | HPS | [28 empty] | NULL |  |  | mhurlow1 | 2018-05-10 12:34 | Dsnyder5 | 2018-07-27 14:07 | [20 empty] | No Photo Available | No Photo Available | http://data.mapchannels.com/dualmaps6/map.htm?lat=39.098600&lng=-84.507217
08 | HAMILTON | HAM | RA | 31463 |  | 0.126 |  | SHAMRA31463**C | HAM-31463-0.126 | 39.0986 | -84.5066 | 2025-12-31 | Active |  |  |  | State | HL0011921 |  |  | State |  | Conventional | [14 empty] | No | No | No |  | HPS | [28 empty] | NULL |  |  | mhurlow1 | 2018-05-10 12:34 | Dsnyder5 | 2018-07-27 14:07 | [20 empty] | No Photo Available | No Photo Available | http://data.mapchannels.com/dualmaps6/map.htm?lat=39.098619&lng=-84.506643
08 | HAMILTON | HAM | RA | 31463 |  | 0.189 |  | SHAMRA31463**C | HAM-31463-0.189 | 39.0987 | -84.5055 | 2025-12-31 | Active |  |  |  | State | HL0000630 |  |  | State |  | Conventional | [14 empty] | No | No | No |  | HPS | [28 empty] | NULL |  |  | mhurlow1 | 2018-05-10 12:34 | Dsnyder5 | 2018-07-27 14:07 | [20 empty] | No Photo Available | No Photo Available | http://data.mapchannels.com/dualmaps6/map.htm?lat=39.098664&lng=-84.505487
08 | HAMILTON | HAM | RA | 31463 |  | 0.219 |  | SHAMRA31463**C | HAM-31463-0.219 | 39.0988 | -84.5049 | 2025-12-31 | Active |  |  |  | State | HL0019506 |  |  | State |  | Conventional | [14 empty] | No | No | No |  | HPS | [28 empty] | NULL |  |  | mhurlow1 | 2018-05-10 12:34 | Dsnyder5 | 2018-07-27 14:07 | [20 empty] | No Photo Available | No Photo Available | http://data.mapchannels.com/dualmaps6/map.htm?lat=39.098764&lng=-84.504902
08 | HAMILTON | HAM | RA | 31463 |  | 0.251 |  | SHAMRA31463**C | HAM-31463-0.251 | 39.099 | -84.5044 | 2025-12-31 | Active |  |  |  | State | HL0018737 |  |  | State |  | Conventional | [14 empty] | No | No | No |  | HPS | [28 empty] | NULL |  |  | mhurlow1 | 2018-05-10 12:35 | Dsnyder5 | 2018-07-27 14:07 | [20 empty] | No Photo Available | No Photo Available | http://data.mapchannels.com/dualmaps6/map.htm?lat=39.098958&lng=-84.504366
08 | HAMILTON | HAM | RA | 31464 |  | 0.05 |  | SHAMRA31464**C | HAM-31464-0.050 | 39.0987 | -84.5081 | 2025-12-31 | Active |  |  |  | State | HL0013764 |  |  | State |  | Conventional | [14 empty] | No | No | No |  | HPS | [28 empty] | NULL |  |  | mhurlow1 | 2018-05-10 12:33 | Dsnyder5 | 2018-07-27 14:07 | [20 empty] | No Photo Available | No Photo Available | http://data.mapchannels.com/dualmaps6/map.htm?lat=39.098660&lng=-84.508062
08 | HAMILTON | HAM | RA | 31464 |  | 0.081 |  | SHAMRA31464**C | HAM-31464-0.081 | 39.0988 | -84.5075 | 2025-12-31 | Active |  |  |  | State | HL0020569 |  |  | State |  | Conventional | [14 empty] | No | No | No |  | HPS | [28 empty] | NULL |  |  | mhurlow1 | 2018-05-10 12:33 | Dsnyder5 | 2018-07-27 14:07 | [20 empty] | No Photo Available | No Photo Available | http://data.mapchannels.com/dualmaps6/map.htm?lat=39.098752&lng=-84.507483
08 | HAMILTON | HAM | RA | 31464 |  | 0.111 |  | SHAMRA31464**C | HAM-31464-0.111 | 39.0988 | -84.5069 | 2025-12-31 | Active |  |  |  | State | HL0016962 |  |  | State |  | Conventional | [14 empty] | No | No | No |  | HPS | [28 empty] | NULL |  |  | mhurlow1 | 2018-05-10 12:25 | Dsnyder5 | 2018-07-27 14:07 | [20 empty] | No Photo Available | No Photo Available | http://data.mapchannels.com/dualmaps6/map.htm?lat=39.098811&lng=-84.506919
08 | HAMILTON | HAM | RA | 31464 |  | 0.144 |  | SHAMRA31464**C | HAM-31464-0.144 | 39.0987 | -84.5063 | 2025-12-31 | Active |  |  |  | State | HL0023907 |  |  | State | T1 | Conventional | [14 empty] | No | No | No |  | HPS | 1 | [26 empty] | 2025-07-01 03:08 | NULL |  |  | mhurlow1 | 2018-05-10 12:34 | mneeley | 2025-07-01 03:10 | No | No | No | No | No | Standing | None | None | None | No | No | No |  | No | 2025-07-01 03:08 |  | mneeley | 2025-07-01 03:08 | mneeley | 2025-07-01 03:08 | No Photo Available | https://collectorweb.dot.state.oh.us/arcgis/rest/services/HIGHWAY_LIGHTING/HighwayLighting_Reference/FeatureServer/7/549266/attachments/ | http://data.mapchannels.com/dualmaps6/map.htm?lat=39.098731&lng=-84.506327
08 | HAMILTON | HAM | RA | 31464 |  | 0.175 |  | SHAMRA31464**C | HAM-31464-0.175 | 39.0988 | -84.5058 | 2025-12-31 | Active |  |  |  | State | HL0005311 |  |  | State | T2 | Conventional | [14 empty] | No | No | No |  | HPS | 1 | [26 empty] | 2025-07-01 03:09 | NULL |  |  | mhurlow1 | 2018-05-10 12:34 | mneeley | 2025-07-01 03:09 | No | No | No | No | No | Standing | None | None | None | No | No | No |  | No | 2025-07-01 03:09 |  | mneeley | 2025-07-01 03:09 | mneeley | 2025-07-01 03:09 | No Photo Available | https://collectorweb.dot.state.oh.us/arcgis/rest/services/HIGHWAY_LIGHTING/HighwayLighting_Reference/FeatureServer/7/548463/attachments/ | http://data.mapchannels.com/dualmaps6/map.htm?lat=39.098752&lng=-84.505753
08 | HAMILTON | HAM | RA | 31464 |  | 0.206 |  | SHAMRA31464**C | HAM-31464-0.206 | 39.0988 | -84.5052 | 2025-12-31 | Active |  |  |  | State | HL0008589 |  |  | State | T3 | Conventional | [14 empty] | No | No | No |  | HPS | 1 | [26 empty] | 2025-07-01 03:12 | NULL |  |  | mhurlow1 | 2018-05-10 12:34 | mneeley | 2025-07-01 03:11 | No | No | No | No | No | Standing | None | None | None | No | No | No | Bad fixture | Yes | 2025-07-01 03:12 |  | mneeley | 2025-07-01 03:12 | mneeley | 2025-07-01 03:12 | No Photo Available | https://collectorweb.dot.state.oh.us/arcgis/rest/services/HIGHWAY_LIGHTING/HighwayLighting_Reference/FeatureServer/7/545653/attachments/ | http://data.mapchannels.com/dualmaps6/map.htm?lat=39.098827&lng=-84.505154
08 | HAMILTON | HAM | RA | 31464 |  | 0.239 |  | SHAMRA31464**C | HAM-31464-0.239 | 39.099 | -84.5046 | 2025-12-31 | Active |  |  |  | State | HL0012239 |  |  | State | T4 | Conventional | [14 empty] | No | No | No |  | HPS | 1 | [26 empty] | 2025-07-01 03:13 | NULL |  |  | mhurlow1 | 2018-05-10 12:35 | mneeley | 2025-07-01 03:12 | No | No | No | No | No | Standing | None | None | None | No | No | No |  | No | 2025-07-01 03:13 |  | mneeley | 2025-07-01 03:13 | mneeley | 2025-07-01 03:13 | No Photo Available | https://collectorweb.dot.state.oh.us/arcgis/rest/services/HIGHWAY_LIGHTING/HighwayLighting_Reference/FeatureServer/7/541299/attachments/ | http://data.mapchannels.com/dualmaps6/map.htm?lat=39.099037&lng=-84.504613
08 | HAMILTON | HAM | RA | 31464 |  | 0.271 |  | SHAMRA31464**C | HAM-31464-0.271 | 39.0994 | -84.5042 | 2025-12-31 | Active |  |  |  | State | HL0004816 |  |  | State | T5 | Conventional | [14 empty] | No | No | No |  | HPS | 1 | [26 empty] | 2025-07-01 03:15 | NULL |  | 2025-07-01 03:14 | mhurlow1 | 2018-05-10 12:35 | mneeley | 2025-07-01 03:13 | No | No | No | No | No | Standing | None | None | None | No | No | No |  | No | 2025-07-01 03:15 | 2025-07-01 03:14 | mneeley | 2025-07-01 03:15 | mneeley | 2025-07-01 03:15 | No Photo Available | https://collectorweb.dot.state.oh.us/arcgis/rest/services/HIGHWAY_LIGHTING/HighwayLighting_Reference/FeatureServer/7/548464/attachments/ | http://data.mapchannels.com/dualmaps6/map.htm?lat=39.099355&lng=-84.504170
08 | HAMILTON | HAM | RA | 31464 |  | 0.276 |  | SHAMRA31464**C | HAM-31464-0.276 | 39.0994 | -84.5041 | 2025-12-31 | Active |  |  |  | State | HL0010079 |  |  | State | R7 | Conventional | [14 empty] | No | No | No |  | HPS | 1 | [26 empty] | 2025-11-20 08:43 | NULL |  |  | mhurlow1 | 2018-05-29 11:43 | mneeley | 2025-11-20 08:30 | No | No | No | No | No | Standing | None | None | None | No | No | No |  | No | 2025-11-20 08:43 |  | mneeley | 2025-11-20 08:44 | mneeley | 2025-11-20 08:44 | No Photo Available | No Photo Available | http://data.mapchannels.com/dualmaps6/map.htm?lat=39.099434&lng=-84.504134
08 | HAMILTON | HAM | RA | 31466 |  | 0.035 |  | SHAMRA31466**C | HAM-31466-0.035 | 39.1056 | -84.5044 | 2025-12-31 | Active |  |  |  | State | HL0020544 |  |  | State | L2A6 | Conventional | [14 empty] | No | No | No |  | HPS | [27 empty] | 2025-11-12 01:52 | NULL |  |  | mhurlow1 | 2018-05-10 12:53 | mneeley | 2024-08-01 05:30 | No | No | No | No | No | Standing | None | None | None | No | No | No |  | No | 2025-11-12 01:52 |  | mneeley | 2025-11-12 01:52 | mneeley | 2025-11-12 01:52 | No Photo Available | No Photo Available | http://data.mapchannels.com/dualmaps6/map.htm?lat=39.105557&lng=-84.504382
08 | HAMILTON | HAM | RA | 31466 |  | 0.078 |  | SHAMRA31466**C | HAM-31466-0.078 | 39.105 | -84.5045 | 2025-12-31 | Active |  |  |  | State | HL0024166 |  |  | State | L2A5 | Conventional | [14 empty] | No | No | No |  | HPS | [27 empty] | 2025-11-12 01:52 | NULL |  |  | mhurlow1 | 2018-05-10 12:54 | mneeley | 2024-08-01 05:31 | No | No | No | No | No | Standing | None | None | None | No | No | No |  | No | 2025-11-12 01:52 |  | mneeley | 2025-11-12 01:52 | mneeley | 2025-11-12 01:52 | No Photo Available | No Photo Available | http://data.mapchannels.com/dualmaps6/map.htm?lat=39.104953&lng=-84.504504
08 | HAMILTON | HAM | RA | 31466 |  | 0.123 |  | SHAMRA31466**C | HAM-31466-0.123 | 39.1043 | -84.5045 | 2025-12-31 | Active |  |  |  | State | HL0011790 |  |  | State | L2A4 | Conventional | [14 empty] | No | No | No |  | HPS | [27 empty] | 2025-11-12 01:51 | NULL |  |  | mhurlow1 | 2018-05-10 12:59 | mneeley | 2024-08-01 05:32 | No | No | No | No | No | Standing | None | None | None | No | No | No |  | No | 2025-11-12 01:51 |  | mneeley | 2025-11-12 01:51 | mneeley | 2025-11-12 01:51 | No Photo Available | No Photo Available | http://data.mapchannels.com/dualmaps6/map.htm?lat=39.104315&lng=-84.504491
08 | HAMILTON | HAM | RA | 31466 |  | 0.147 |  | SHAMRA31466**C | HAM-31466-0.147 | 39.104 | -84.5044 | 2025-12-31 | Active |  |  |  | State | HL0001104 |  |  | State |  | Conventional | [14 empty] | No | No | No |  | HPS | [27 empty] | 2025-07-01 03:25 | NULL |  |  | mhurlow1 | 2018-05-10 13:00 | Dsnyder5 | 2018-07-27 14:08 | No | No | No | No | No | Standing | None | None | None | No | No | No |  | No | 2025-07-01 03:25 |  | mneeley | 2025-07-01 03:25 | mneeley | 2025-07-01 03:25 | No Photo Available | No Photo Available | http://data.mapchannels.com/dualmaps6/map.htm?lat=39.103968&lng=-84.504437
08 | HAMILTON | HAM | RA | 31466 |  | 0.161 |  | SHAMRA31466**C | HAM-31466-0.161 | 39.1038 | -84.5044 | 2025-12-31 | Active |  |  |  | State | HL0026392 |  |  | State | L2A3 | Conventional | [14 empty] | No | No | No |  | HPS | [27 empty] | 2025-11-12 01:51 | NULL |  |  | mhurlow1 | 2018-05-10 12:59 | mneeley | 2024-08-01 05:34 | No | No | No | No | No | Standing | None | None | None | No | No | No |  | No | 2025-11-12 01:51 |  | mneeley | 2025-11-12 01:51 | mneeley | 2025-11-12 01:51 | No Photo Available | No Photo Available | http://data.mapchannels.com/dualmaps6/map.htm?lat=39.103762&lng=-84.504381
08 | HAMILTON | HAM | RA | 31466 |  | 0.192 |  | SHAMRA31466**C | HAM-31466-0.192 | 39.1033 | -84.5043 | 2025-12-31 | Active |  |  |  | State | HL0001871 |  |  | State | L2A2 | Conventional | [14 empty] | No | No | No |  | HPS | [27 empty] | 2025-11-12 01:51 | NULL |  |  | mhurlow1 | 2018-05-10 13:00 | mneeley | 2024-08-01 05:36 | No | No | No | No | No | Standing | None | None | None | No | No | No |  | No | 2025-11-12 01:51 |  | mneeley | 2025-11-12 01:51 | mneeley | 2025-11-12 01:51 | No Photo Available | No Photo Available | http://data.mapchannels.com/dualmaps6/map.htm?lat=39.103323&lng=-84.504267
08 | HAMILTON | HAM | RA | 31466 |  | 0.223 |  | SHAMRA31466**C | HAM-31466-0.223 | 39.1029 | -84.5041 | 2025-12-31 | Active |  |  |  | State | HL0021108 |  |  | State | L2A1 | Conventional | [14 empty] | No | No | No |  | HPS | [27 empty] | 2025-11-12 01:51 | NULL |  |  | mhurlow1 | 2018-05-10 12:51 | mneeley | 2024-08-01 05:37 | No | No | No | No | No | Standing | None | None | None | No | No | No |  | No | 2025-11-12 01:51 |  | mneeley | 2025-11-12 01:51 | mneeley | 2025-11-12 01:51 | No Photo Available | No Photo Available | http://data.mapchannels.com/dualmaps6/map.htm?lat=39.102891&lng=-84.504138
08 | HAMILTON | HAM | RA | 31466 |  | 0.502 |  | SHAMRA31466**C | HAM-31466-0.502 | 39.0997 | -84.5054 | 2025-12-31 | Active |  |  |  | State | HL0022781 |  |  | State | D-3 | Conventional | [14 empty] | No | No | No |  | HPS | 1 | [26 empty] | 2025-11-14 01:32 | NULL |  |  | mhurlow1 | 2018-05-10 12:46 | ascott3 | 2025-05-06 03:25 | No | No | No | No | No | Standing | None | None | None | No | No | No |  | No | 2025-11-14 01:32 |  | mneeley | 2025-11-14 01:32 | mneeley | 2025-11-14 01:32 | No Photo Available | No Photo Available | http://data.mapchannels.com/dualmaps6/map.htm?lat=39.099660&lng=-84.505413
08 | HAMILTON | HAM | RA | 31467 |  | 0.099 |  | SHAMRA31467**C | HAM-31467-0.099 | 39.1036 | -84.527 | 2025-12-31 | Active |  |  |  | State | HL0031902 |  |  | State | M2-2 | Tower |  | 6 | [12 empty] | No | No | No | 7th Street (no lock wshrs) | HPS | [27 empty] | 2022-10-28 16:38 | 4 - Needs Inspected in 4 CY |  |  | darshan.singh | 2014-12-29 10:16 | csonner1 | 2022-10-28 13:55 | No | No | No | No | No | Standing | None | None | None | No | No | No |  |  | 2022-10-28 16:38 |  | csonner1 | 2022-10-28 16:38 | csonner1 | 2022-10-28 16:38 | No Photo Available | No Photo Available | http://data.mapchannels.com/dualmaps6/map.htm?lat=39.103551&lng=-84.526992
08 | HAMILTON | HAM | RA | 31469 |  | 0.103 |  | SHAMRA31469**C | HAM-31469-0.103 | 39.1028 | -84.5253 | 2025-12-31 | Active |  |  |  | State | HL0031903 |  |  | State | M2-3 | Tower |  | 6 | [12 empty] | No | No | No | 7th/8th Street (no lock wshrs) | HPS | [27 empty] | 2022-10-28 16:38 | 4 - Needs Inspected in 4 CY |  |  | darshan.singh | 2014-12-29 10:20 | csonner1 | 2022-10-28 13:57 | No | No | No | No | No | Standing | None | None | None | No | No | No |  |  | 2022-10-28 16:38 |  | csonner1 | 2022-10-28 16:38 | csonner1 | 2022-10-28 16:38 | No Photo Available | No Photo Available | http://data.mapchannels.com/dualmaps6/map.htm?lat=39.102761&lng=-84.525336
08 | HAMILTON | HAM | RA | 31469 |  | 0.189 |  | SHAMRA31469**C | HAM-31469-0.189 | 39.102 | -84.5241 | 2025-12-31 | Active |  |  |  | State | HL0031904 |  |  | State | C 1 1 | Tower |  | 6 | [12 empty] | No | No | No | 8th/9th Street (no lock wshrs) | HPS | [27 empty] | 2022-10-26 15:02 | 4 - Needs Inspected in 4 CY |  |  | darshan.singh | 2014-12-29 10:27 | darshan.singh | 2014-12-29 10:28 | No | No | No | No | Yes | Standing | None | None | None | No | No | No |  |  | 2022-10-26 15:02 |  | csonner1 | 2022-10-26 15:02 | csonner1 | 2022-10-26 15:02 | No Photo Available | No Photo Available | http://data.mapchannels.com/dualmaps6/map.htm?lat=39.101994&lng=-84.524105
08 | HAMILTON | HAM | RA | 31470 |  | 0.311 |  | SHAMRA31470**C | HAM-31470-0.311 | 39.099 | -84.5216 | 2025-12-31 | Active |  |  |  | State | HL0023137 |  |  | State |  | Conventional | [14 empty] | No | No | No |  | HPS | [28 empty] | NULL |  |  | Dsnyder5 | 2018-06-07 15:22 | mhurlow1 | 2018-07-19 11:37 | [20 empty] | No Photo Available | No Photo Available | http://data.mapchannels.com/dualmaps6/map.htm?lat=39.099048&lng=-84.521590
08 | HAMILTON | HAM | RA | 31471 |  | 0.192 |  | SHAMRA31471**C | HAM-31471-0.192 | 39.1019 | -84.5227 | 2025-12-31 | Active |  |  |  | State | HL0031908 |  |  | State | C 2 2 | Tower |  | 6 | [12 empty] | No | No | No | 5th street (no lock wshrs) | HPS | [27 empty] | 2026-05-01 16:11 | 8 - Needs Inspected in 8 CY |  | 2026-05-01 16:11 | darshan.singh | 2014-12-29 10:40 | darshan.singh | 2014-12-29 10:40 | No | No | No | No | No | Standing | None | None | None | No | No | No | 1 lamp | No | 2026-05-01 16:11 | 2026-05-01 16:11 | csonner1 | 2026-05-01 16:35 | csonner1 | 2026-05-01 16:35 | No Photo Available | https://collectorweb.dot.state.oh.us/arcgis/rest/services/HIGHWAY_LIGHTING/HighwayLighting_Reference/FeatureServer/7/579398/attachments/ | http://data.mapchannels.com/dualmaps6/map.htm?lat=39.101894&lng=-84.522732
08 | HAMILTON | HAM | RA | 31471 |  | 0.287 |  | SHAMRA31471**C | HAM-31471-0.287 | 39.1007 | -84.5218 | 2025-12-31 | Active |  |  |  | State | HL0031910 |  |  | State | C2 3 | Tower |  | 6 | [12 empty] | No | No | No | 5th street (no lock wshrs) | HPS | [27 empty] | 2022-10-27 12:42 | 4 - Needs Inspected in 4 CY |  |  | eric.young | 2014-12-29 10:43 | eric.young | 2014-12-29 10:55 | No | No | No | No | No | Standing | None | None | None | No | No | No |  |  | 2022-10-27 12:42 |  | csonner1 | 2022-10-27 12:41 | csonner1 | 2022-10-27 12:41 | No Photo Available | No Photo Available | http://data.mapchannels.com/dualmaps6/map.htm?lat=39.100716&lng=-84.521788
08 | HAMILTON | HAM | RA | 31472 |  | 0.114 |  | SHAMRA31472**C | HAM-31472-0.114 | 39.1008 | -84.5227 | 2025-12-31 | Active |  |  |  | State | HL0031951 |  |  | State | C 1 2 | Tower |  | 6 | [12 empty] | No | No | No | 2nd street (no lock wshrs) | HPS | [27 empty] | 2022-10-26 15:01 | 4 - Needs Inspected in 4 CY |  |  | eric.young | 2014-12-29 12:26 | eric.young | 2014-12-29 12:26 | No | No | No | No | Yes | Standing | None | None | None | No | No | No |  |  | 2022-10-26 15:01 |  | csonner1 | 2022-10-26 15:01 | csonner1 | 2022-10-26 15:01 | No Photo Available | No Photo Available | http://data.mapchannels.com/dualmaps6/map.htm?lat=39.100752&lng=-84.522744
08 | HAMILTON | HAM | RA | 31472 |  | 0.238 |  | SHAMRA31472**C | HAM-31472-0.238 | 39.0991 | -84.5219 | 2025-12-31 | Active |  |  |  | State | HL0006828 |  |  | State | A1 | Conventional | [14 empty] | No | No | No |  | HPS | 1 | [27 empty] | NULL |  |  | Dsnyder5 | 2018-06-07 15:22 | mneeley | 2025-11-20 08:00 | [20 empty] | No Photo Available | No Photo Available | http://data.mapchannels.com/dualmaps6/map.htm?lat=39.099123&lng=-84.521861
08 | HAMILTON | HAM | RA | 31472 |  | 0.28 |  | SHAMRA31472**C | HAM-31472-0.280 | 39.0986 | -84.5214 | 2025-12-31 | Active |  |  |  | State | HL0015575 |  |  | State | A2 | Conventional | [14 empty] | No | No | No |  | HPS | 1 | [26 empty] | 2025-11-20 08:47 | NULL |  |  | Dsnyder5 | 2018-06-07 15:23 | mneeley | 2025-11-20 08:01 | No | No | No | No | No | Standing | None | None | None | No | No | No |  | No | 2025-11-20 08:47 |  | mneeley | 2025-11-20 08:47 | mneeley | 2025-11-20 08:47 | No Photo Available | No Photo Available | http://data.mapchannels.com/dualmaps6/map.htm?lat=39.098588&lng=-84.521440
08 | HAMILTON | HAM | RA | 31472 |  | 0.299 |  | SHAMRA31472**C | HAM-31472-0.299 | 39.0983 | -84.5215 | 2025-12-31 | Active |  |  |  | State | HL0016992 |  |  | State | A3 | Conventional | [14 empty] | No | No | No |  | HPS | 1 | [26 empty] | 2025-11-20 08:47 | NULL |  |  | Dsnyder5 | 2018-06-07 15:24 | mneeley | 2025-11-20 08:01 | No | No | No | No | No | Standing | None | None | None | No | No | No |  | No | 2025-11-20 08:47 |  | mneeley | 2025-11-20 08:47 | mneeley | 2025-11-20 08:47 | No Photo Available | No Photo Available | http://data.mapchannels.com/dualmaps6/map.htm?lat=39.098267&lng=-84.521507
08 | HAMILTON | HAM | RA | 31472 |  | 0.34 |  | SHAMRA31472**C | HAM-31472-0.340 | 39.0977 | -84.5212 | 2025-12-31 | Active |  |  |  | State | HL0041384 |  |  | State | A4 | Conventional | [14 empty] | No | No | No |  | HPS | 1 | [26 empty] | 2025-11-20 08:47 | NULL |  |  | mneeley | 2025-11-20 08:02 | mneeley | 2025-11-20 08:02 | No | No | No | No | No | Standing | None | None | None | No | No | No |  | No | 2025-11-20 08:47 |  | mneeley | 2025-11-20 08:48 | mneeley | 2025-11-20 08:48 | No Photo Available | No Photo Available | http://data.mapchannels.com/dualmaps6/map.htm?lat=39.097724&lng=-84.521195
08 | HAMILTON | HAM | RA | 31472 |  | 0.381 |  | SHAMRA31472**C | HAM-31472-0.381 | 39.0972 | -84.5209 | 2025-12-31 | Active |  |  |  | State | HL0041393 |  |  | State | A5 | Conventional | [14 empty] | No | No | No |  | HPS | 1 | [26 empty] | 2025-11-20 08:48 | NULL |  |  | mneeley | 2025-11-20 08:03 | mneeley | 2025-11-20 08:03 | No | No | No | No | No | Standing | None | None | None | No | No | No |  | No | 2025-11-20 08:48 |  | mneeley | 2025-11-20 08:48 | mneeley | 2025-11-20 08:48 | No Photo Available | No Photo Available | http://data.mapchannels.com/dualmaps6/map.htm?lat=39.097187&lng=-84.520869
08 | HAMILTON | HAM | RA | 31472 |  | 0.424 |  | SHAMRA31472**C | HAM-31472-0.424 | 39.0968 | -84.5203 | 2025-12-31 | Active |  |  |  | State | HL0006565 |  |  | State | A6 | Conventional | [14 empty] | No | No | No |  | HPS | 1 | [26 empty] | 2025-11-20 08:48 | NULL |  |  | mhurlow1 | 2018-05-08 16:51 | mneeley | 2025-11-20 08:03 | No | No | No | No | No | Standing | None | None | None | No | No | No |  | No | 2025-11-20 08:48 |  | mneeley | 2025-11-20 08:48 | mneeley | 2025-11-20 08:48 | No Photo Available | No Photo Available | http://data.mapchannels.com/dualmaps6/map.htm?lat=39.096757&lng=-84.520261
08 | HAMILTON | HAM | RA | 31472 |  | 0.452 |  | SHAMRA31472**C | HAM-31472-0.452 | 39.0966 | -84.5197 | 2025-12-31 | Active |  |  |  | State | HL0023837 |  |  | State | A7 | Conventional | [14 empty] | No | No | No |  | HPS | 1 | [26 empty] | 2025-11-20 08:48 | NULL |  |  | mhurlow1 | 2018-05-08 16:51 | mneeley | 2025-11-20 08:04 | No | No | No | No | No | Standing | None | None | None | No | No | No |  | No | 2025-11-20 08:48 |  | mneeley | 2025-11-20 08:48 | mneeley | 2025-11-20 08:48 | No Photo Available | No Photo Available | http://data.mapchannels.com/dualmaps6/map.htm?lat=39.096645&lng=-84.519725
08 | HAMILTON | HAM | RA | 31472 |  | 0.468 |  | SHAMRA31472**C | HAM-31472-0.468 | 39.0966 | -84.5194 | 2025-12-31 | Active |  |  |  | State | HL0008906 |  |  | State |  | Conventional | [14 empty] | No | No | No |  | HPS | [28 empty] | NULL |  |  | Dsnyder5 | 2018-06-07 15:25 | mhurlow1 | 2018-07-19 11:39 | [20 empty] | No Photo Available | No Photo Available | http://data.mapchannels.com/dualmaps6/map.htm?lat=39.096569&lng=-84.519407
08 | HAMILTON | HAM | RA | 31472 |  | 0.497 |  | SHAMRA31472**C | HAM-31472-0.497 | 39.0967 | -84.5189 | 2025-12-31 | Active |  |  |  | State | HL0024215 |  |  | State |  | Conventional | [14 empty] | No | No | No |  | HPS | [28 empty] | NULL |  |  | Dsnyder5 | 2018-06-07 15:25 | mhurlow1 | 2018-07-19 11:39 | [20 empty] | No Photo Available | No Photo Available | http://data.mapchannels.com/dualmaps6/map.htm?lat=39.096673&lng=-84.518865
08 | HAMILTON | HAM | RA | 31473 |  | 0.079 |  | SHAMRA31473**C | HAM-31473-0.079 | 39.0996 | -84.5223 | 2025-12-31 | Active |  |  |  | State | HL0031955 |  |  | State | C 1 3 | Tower |  | 6 | [12 empty] | No | No | No | 2nd street (no lock wshrs) | HPS | [27 empty] | 2022-10-26 15:57 | 4 - Needs Inspected in 4 CY |  |  | eric.young | 2014-12-29 12:31 | eric.young | 2014-12-29 12:32 | No | No | No | No | Yes | Standing | None | None | None | No | No | No |  |  | 2022-10-26 15:57 |  | csonner1 | 2022-10-26 15:57 | csonner1 | 2022-10-26 15:57 | No Photo Available | No Photo Available | http://data.mapchannels.com/dualmaps6/map.htm?lat=39.099617&lng=-84.522263
08 | HAMILTON | HAM | RA | 31475 |  | 0.063 |  | SHAMRA31475**C | HAM-31475-0.063 | 39.0978 | -84.5214 | 2025-12-31 | Active |  |  |  | State | HL0019367 |  |  | State | C5 | Conventional | [14 empty] | No | No | No |  | HPS | 1 | [26 empty] | 2025-11-13 09:34 | NULL |  |  | mhurlow1 | 2018-05-10 17:22 | mneeley | 2025-07-10 06:21 | No | No | No | No | No | Standing | None | None | None | No | No | No |  | No | 2025-11-13 09:34 |  | mneeley | 2025-11-13 09:34 | mneeley | 2025-11-13 09:34 | No Photo Available | No Photo Available | http://data.mapchannels.com/dualmaps6/map.htm?lat=39.097764&lng=-84.521379
08 | HAMILTON | HAM | RA | 31475 |  | 0.094 |  | SHAMRA31475**C | HAM-31475-0.094 | 39.0982 | -84.5212 | 2025-12-31 | Active |  |  |  | State | HL0026788 |  |  | State |  | Conventional | [14 empty] | No | No | No |  | HPS | [28 empty] | NULL |  |  | mhurlow1 | 2018-05-10 17:23 | mhurlow1 | 2018-07-19 11:35 | [20 empty] | No Photo Available | No Photo Available | http://data.mapchannels.com/dualmaps6/map.htm?lat=39.098181&lng=-84.521177
08 | HAMILTON | HAM | RA | 31475 |  | 0.122 |  | SHAMRA31475**C | HAM-31475-0.122 | 39.0986 | -84.521 | 2025-12-31 | Active |  |  |  | State | HL0024576 |  |  | State | C6 | Conventional | [14 empty] | No | No | No |  | HPS | 1 | [26 empty] | 2025-11-13 09:34 | NULL |  |  | mhurlow1 | 2018-05-10 17:24 | mneeley | 2025-07-10 06:23 | No | No | No | No | No | Standing | None | None | None | No | No | No |  | No | 2025-11-13 09:34 |  | mneeley | 2025-11-13 09:35 | mneeley | 2025-11-13 09:35 | No Photo Available | No Photo Available | http://data.mapchannels.com/dualmaps6/map.htm?lat=39.098574&lng=-84.521005
08 | HAMILTON | HAM | RA | 31475 |  | 0.153 |  | SHAMRA31475**C | HAM-31475-0.153 | 39.099 | -84.5208 | 2025-12-31 | Active |  |  |  | State | HL0018116 |  |  | State | C8 | Conventional | [14 empty] | No | No | No |  | HPS | 1 | [26 empty] | 2025-11-13 09:35 | NULL |  |  | mhurlow1 | 2018-05-10 17:25 | mneeley | 2025-07-10 06:24 | No | No | No | No | No | Standing | None | None | None | No | No | No |  | No | 2025-11-13 09:35 |  | mneeley | 2025-11-13 09:35 | mneeley | 2025-11-13 09:35 | No Photo Available | No Photo Available | http://data.mapchannels.com/dualmaps6/map.htm?lat=39.098994&lng=-84.520769
08 | HAMILTON | HAM | RA | 31475 |  | 0.183 |  | SHAMRA31475**C | HAM-31475-0.183 | 39.0994 | -84.5206 | 2025-12-31 | Active |  |  |  | State | HL0022587 |  |  | State | C9 | Conventional | [14 empty] | No | No | No |  | HPS | 1 | [26 empty] | 2025-11-13 09:35 | NULL |  |  | mhurlow1 | 2018-05-10 17:26 | mneeley | 2025-07-10 06:24 | No | No | No | No | No | Standing | None | None | None | No | No | No |  | No | 2025-11-13 09:35 |  | mneeley | 2025-11-13 09:35 | mneeley | 2025-11-13 09:35 | No Photo Available | No Photo Available | http://data.mapchannels.com/dualmaps6/map.htm?lat=39.099401&lng=-84.520588
08 | HAMILTON | HAM | RA | 31475 |  | 0.202 |  | SHAMRA31475**C | HAM-31475-0.202 | 39.0997 | -84.5206 | 2025-12-31 | Active |  |  |  | State | HL0023500 |  |  | State | C10 | Conventional | [14 empty] | No | No | No |  | HPS | 1 | [26 empty] | 2025-11-13 09:35 | NULL |  |  | mhurlow1 | 2018-05-10 17:27 | mneeley | 2025-07-10 06:24 | No | No | No | No | No | Standing | None | None | None | No | No | No |  | No | 2025-11-13 09:35 |  | mneeley | 2025-11-13 09:35 | mneeley | 2025-11-13 09:35 | No Photo Available | No Photo Available | http://data.mapchannels.com/dualmaps6/map.htm?lat=39.099728&lng=-84.520624
08 | HAMILTON | HAM | RA | 31476 |  | 0.018 |  | SHAMRA31476**C | HAM-31476-0.018 | 39.0984 | -84.5213 | 2025-12-31 | Active |  |  |  | State | HL0016531 |  |  | State |  | Conventional | [14 empty] | No | No | No |  | HPS | [28 empty] | NULL |  |  | mhurlow1 | 2018-05-10 17:51 | mhurlow1 | 2018-07-19 11:35 | [20 empty] | No Photo Available | No Photo Available | http://data.mapchannels.com/dualmaps6/map.htm?lat=39.098354&lng=-84.521281
08 | HAMILTON | HAM | RA | 31476 |  | 0.041 |  | SHAMRA31476**C | HAM-31476-0.041 | 39.0987 | -84.5211 | 2025-12-31 | Active |  |  |  | State | HL0013145 |  |  | State | B15 | Conventional | [14 empty] | No | No | No |  | HPS | [27 empty] | 2025-11-14 01:48 | NULL |  |  | mhurlow1 | 2018-05-10 11:41 | mneeley | 2024-08-22 02:49 | No | No | No | No | No | Standing | None | None | None | No | No | No |  | No | 2025-11-14 01:48 |  | mneeley | 2025-11-14 01:48 | mneeley | 2025-11-14 01:48 | No Photo Available | No Photo Available | http://data.mapchannels.com/dualmaps6/map.htm?lat=39.098676&lng=-84.521147
08 | HAMILTON | HAM | RA | 31476 |  | 0.049 |  | SHAMRA31476**C | HAM-31476-0.049 | 39.0988 | -84.5211 | 2025-12-31 | Active |  |  |  | State | HL0000839 |  |  | State |  | Conventional | [14 empty] | No | No | No |  | HPS | [28 empty] | NULL |  |  | mhurlow1 | 2018-05-10 17:51 | mhurlow1 | 2018-07-19 11:37 | [20 empty] | No Photo Available | No Photo Available | http://data.mapchannels.com/dualmaps6/map.htm?lat=39.098797&lng=-84.521125
08 | HAMILTON | HAM | RA | 31476 |  | 0.116 |  | SHAMRA31476**C | HAM-31476-0.116 | 39.0998 | -84.521 | 2025-12-31 | Active |  |  |  | State | HL0031958 |  |  | State | N 1 4 | Tower |  | 6 | [12 empty] | No | No | No | US-50 (no lock wshrs) | HPS | [27 empty] | 2022-01-07 04:42 | 4 - Needs Inspected in 4 CY |  |  | eric.young | 2014-12-29 12:41 | eric.young | 2014-12-29 12:41 | No | No | No | No | No | Standing | None | None | None | No | No | No |  |  | 2022-01-07 04:42 |  | rdixon5 | 2022-01-07 04:42 | rdixon5 | 2022-01-07 04:42 | No Photo Available | No Photo Available | http://data.mapchannels.com/dualmaps6/map.htm?lat=39.099770&lng=-84.520992
08 | HAMILTON | HAM | RA | 31477 |  | 0.018 |  | SHAMRA31477**C | HAM-31477-0.018 | 39.0971 | -84.5201 | 2025-12-31 | Active |  |  |  | State | HL0011829 |  |  | State | N6 | Conventional | [14 empty] | No | No | No |  | HPS | 1 | [26 empty] | 2025-11-14 01:11 | NULL |  |  | mhurlow1 | 2018-05-08 16:20 | mneeley | 2025-07-15 06:24 | No | No | No | No | No | Standing | None | None | None | No | No | No |  | No | 2025-11-14 01:11 |  | mneeley | 2025-11-14 01:11 | mneeley | 2025-11-14 01:11 | No Photo Available | No Photo Available | http://data.mapchannels.com/dualmaps6/map.htm?lat=39.097062&lng=-84.520079
08 | HAMILTON | HAM | RA | 31477 |  | 0.045 |  | SHAMRA31477**C | HAM-31477-0.045 | 39.0971 | -84.5196 | 2025-12-31 | Active |  |  |  | State | HL0016117 |  |  | State | N7 | Conventional | [14 empty] | No | No | No |  | HPS | 1 | [26 empty] | 2025-11-14 01:11 | NULL |  |  | mhurlow1 | 2018-05-08 16:19 | mneeley | 2025-07-15 06:24 | No | No | No | No | No | Standing | None | None | None | No | No | No |  | No | 2025-11-14 01:11 |  | mneeley | 2025-11-14 01:11 | mneeley | 2025-11-14 01:11 | No Photo Available | No Photo Available | http://data.mapchannels.com/dualmaps6/map.htm?lat=39.097116&lng=-84.519593
08 | HAMILTON | HAM | RA | 31477 |  | 0.079 |  | SHAMRA31477**C | HAM-31477-0.079 | 39.0971 | -84.519 | 2025-12-31 | Active |  |  |  | State | HL0011351 |  |  | State | N8 | Conventional | [14 empty] | No | No | No |  | HPS | 1 | [26 empty] | 2025-11-14 01:11 | NULL |  |  | mhurlow1 | 2018-05-08 16:33 | mneeley | 2025-07-15 06:24 | No | No | No | No | No | Standing | None | None | None | No | No | No |  | No | 2025-11-14 01:11 |  | mneeley | 2025-11-14 01:12 | mneeley | 2025-11-14 01:12 | No Photo Available | No Photo Available | http://data.mapchannels.com/dualmaps6/map.htm?lat=39.097079&lng=-84.518974
08 | HAMILTON | HAM | RA | 31477 |  | 0.111 |  | SHAMRA31477**C | HAM-31477-0.111 | 39.097 | -84.5184 | 2025-12-31 | Active |  |  |  | State | HL0016628 |  |  | State | N9 | Conventional | [14 empty] | No | No | No |  | HPS | 1 | [26 empty] | 2025-11-14 01:12 | NULL |  |  | mhurlow1 | 2018-05-08 16:33 | mneeley | 2025-07-15 06:23 | No | No | No | No | No | Standing | None | None | None | No | No | No |  | No | 2025-11-14 01:12 |  | mneeley | 2025-11-14 01:12 | mneeley | 2025-11-14 01:12 | No Photo Available | No Photo Available | http://data.mapchannels.com/dualmaps6/map.htm?lat=39.097024&lng=-84.518369
08 | HAMILTON | HAM | RA | 31477 |  | 0.142 |  | SHAMRA31477**C | HAM-31477-0.142 | 39.0969 | -84.5177 | 2025-12-31 | Active |  |  |  | State | HL0000237 |  |  | State |  | Conventional | [14 empty] | No | No | No |  | HPS | [28 empty] | NULL |  |  | Dsnyder5 | 2018-06-07 15:25 | mhurlow1 | 2018-07-19 11:39 | [20 empty] | No Photo Available | No Photo Available | http://data.mapchannels.com/dualmaps6/map.htm?lat=39.096906&lng=-84.517744
08 | HAMILTON | HAM | RA | 31477 |  | 0.173 |  | SHAMRA31477**C | HAM-31477-0.173 | 39.097 | -84.5172 | 2025-12-31 | Active |  |  |  | State | HL0013395 |  |  | State |  | Conventional | [14 empty] | No | No | No |  | HPS | [28 empty] | NULL |  |  | Dsnyder5 | 2018-06-07 15:25 | mhurlow1 | 2018-07-19 11:39 | [20 empty] | No Photo Available | No Photo Available | http://data.mapchannels.com/dualmaps6/map.htm?lat=39.097027&lng=-84.517180
08 | HAMILTON | HAM | RA | 31477 |  | 0.204 |  | SHAMRA31477**C | HAM-31477-0.204 | 39.0971 | -84.5166 | 2025-12-31 | Active |  |  |  | State | HL0009877 |  |  | State |  | Conventional | [14 empty] | No | No | No |  | HPS | [28 empty] | NULL |  |  | Dsnyder5 | 2018-06-07 15:25 | mhurlow1 | 2018-07-19 11:39 | [20 empty] | No Photo Available | No Photo Available | http://data.mapchannels.com/dualmaps6/map.htm?lat=39.097147&lng=-84.516625
08 | HAMILTON | HAM | RA | 31477 |  | 0.235 |  | SHAMRA31477**C | HAM-31477-0.235 | 39.0972 | -84.5161 | 2025-12-31 | Active |  |  |  | State | HL0000616 |  |  | State |  | Conventional | [14 empty] | No | No | No |  | HPS | [28 empty] | NULL |  |  | Dsnyder5 | 2018-06-07 15:25 | mhurlow1 | 2018-07-19 11:39 | [20 empty] | No Photo Available | No Photo Available | http://data.mapchannels.com/dualmaps6/map.htm?lat=39.097233&lng=-84.516065
08 | HAMILTON | HAM | RA | 31477 |  | 0.266 |  | SHAMRA31477**C | HAM-31477-0.266 | 39.0973 | -84.5155 | 2025-12-31 | Active |  |  |  | State | HL0022370 |  |  | State |  | Conventional | [14 empty] | No | No | No |  | HPS | [28 empty] | NULL |  |  | Dsnyder5 | 2018-06-07 15:26 | mhurlow1 | 2018-07-19 11:39 | [20 empty] | No Photo Available | No Photo Available | http://data.mapchannels.com/dualmaps6/map.htm?lat=39.097347&lng=-84.515542
08 | HAMILTON | HAM | RA | 31478 |  | 0.026 |  | SHAMRA31478**C | HAM-31478-0.026 | 39.0992 | -84.5196 | 2025-12-31 | Active |  |  |  | State | HL0021935 |  |  | State | T12 | Conventional | [14 empty] | No | No | No |  | HPS | 1 | [26 empty] | 2025-11-14 01:47 | NULL |  |  | mhurlow1 | 2018-05-24 13:48 | mneeley | 2025-07-15 06:56 | No | No | No | No | No | Standing | None | None | None | No | No | No |  | No | 2025-11-14 01:47 |  | mneeley | 2025-11-14 01:47 | mneeley | 2025-11-14 01:47 | No Photo Available | No Photo Available | http://data.mapchannels.com/dualmaps6/map.htm?lat=39.099158&lng=-84.519564
08 | HAMILTON | HAM | RA | 31478 |  | 0.134 |  | SHAMRA31478**C | HAM-31478-0.134 | 39.1006 | -84.5204 | 2025-12-31 | Active |  |  |  | State | HL0031959 |  |  | State | N 1 3 | Tower |  | 6 | [12 empty] | No | No | No | US-50 (no lock wshrs) | HPS | [27 empty] | 2026-05-01 13:58 | 8 - Needs Inspected in 8 CY |  | 2026-05-01 13:58 | eric.young | 2014-12-29 12:45 | eric.young | 2014-12-29 12:45 | No | No | No | No | No | Standing | None | None | None | No | No | No | New lamps | No | 2026-05-01 13:58 | 2026-05-01 13:58 | csonner1 | 2026-05-01 13:59 | csonner1 | 2026-05-01 13:59 | No Photo Available | https://collectorweb.dot.state.oh.us/arcgis/rest/services/HIGHWAY_LIGHTING/HighwayLighting_Reference/FeatureServer/7/581803/attachments/ | http://data.mapchannels.com/dualmaps6/map.htm?lat=39.100585&lng=-84.520380
08 | HAMILTON | HAM | RA | 31481 |  | 0.015 |  | SHAMRA31481**C | HAM-31481-0.015 | 39.098 | -84.5158 | 2025-12-31 | Active |  |  |  | State | HL0015655 |  |  | State | B1 | Conventional | [14 empty] | No | No | No |  | HPS | [27 empty] | 2025-11-14 01:43 | NULL |  |  | mhurlow1 | 2018-05-10 12:01 | mneeley | 2024-08-22 02:35 | No | No | No | No | No | Standing | None | None | None | No | No | No |  | No | 2025-11-14 01:43 |  | mneeley | 2025-11-14 01:43 | mneeley | 2025-11-14 01:43 | No Photo Available | No Photo Available | http://data.mapchannels.com/dualmaps6/map.htm?lat=39.098017&lng=-84.515751
08 | HAMILTON | HAM | RA | 31481 |  | 0.038 |  | SHAMRA31481**C | HAM-31481-0.038 | 39.098 | -84.5162 | 2025-12-31 | Active |  |  |  | State | HL0039096 |  |  | State | B2 | Conventional | [14 empty] | No | No | No |  | HPS | [27 empty] | 2025-11-14 01:43 | NULL |  |  | mneeley | 2024-08-22 02:37 | mneeley | 2024-08-22 02:37 | No | No | No | No | No | Standing | None | None | None | No | No | No |  | No | 2025-11-14 01:43 |  | mneeley | 2025-11-14 01:43 | mneeley | 2025-11-14 01:43 | No Photo Available | No Photo Available | http://data.mapchannels.com/dualmaps6/map.htm?lat=39.098048&lng=-84.516230
08 | HAMILTON | HAM | RA | 31481 |  | 0.046 |  | SHAMRA31481**C | HAM-31481-0.046 | 39.0979 | -84.5164 | 2025-12-31 | Active |  |  |  | State | HL0015006 |  |  | State | B3 | Conventional | [14 empty] | No | No | No |  | HPS | [27 empty] | 2025-11-14 01:43 | NULL |  |  | mhurlow1 | 2018-05-08 16:48 | mneeley | 2024-08-22 02:36 | No | No | No | No | No | Standing | None | None | None | No | No | No |  | No | 2025-11-14 01:43 |  | mneeley | 2025-11-14 01:43 | mneeley | 2025-11-14 01:43 | No Photo Available | No Photo Available | http://data.mapchannels.com/dualmaps6/map.htm?lat=39.097923&lng=-84.516354
08 | HAMILTON | HAM | RA | 31481 |  | 0.071 |  | SHAMRA31481**C | HAM-31481-0.071 | 39.098 | -84.5168 | 2025-12-31 | Active |  |  |  | State | HL0039097 |  |  | State | B4 | Conventional | [14 empty] | No | No | No |  | HPS | [27 empty] | 2025-11-14 01:43 | NULL |  |  | mneeley | 2024-08-22 02:38 | mneeley | 2024-08-22 02:38 | No | No | No | No | No | Standing | None | None | None | No | No | No |  | No | 2025-11-14 01:43 |  | mneeley | 2025-11-14 01:43 | mneeley | 2025-11-14 01:43 | No Photo Available | No Photo Available | http://data.mapchannels.com/dualmaps6/map.htm?lat=39.097988&lng=-84.516836
08 | HAMILTON | HAM | RA | 31481 |  | 0.076 |  | SHAMRA31481**C | HAM-31481-0.076 | 39.0978 | -84.5169 | 2025-12-31 | Active |  |  |  | State | HL0003463 |  |  | State | B5 | Conventional | [14 empty] | No | No | No |  | HPS | [27 empty] | 2025-11-14 01:43 | NULL |  |  | mhurlow1 | 2018-05-08 16:48 | mneeley | 2024-08-22 02:39 | No | No | No | No | No | Standing | None | None | None | No | No | No |  | No | 2025-11-14 01:43 |  | mneeley | 2025-11-14 01:44 | mneeley | 2025-11-14 01:44 | No Photo Available | No Photo Available | http://data.mapchannels.com/dualmaps6/map.htm?lat=39.097848&lng=-84.516898
08 | HAMILTON | HAM | RA | 31481 |  | 0.101 |  | SHAMRA31481**C | HAM-31481-0.101 | 39.0979 | -84.5174 | 2025-12-31 | Active |  |  |  | State | HL0039093 |  |  | State | B6 | Conventional | [14 empty] | No | No | No |  | HPS | [27 empty] | 2025-11-14 01:44 | NULL |  |  | mneeley | 2024-08-22 02:40 | mneeley | 2024-08-22 02:40 | No | No | No | No | No | Standing | None | None | None | No | No | No |  | No | 2025-11-14 01:44 |  | mneeley | 2025-11-14 01:44 | mneeley | 2025-11-14 01:44 | No Photo Available | No Photo Available | http://data.mapchannels.com/dualmaps6/map.htm?lat=39.097893&lng=-84.517372
08 | HAMILTON | HAM | RA | 31481 |  | 0.132 |  | SHAMRA31481**C | HAM-31481-0.132 | 39.0979 | -84.5179 | 2025-12-31 | Active |  |  |  | State | HL0039094 |  |  | State | B7 | Conventional | [14 empty] | No | No | No |  | HPS | [27 empty] | 2025-11-14 01:44 | NULL |  |  | mneeley | 2024-08-22 02:41 | mneeley | 2024-08-22 02:41 | No | No | No | No | No | Standing | None | None | None | No | No | No |  | No | 2025-11-14 01:44 |  | mneeley | 2025-11-14 01:44 | mneeley | 2025-11-14 01:44 | No Photo Available | No Photo Available | http://data.mapchannels.com/dualmaps6/map.htm?lat=39.097934&lng=-84.517917
08 | HAMILTON | HAM | RA | 31481 |  | 0.162 |  | SHAMRA31481**C | HAM-31481-0.162 | 39.098 | -84.5184 | 2025-12-31 | Active |  |  |  | State | HL0004972 |  |  | State | B8 | Conventional | [14 empty] | No | No | No |  | HPS | [27 empty] | 2025-11-14 01:46 | NULL |  |  | mhurlow1 | 2018-05-10 11:50 | mneeley | 2024-08-22 02:42 | No | No | No | No | No | Standing | None | None | None | No | No | No |  | No | 2025-11-14 01:46 |  | mneeley | 2025-11-14 01:46 | mneeley | 2025-11-14 01:46 | No Photo Available | No Photo Available | http://data.mapchannels.com/dualmaps6/map.htm?lat=39.098024&lng=-84.518430
08 | HAMILTON | HAM | RA | 31481 |  | 0.225 |  | SHAMRA31481**C | HAM-31481-0.225 | 39.0986 | -84.5194 | 2025-12-31 | Active |  |  |  | State | HL0006542 |  |  | State | B12 | Conventional | [14 empty] | No | No | No |  | HPS | [27 empty] | 2025-07-10 05:23 | NULL |  |  | mhurlow1 | 2018-05-10 11:45 | mneeley | 2024-08-22 02:46 | No | No | No | No | No | Standing | None | None | None | No | No | No |  | No | 2025-07-10 05:23 |  | mneeley | 2025-07-10 05:23 | mneeley | 2025-07-10 05:23 | No Photo Available | https://collectorweb.dot.state.oh.us/arcgis/rest/services/HIGHWAY_LIGHTING/HighwayLighting_Reference/FeatureServer/7/554525/attachments/ | http://data.mapchannels.com/dualmaps6/map.htm?lat=39.098551&lng=-84.519361
08 | HAMILTON | HAM | RA | 31482 |  | 0.057 |  | SHAMRA31482**C | HAM-31482-0.057 | 39.0997 | -84.5195 | 2025-12-31 | Active |  |  |  | State | HL0031916 |  |  | State | N 1 7 | Tower |  | 6 | [12 empty] | No | No | No | 4th/5th street (no lock washers) | HPS | [27 empty] | 2026-05-01 14:42 | 8 - Needs Inspected in 8 CY |  | 2026-05-01 14:42 | eric.young | 2014-12-29 10:53 | eric.young | 2014-12-29 10:56 | No | No | No | No | No | Standing | None | None | None | No | No | No | 3 lamps | No | 2026-05-01 14:42 | 2026-05-01 14:42 | csonner1 | 2026-05-01 14:43 | csonner1 | 2026-05-01 14:43 | No Photo Available | https://collectorweb.dot.state.oh.us/arcgis/rest/services/HIGHWAY_LIGHTING/HighwayLighting_Reference/FeatureServer/7/581000/attachments/ | http://data.mapchannels.com/dualmaps6/map.htm?lat=39.099727&lng=-84.519459
08 | HAMILTON | HAM | RA | 31483 |  | 0.023 |  | SHAMRA31483**C | HAM-31483-0.023 | 39.1018 | -84.5201 | 2025-12-31 | Active |  |  |  | State | HL0000983 |  |  | State |  | Conventional | [14 empty] | No | No | No |  | HPS | [27 empty] | 2025-11-13 09:35 | NULL |  |  | Dsnyder5 | 2018-06-13 13:19 | mhurlow1 | 2018-07-19 11:28 | No | No | No | No | No | Standing | None | None | None | No | No | No |  | No | 2025-11-13 09:35 |  | mneeley | 2025-11-13 09:36 | mneeley | 2025-11-13 09:36 | No Photo Available | No Photo Available | http://data.mapchannels.com/dualmaps6/map.htm?lat=39.101772&lng=-84.520117
08 | HAMILTON | HAM | RA | 31483 |  | 0.075 |  | SHAMRA31483**C | HAM-31483-0.075 | 39.1019 | -84.5211 | 2025-12-31 | Active |  |  |  | State | HL0002076 |  |  | State |  | Conventional | [14 empty] | No | No | No |  | HPS | [27 empty] | 2025-11-13 09:36 | NULL |  |  | Dsnyder5 | 2018-06-13 13:18 | mhurlow1 | 2018-07-19 11:28 | No | No | No | No | No | Standing | None | None | None | No | No | No |  | No | 2025-11-13 09:36 |  | mneeley | 2025-11-13 09:36 | mneeley | 2025-11-13 09:36 | No Photo Available | No Photo Available | http://data.mapchannels.com/dualmaps6/map.htm?lat=39.101911&lng=-84.521056
08 | HAMILTON | HAM | RA | 31484 |  | 0.056 |  | SHAMRA31484**C | HAM-31484-0.056 | 39.1037 | -84.5256 | 2025-12-31 | Active |  |  |  | State | HL0031964 |  |  | State | M3-3 | Tower |  | 6 | [12 empty] | No | No | No | EzzardCharles/8th Street (no lock wshrs) | HPS | [27 empty] | 2026-04-30 14:35 | 8 - Needs Inspected in 8 CY |  | 2026-04-30 14:35 | eric.young | 2014-12-29 12:58 | csonner1 | 2022-11-01 14:27 | No | No | No | No | No | Standing | None | None | None | No | No | No | Needed lamp | No | 2026-04-30 14:35 | 2026-04-30 14:35 | csonner1 | 2026-04-30 14:47 | csonner1 | 2026-04-30 14:47 | No Photo Available | https://collectorweb.dot.state.oh.us/arcgis/rest/services/HIGHWAY_LIGHTING/HighwayLighting_Reference/FeatureServer/7/579396/attachments/ | http://data.mapchannels.com/dualmaps6/map.htm?lat=39.103750&lng=-84.525558
08 | HAMILTON | HAM | RA | 31487 |  | 0.033 |  | SHAMRA31487**C | HAM-31487-0.033 | 39.1929 | -84.4753 | 2025-12-31 | Active |  |  |  | State | HL0018684 |  |  | State |  | Conventional | [14 empty] | No | No | No |  | HPS | [28 empty] | NULL |  |  | Dsnyder5 | 2018-06-14 17:42 | mhurlow1 | 2018-07-19 17:27 | [20 empty] | No Photo Available | No Photo Available | http://data.mapchannels.com/dualmaps6/map.htm?lat=39.192909&lng=-84.475346
08 | HAMILTON | HAM | RA | 31490 |  | 0.608 |  | SHAMRA31490**C | HAM-31490-0.608 | 39.2877 | -84.4423 | 2025-12-31 | Active |  |  |  | State | HL0031068 |  |  | State | HC-8 | Tower |  | 6 | [12 empty] | No | No | No | 75 L4 | HPS | [27 empty] | 2022-07-14 14:00 | 4 - Needs Inspected in 4 CY |  |  | chad.hostetler | 2014-12-20 09:47 | csonner1 | 2022-07-14 13:59 | No | No | No | No | Yes | Standing | None | None | None | No | No | No |  |  | 2022-07-14 14:00 |  | csonner1 | 2022-07-14 14:00 | csonner1 | 2022-07-14 14:00 | No Photo Available | No Photo Available | http://data.mapchannels.com/dualmaps6/map.htm?lat=39.287720&lng=-84.442284
08 | HAMILTON | HAM | RA | 31491 |  | 0 |  | SHAMRA31491**C | HAM-31491-0.000 | 39.2112 | -84.4402 | 2025-12-31 | Active |  |  |  | State | HL0022554 | 2020-04-15 13:16 |  | State | C3-11 | Conventional | [7 empty] | 1 | [6 empty] | No | No | No |  | HPS | 1 | 200 | [25 empty] | 2025-05-12 16:11 | NULL | 0 | 2025-05-12 16:11 | mhurlow1 | 2018-05-22 14:38 | dturner | 2020-04-15 13:17 | No | No | No | No | No | Standing | None | None | None | No | No | No |  | No | 2025-05-12 16:11 | 2025-05-12 16:11 | ascott3 | 2025-05-12 16:11 | ascott3 | 2025-05-12 16:11 | No Photo Available | https://collectorweb.dot.state.oh.us/arcgis/rest/services/HIGHWAY_LIGHTING/HighwayLighting_Reference/FeatureServer/7/549997/attachments/ | http://data.mapchannels.com/dualmaps6/map.htm?lat=39.211230&lng=-84.440246
08 | HAMILTON | HAM | RA | 31493 |  | 0.023 |  | SHAMRA31493**C | HAM-31493-0.023 | 39.1025 | -84.5001 | 2025-12-31 | Active |  |  |  | State | HL0008247 |  |  | State |  | Conventional | [14 empty] | No | No | No |  | HPS | [27 empty] | 2025-11-14 01:29 | NULL |  |  | mhurlow1 | 2018-05-24 19:08 | Dsnyder5 | 2018-07-27 14:07 | No | No | No | No | No | Standing | None | None | None | No | No | No |  | No | 2025-11-14 01:29 |  | mneeley | 2025-11-14 01:29 | mneeley | 2025-11-14 01:29 | No Photo Available | No Photo Available | http://data.mapchannels.com/dualmaps6/map.htm?lat=39.102488&lng=-84.500143
08 | HAMILTON | HAM | RA | 31493 |  | 0.056 |  | SHAMRA31493**C | HAM-31493-0.056 | 39.1026 | -84.4996 | 2025-12-31 | Active |  |  |  | State | HL0002103 |  |  | State | S1 | Conventional | [14 empty] | No | No | No |  | HPS | [27 empty] | 2025-11-14 01:29 | NULL |  |  | mhurlow1 | 2018-05-24 19:08 | mneeley | 2024-08-06 04:13 | No | No | No | No | No | Standing | None | None | None | No | No | No |  | No | 2025-11-14 01:29 |  | mneeley | 2025-11-14 01:30 | mneeley | 2025-11-14 01:30 | No Photo Available | No Photo Available | http://data.mapchannels.com/dualmaps6/map.htm?lat=39.102586&lng=-84.499590
08 | HAMILTON | HAM | RA | 31493 |  | 0.086 |  | SHAMRA31493**C | HAM-31493-0.086 | 39.1024 | -84.4991 | 2025-12-31 | Active |  |  |  | State | HL0025669 |  |  | State | S2 | Conventional | [14 empty] | No | No | No |  | HPS | [27 empty] | 2025-11-14 01:29 | NULL |  |  | mhurlow1 | 2018-05-24 19:08 | mneeley | 2024-08-06 04:12 | No | No | No | No | No | Standing | None | None | None | No | No | No |  | No | 2025-11-14 01:29 |  | mneeley | 2025-11-14 01:30 | mneeley | 2025-11-14 01:30 | No Photo Available | No Photo Available | http://data.mapchannels.com/dualmaps6/map.htm?lat=39.102443&lng=-84.499092
08 | HAMILTON | HAM | RA | 31493 |  | 0.118 |  | SHAMRA31493**C | HAM-31493-0.118 | 39.1022 | -84.4986 | 2025-12-31 | Active |  |  |  | State | HL0001958 |  |  | State | S3 | Conventional | [14 empty] | No | No | No |  | HPS | [27 empty] | 2025-11-14 01:30 | NULL |  |  | mhurlow1 | 2018-05-24 19:08 | mneeley | 2024-08-06 04:11 | No | No | No | No | No | Standing | None | None | None | No | No | No |  | No | 2025-11-14 01:30 |  | mneeley | 2025-11-14 01:30 | mneeley | 2025-11-14 01:30 | No Photo Available | No Photo Available | http://data.mapchannels.com/dualmaps6/map.htm?lat=39.102224&lng=-84.498574
08 | HAMILTON | HAM | RA | 31493 |  | 0.148 |  | SHAMRA31493**C | HAM-31493-0.148 | 39.102 | -84.4981 | 2025-12-31 | Active |  |  |  | State | HL0025280 |  |  | State | S4 | Conventional | [14 empty] | No | No | No |  | HPS | [27 empty] | 2025-11-14 01:30 | NULL |  |  | mhurlow1 | 2018-05-24 19:08 | mneeley | 2024-08-06 04:21 | No | No | No | No | No | Standing | None | None | None | No | No | No |  | No | 2025-11-14 01:30 |  | mneeley | 2025-11-14 01:30 | mneeley | 2025-11-14 01:30 | No Photo Available | No Photo Available | http://data.mapchannels.com/dualmaps6/map.htm?lat=39.102018&lng=-84.498091
08 | HAMILTON | HAM | RA | 31493 |  | 0.177 |  | SHAMRA31493**C | HAM-31493-0.177 | 39.1018 | -84.4976 | 2025-12-31 | Active |  |  |  | State | HL0011516 |  |  | State | S5 | Conventional | [14 empty] | No | No | No |  | HPS | [27 empty] | 2025-11-14 01:30 | NULL |  |  | mhurlow1 | 2018-05-24 19:08 | mneeley | 2024-08-06 04:23 | No | No | No | No | No | Standing | None | None | None | No | No | No |  | No | 2025-11-14 01:30 |  | mneeley | 2025-11-14 01:30 | mneeley | 2025-11-14 01:30 | No Photo Available | No Photo Available | http://data.mapchannels.com/dualmaps6/map.htm?lat=39.101797&lng=-84.497614
08 | HAMILTON | HAM | RA | 31496 |  | 0.028 |  | SHAMRA31496**C | HAM-31496-0.028 | 39.111 | -84.5033 | 2025-12-31 | Active |  |  |  | State | HL0034928 |  |  | State | L5B4 | Conventional | [14 empty] | No | No | No |  | HPS | 1 | [26 empty] | 2025-11-12 01:46 | NULL |  |  | rdixon5 | 2022-01-14 04:59 | rdixon5 | 2022-01-14 04:59 | No | No | No | No | No | Standing | None | None | None | No | No | No |  | No | 2025-11-12 01:46 |  | mneeley | 2025-11-12 01:46 | mneeley | 2025-11-12 01:46 | No Photo Available | No Photo Available | http://data.mapchannels.com/dualmaps6/map.htm?lat=39.110973&lng=-84.503296
08 | HAMILTON | HAM | RA | 31496 |  | 0.055 |  | SHAMRA31496**C | HAM-31496-0.055 | 39.1108 | -84.5029 | 2025-12-31 | Active |  |  |  | State | HL0034932 |  |  | State | L5B10 | Conventional | [14 empty] | No | No | No |  | HPS | 1 | [26 empty] | 2025-11-12 01:46 | NULL |  |  | rdixon5 | 2022-01-14 04:59 | rdixon5 | 2022-01-14 04:59 | No | No | No | No | No | Standing | None | None | None | No | No | No |  | No | 2025-11-12 01:46 |  | mneeley | 2025-11-12 01:46 | mneeley | 2025-11-12 01:46 | No Photo Available | No Photo Available | http://data.mapchannels.com/dualmaps6/map.htm?lat=39.110774&lng=-84.502870
08 | HAMILTON | HAM | RA | 31496 |  | 0.089 |  | SHAMRA31496**C | HAM-31496-0.089 | 39.1104 | -84.5025 | 2025-12-31 | Active |  |  |  | State | HL0034942 |  |  | State | L5B8 | Conventional | [14 empty] | No | No | No |  | HPS | [27 empty] | 2025-11-12 01:46 | NULL |  |  | rdixon5 | 2022-01-14 05:08 | rdixon5 | 2022-01-14 05:08 | No | No | No | No | No | Standing | None | None | None | No | No | No |  | No | 2025-11-12 01:46 |  | mneeley | 2025-11-12 01:46 | mneeley | 2025-11-12 01:46 | No Photo Available | No Photo Available | http://data.mapchannels.com/dualmaps6/map.htm?lat=39.110361&lng=-84.502511
08 | HAMILTON | HAM | RA | 31496 |  | 0.124 |  | SHAMRA31496**C | HAM-31496-0.124 | 39.1099 | -84.5023 | 2025-12-31 | Active |  |  |  | State | HL0034933 |  |  | State | L5B7 | Conventional | [14 empty] | No | No | No |  | HPS | [27 empty] | 2025-11-12 01:45 | NULL |  |  | rdixon5 | 2022-01-14 05:06 | rdixon5 | 2022-01-14 05:06 | No | No | No | No | No | Standing | None | None | None | No | No | No |  | No | 2025-11-12 01:45 |  | mneeley | 2025-11-12 01:46 | mneeley | 2025-11-12 01:46 | No Photo Available | No Photo Available | http://data.mapchannels.com/dualmaps6/map.htm?lat=39.109882&lng=-84.502333
08 | HAMILTON | HAM | RA | 31496 |  | 0.171 |  | SHAMRA31496**C | HAM-31496-0.171 | 39.1092 | -84.5025 | 2025-12-31 | Active |  |  |  | State | HL0034941 |  |  | State | L5B6 | Conventional | [14 empty] | No | No | Yes |  | HPS | [27 empty] | 2025-11-12 01:45 | 7 - Needs Inspected in 7 CY |  |  | rdixon5 | 2022-01-14 05:07 | rdixon5 | 2022-01-14 05:07 | No | No | No | No | No | Standing | None | None | None | No | No | No |  | No | 2025-11-12 01:45 |  | mneeley | 2025-11-12 01:45 | mneeley | 2025-11-12 01:45 | No Photo Available | No Photo Available | http://data.mapchannels.com/dualmaps6/map.htm?lat=39.109232&lng=-84.502483
08 | HAMILTON | HAM | RA | 31497 |  | 0.011 |  | SHAMRA31497**C | HAM-31497-0.011 | 39.1078 | -84.5026 | 2025-12-31 | Active |  |  |  | State | HL0018347 |  |  | State | 6 | Conventional | [14 empty] | No | No | No |  | HPS | [27 empty] | 2025-11-12 01:49 | NULL |  |  | mhurlow1 | 2018-05-10 13:05 | mneeley | 2024-08-06 02:44 | No | No | No | No | No | Standing | None | None | None | No | No | No |  | No | 2025-11-12 01:49 |  | mneeley | 2025-11-12 01:49 | mneeley | 2025-11-12 01:49 | No Photo Available | No Photo Available | http://data.mapchannels.com/dualmaps6/map.htm?lat=39.107760&lng=-84.502649
08 | HAMILTON | HAM | RA | 31497 |  | 0.043 |  | SHAMRA31497**C | HAM-31497-0.043 | 39.1082 | -84.5023 | 2025-12-31 | Active |  |  |  | State | HL0015823 |  |  | State | L5C4 | Conventional | [14 empty] | No | No | No |  | HPS | [27 empty] | 2025-11-12 01:49 | NULL |  |  | mhurlow1 | 2018-05-10 13:07 | mneeley | 2024-08-06 02:44 | No | No | No | No | No | Standing | None | None | None | No | No | No |  | No | 2025-11-12 01:49 |  | mneeley | 2025-11-12 01:49 | mneeley | 2025-11-12 01:49 | No Photo Available | No Photo Available | http://data.mapchannels.com/dualmaps6/map.htm?lat=39.108178&lng=-84.502321
08 | HAMILTON | HAM | RA | 31497 |  | 0.078 |  | SHAMRA31497**C | HAM-31497-0.078 | 39.1086 | -84.5019 | 2025-12-31 | Active |  |  |  | State | HL0015061 |  |  | State | L5C5 | Conventional | [14 empty] | No | No | No |  | HPS | 1 | [26 empty] | 2025-11-12 01:48 | NULL |  |  | mhurlow1 | 2018-05-10 13:05 | mneeley | 2025-11-11 01:05 | No | No | No | No | No | Standing | None | None | None | No | No | No |  | No | 2025-11-12 01:48 |  | mneeley | 2025-11-12 01:49 | mneeley | 2025-11-12 01:49 | No Photo Available | No Photo Available | http://data.mapchannels.com/dualmaps6/map.htm?lat=39.108570&lng=-84.501927
08 | HAMILTON | HAM | RA | 31497 |  | 0.119 |  | SHAMRA31497**C | HAM-31497-0.119 | 39.1091 | -84.5015 | 2025-12-31 | Active |  |  |  | State | HL0034943 |  |  | State | L5C6 | Conventional | [14 empty] | No | No | No |  | HPS | 1 | [26 empty] | 2025-11-12 01:48 | NULL |  |  | rdixon5 | 2022-01-14 05:59 | mneeley | 2024-08-06 02:47 | No | No | No | No | No | Standing | None | None | None | No | No | No |  | No | 2025-11-12 01:48 |  | mneeley | 2025-11-12 01:48 | mneeley | 2025-11-12 01:48 | No Photo Available | No Photo Available | http://data.mapchannels.com/dualmaps6/map.htm?lat=39.109061&lng=-84.501497
08 | HAMILTON | HAM | RA | 31497 |  | 0.148 |  | SHAMRA31497**C | HAM-31497-0.148 | 39.1094 | -84.5012 | 2025-12-31 | Active |  |  |  | State | HL0034944 |  |  | State | L5C7 | Conventional | [14 empty] | No | No | No |  | HPS | [27 empty] | 2025-11-12 01:48 | NULL |  |  | rdixon5 | 2022-01-14 06:00 | mneeley | 2024-08-06 02:48 | No | No | No | No | No | Standing | None | None | None | No | No | No |  | No | 2025-11-12 01:48 |  | mneeley | 2025-11-12 01:48 | mneeley | 2025-11-12 01:48 | No Photo Available | No Photo Available | http://data.mapchannels.com/dualmaps6/map.htm?lat=39.109412&lng=-84.501207
08 | HAMILTON | HAM | RA | 31497 |  | 0.251 |  | SHAMRA31497**C | HAM-31497-0.251 | 39.1107 | -84.5018 | 2025-12-31 | Active |  |  |  | State | HL0034937 |  |  | State | L5C10 | Conventional | [14 empty] | No | No | No |  | HPS | [27 empty] | 2025-11-12 01:47 | NULL |  |  | rdixon5 | 2022-01-14 06:06 | rdixon5 | 2022-01-14 06:06 | No | No | No | No | No | Standing | None | None | None | No | No | No |  | No | 2025-11-12 01:47 |  | mneeley | 2025-11-12 01:47 | mneeley | 2025-11-12 01:47 | No Photo Available | No Photo Available | http://data.mapchannels.com/dualmaps6/map.htm?lat=39.110737&lng=-84.501815
08 | HAMILTON | HAM | RA | 31497 |  | 0.281 |  | SHAMRA31497**C | HAM-31497-0.281 | 39.1109 | -84.5024 | 2025-12-31 | Active |  |  |  | State | HL0034938 |  |  | State | L5C11 | Conventional | [14 empty] | No | No | No |  | HPS | 1 | [26 empty] | 2025-11-12 01:47 | NULL |  |  | rdixon5 | 2022-01-14 06:10 | mneeley | 2025-11-11 01:08 | No | No | No | No | No | Standing | None | None | None | No | No | No |  | No | 2025-11-12 01:47 |  | mneeley | 2025-11-12 01:47 | mneeley | 2025-11-12 01:47 | No Photo Available | No Photo Available | http://data.mapchannels.com/dualmaps6/map.htm?lat=39.110892&lng=-84.502379
08 | HAMILTON | HAM | RA | 31497 |  | 0.309 |  | SHAMRA31497**C | HAM-31497-0.309 | 39.111 | -84.5028 | 2025-12-31 | Active |  |  |  | State | HL0034939 |  |  | State | L5C12 | Conventional | [14 empty] | No | No | No |  | HPS | [27 empty] | 2025-11-12 01:47 | NULL |  |  | rdixon5 | 2022-01-14 06:10 | rdixon5 | 2022-01-14 06:10 | No | No | No | No | No | Standing | None | None | None | No | No | No |  | No | 2025-11-12 01:47 |  | mneeley | 2025-11-12 01:47 | mneeley | 2025-11-12 01:47 | No Photo Available | No Photo Available | http://data.mapchannels.com/dualmaps6/map.htm?lat=39.111050&lng=-84.502849
08 | HAMILTON | HAM | RA | 31497 |  | 0.333 |  | SHAMRA31497**C | HAM-31497-0.333 | 39.1112 | -84.5033 | 2025-12-31 | Active |  |  |  | State | HL0034940 |  |  | State | L5C13 | Conventional | [14 empty] | No | No | No |  | HPS | 1 | [26 empty] | 2025-11-12 01:46 | NULL |  |  | rdixon5 | 2022-01-14 06:18 | rdixon5 | 2022-01-14 06:18 | No | No | No | No | No | Standing | None | None | None | No | No | No |  | No | 2025-11-12 01:46 |  | mneeley | 2025-11-12 01:46 | mneeley | 2025-11-12 01:46 | No Photo Available | No Photo Available | http://data.mapchannels.com/dualmaps6/map.htm?lat=39.111186&lng=-84.503273
08 | HAMILTON | HAM | RA | 31499 |  | 0.194 |  | SHAMRA31499**C | HAM-31499-0.194 | 39.1049 | -84.5042 | 2025-12-31 | Active |  |  |  | State | HL0041375 |  |  | State | L2B10 | Conventional | [14 empty] | No | No | No |  | HPS | 1 | [27 empty] | NULL |  |  | mneeley | 2025-11-20 07:30 | mneeley | 2025-11-20 08:52 | [20 empty] | No Photo Available | No Photo Available | http://data.mapchannels.com/dualmaps6/map.htm?lat=39.104874&lng=-84.504212
08 | HAMILTON | HAM | RA | 31503 |  | 0.094 |  | SHAMRA31503**C | HAM-31503-0.094 | 39.1174 | -84.4999 | 2025-12-31 | Active |  |  |  | State | HL0001022 |  |  | State |  | Conventional | [14 empty] | No | No | No |  | HPS | [28 empty] | NULL |  |  | Dsnyder5 | 2018-06-12 17:37 | mhurlow1 | 2018-07-19 14:06 | [20 empty] | No Photo Available | No Photo Available | http://data.mapchannels.com/dualmaps6/map.htm?lat=39.117368&lng=-84.499940
08 | HAMILTON | HAM | RA | 31503 |  | 0.124 |  | SHAMRA31503**C | HAM-31503-0.124 | 39.1178 | -84.5 | 2025-12-31 | Active |  |  |  | State | HL0014678 |  |  | State | L10B6 | Conventional | [14 empty] | No | No | No |  | HPS | [27 empty] | 2025-11-12 02:01 | NULL |  |  | Dsnyder5 | 2018-06-12 17:41 | mneeley | 2024-08-06 06:47 | No | No | No | No | No | Standing | None | None | None | No | No | No |  | No | 2025-11-12 02:01 |  | mneeley | 2025-11-12 02:01 | mneeley | 2025-11-12 02:01 | No Photo Available | No Photo Available | http://data.mapchannels.com/dualmaps6/map.htm?lat=39.117811&lng=-84.500010
08 | HAMILTON | HAM | RA | 31504 |  | 0.123 |  | SHAMRA31504**C | HAM-31504-0.123 | 39.1646 | -84.4344 | 2025-12-31 | Active |  |  |  | State | HL0030028 |  |  | State | 18 40 6 | Tower |  | 4 | [12 empty] | No | No | No | SR-562 (small surface cracks in fndn at anchr blts | HPS | [27 empty] | 2022-11-16 19:29 | 4 - Needs Inspected in 4 CY |  |  | eric.young | 2014-12-18 09:38 | eric.young | 2014-12-18 09:39 | No | No | No | No | No | Standing | None | None | None | No | No | No |  |  | 2022-11-16 19:29 |  | csonner1 | 2022-11-16 19:29 | csonner1 | 2022-11-16 19:29 | No Photo Available | No Photo Available | http://data.mapchannels.com/dualmaps6/map.htm?lat=39.164591&lng=-84.434448
08 | HAMILTON | HAM | RA | 31504 |  | 0.196 |  | SHAMRA31504**C | HAM-31504-0.196 | 39.1647 | -84.4331 | 2025-12-31 | Active |  |  |  | State | HL0030036 |  |  | State | 18 40 7 | Tower |  | 4 | [12 empty] | No | No | No | SR-562 | HPS | [27 empty] | 2022-01-12 03:53 | 4 - Needs Inspected in 4 CY |  |  | eric.young | 2014-12-18 09:43 | eric.young | 2014-12-18 09:43 | No | No | No | No | No | Standing | None | None | None | No | No | No |  |  | 2022-01-12 03:53 |  | rdixon5 | 2022-01-12 03:53 | rdixon5 | 2022-01-12 03:53 | No Photo Available | No Photo Available | http://data.mapchannels.com/dualmaps6/map.htm?lat=39.164680&lng=-84.433127
08 | HAMILTON | HAM | RA | 31504 |  | 0.205 |  | SHAMRA31504**C | HAM-31504-0.205 | 39.1647 | -84.433 | 2025-12-31 | Active |  |  |  | State | HL0035380 |  |  | State | 18-40-7 | Tower | [14 empty] | No | No | No |  | HPS | 6 | 400 | [25 empty] | 2022-11-16 19:30 | 4 - Needs Inspected in 4 CY |  |  | csonner1 | 2022-11-16 19:30 | csonner1 | 2022-11-16 19:30 | No | No | No | No | No | Standing | None | None | None | No | No | No |  |  | 2022-11-16 19:30 |  | csonner1 | 2022-11-16 19:30 | csonner1 | 2022-11-16 19:30 | No Photo Available | No Photo Available | http://data.mapchannels.com/dualmaps6/map.htm?lat=39.164695&lng=-84.432957
08 | HAMILTON | HAM | RA | 31506 |  | 0.035 |  | SHAMRA31506**C | HAM-31506-0.035 | 39.1636 | -84.5092 | 2025-12-31 | Active |  |  |  | State | HL0031787 |  |  | State | C-5 | Tower |  | 6 | [12 empty] | No | No | No | Mitchell Ave (space wshrs used, fndn buried) | HPS | [27 empty] | 2022-08-18 13:37 | 4 - Needs Inspected in 4 CY |  |  | eric.young | 2014-12-23 13:35 | csonner1 | 2022-08-18 13:36 | No | No | No | No | No | Standing | None | None | None | No | No | No |  |  | 2022-08-18 13:37 |  | csonner1 | 2022-08-18 13:36 | csonner1 | 2022-08-18 13:36 | No Photo Available | No Photo Available | http://data.mapchannels.com/dualmaps6/map.htm?lat=39.163571&lng=-84.509190
08 | HAMILTON | HAM | RA | 31524 |  | 0.36 |  | SHAMRA31524**C | HAM-31524-0.360 | 39.1387 | -84.5333 | 2025-12-31 | Active |  |  |  | State | HL0034881 |  |  | State | M 18 | Tower | [14 empty] | No | No | No |  | LED | [27 empty] | 2022-12-29 15:21 | 4 - Needs Inspected in 4 CY |  |  | rdixon5 | 2022-01-07 06:01 | rdixon5 | 2022-01-07 06:01 | No | No | No | No | No | Standing | None | None | None | No | No | No |  |  | 2022-12-29 15:21 |  | csonner1 | 2022-12-29 15:20 | csonner1 | 2022-12-29 15:20 | No Photo Available | No Photo Available | http://data.mapchannels.com/dualmaps6/map.htm?lat=39.138705&lng=-84.533308
08 | HAMILTON | HAM | RA | 31526 |  | 0.035 |  | SHAMRA31526**C | HAM-31526-0.035 | 39.1454 | -84.5366 | 2025-12-31 | Active |  |  |  | State | HL0014989 |  |  | State | R1-16 | Conventional | No |  | AT | A |  |  |  | 1 |  |  |  |  | No | No | No | No | No |  | HPS | 1 | 200 | [25 empty] | 2025-11-05 21:50 | NULL |  | 2025-11-05 21:50 | mhurlow1 | 2018-05-14 14:01 | jritchie2 | 2026-07-14 16:38 | No | No | No | No | No | Standing | None | None | None | No | No | No |  | No | 2025-11-05 21:50 | 2025-11-05 21:50 | ascott3 | 2025-11-05 21:50 | ascott3 | 2025-11-05 21:50 | No Photo Available | No Photo Available | http://data.mapchannels.com/dualmaps6/map.htm?lat=39.145449&lng=-84.536648
08 | HAMILTON | HAM | RA | 31526 |  | 0.073 |  | SHAMRA31526**C | HAM-31526-0.073 | 39.1459 | -84.537 | 2025-12-31 | Active |  |  |  | State | HL0026908 |  |  | State | R1-17 | Conventional | No |  | AT | A |  |  |  | 1 |  |  |  |  | No | No | No | No | No |  | HPS | 1 | 200 | [25 empty] | 2025-11-05 21:51 | NULL |  | 2025-11-05 21:51 | mhurlow1 | 2018-05-14 14:01 | jritchie2 | 2026-07-14 16:41 | No | No | No | No | No | Standing | None | None | None | No | No | No |  | No | 2025-11-05 21:51 | 2025-11-05 21:51 | ascott3 | 2025-11-05 21:51 | ascott3 | 2025-11-05 21:51 | No Photo Available | No Photo Available | http://data.mapchannels.com/dualmaps6/map.htm?lat=39.145918&lng=-84.537019
08 | HAMILTON | HAM | RA | 31526 |  | 0.1 |  | SHAMRA31526**C | HAM-31526-0.100 | 39.1463 | -84.5372 | 2025-12-31 | Active |  |  |  | State | HL0024104 |  |  | State |  | Conventional | [14 empty] | No | No | No |  | HPS | [28 empty] | NULL |  |  | mhurlow1 | 2018-05-14 14:02 | mhurlow1 | 2018-07-18 18:00 | [20 empty] | No Photo Available | No Photo Available | http://data.mapchannels.com/dualmaps6/map.htm?lat=39.146303&lng=-84.537162
08 | HAMILTON | HAM | RA | 31526 |  | 0.369 |  | SHAMRA31526**C | HAM-31526-0.369 | 39.1498 | -84.5392 | 2025-12-31 | Active |  |  |  | State | HL0032641 |  |  | State |  | Tower | [14 empty] | No | No | No |  | HPS | [27 empty] | 2022-01-07 02:20 | 4 - Needs Inspected in 4 CY |  |  | COLLECTOR@D31_AG | 2019-01-01 05:00 | COLLECTOR@D31_AG | 2019-01-01 05:00 | No | No | No | No | No | Standing | None | None | None | No | No | No |  |  | 2022-01-07 02:20 |  | rdixon5 | 2022-01-07 02:20 | rdixon5 | 2022-01-07 02:20 | No Photo Available | No Photo Available | http://data.mapchannels.com/dualmaps6/map.htm?lat=39.149842&lng=-84.539249
08 | HAMILTON | HAM | RA | 31526 |  | 0.505 |  | SHAMRA31526**C | HAM-31526-0.505 | 39.1518 | -84.5395 | 2025-12-31 | Active |  |  |  | State | HL0031780 |  |  | State | B 2 5 | Tower |  | 6 | [12 empty] | No | No | No | I-74 (no lock washers on bolts) | HPS | [27 empty] | 2022-01-07 02:24 | 4 - Needs Inspected in 4 CY |  |  | darshan.singh | 2014-12-23 12:37 | darshan.singh | 2014-12-23 12:37 | No | No | No | No | No | Standing | None | None | None | No | No | No |  |  | 2022-01-07 02:24 |  | rdixon5 | 2022-01-07 02:24 | rdixon5 | 2022-01-07 02:24 | No Photo Available | No Photo Available | http://data.mapchannels.com/dualmaps6/map.htm?lat=39.151788&lng=-84.539469
08 | HAMILTON | HAM | RA | 31526 |  | 0.531 |  | SHAMRA31526**C | HAM-31526-0.531 | 39.1521 | -84.5392 | 2025-12-31 | Active |  |  |  | State | HL0032642 |  |  | State |  | Tower | [14 empty] | No | No | No |  | HPS | [27 empty] | 2022-01-07 02:25 | 4 - Needs Inspected in 4 CY |  |  | COLLECTOR@D31_AG | 2019-01-01 05:00 | COLLECTOR@D31_AG | 2019-01-01 05:00 | No | No | No | No | No | Standing | None | None | None | No | No | No |  |  | 2022-01-07 02:25 |  | rdixon5 | 2022-01-07 02:25 | rdixon5 | 2022-01-07 02:25 | No Photo Available | No Photo Available | http://data.mapchannels.com/dualmaps6/map.htm?lat=39.152132&lng=-84.539219
08 | HAMILTON | HAM | RA | 31528 |  | 0.032 |  | SHAMRA31528**C | HAM-31528-0.032 | 39.291 | -84.3189 | 2025-12-31 | Active |  |  |  | State | HL0003077 |  |  | State |  | Conventional | [14 empty] | No | No | No |  | HPS | [28 empty] | NULL |  |  | mhurlow1 | 2018-05-08 17:16 | mhurlow1 | 2018-07-25 12:41 | [20 empty] | No Photo Available | No Photo Available | http://data.mapchannels.com/dualmaps6/map.htm?lat=39.291042&lng=-84.318949
08 | HAMILTON | HAM | RA | 31528 |  | 0.055 |  | SHAMRA31528**C | HAM-31528-0.055 | 39.2912 | -84.3185 | 2025-12-31 | Active |  |  |  | State | HL0006106 | 2020-02-14 20:54 |  | State | L-9 | Conventional | No |  | AT | A |  |  |  | 1 |  |  |  | No | No | No | No | No | No |  | LED | 1 |  | 90 | 12,000 - 15,999 | No |  |  |  | 480 L-N |  | No | No | No | No | No | [12 empty] | 2025-04-28 17:00 | NULL |  | 2025-04-28 17:00 | mhurlow1 | 2018-05-08 17:16 | jritchie2 | 2026-06-23 17:02 | No | No | No | No | No | Standing | None | None | None | No | No | No |  | No | 2025-04-28 17:00 | 2025-04-28 17:00 | ascott3 | 2025-04-28 17:00 | ascott3 | 2025-04-28 17:00 | No Photo Available | https://collectorweb.dot.state.oh.us/arcgis/rest/services/HIGHWAY_LIGHTING/HighwayLighting_Reference/FeatureServer/7/544816/attachments/ | http://data.mapchannels.com/dualmaps6/map.htm?lat=39.291206&lng=-84.318534
08 | HAMILTON | HAM | RA | 31530 |  | 0.036 |  | SHAMRA31530**C | HAM-31530-0.036 | 39.1342 | -84.4939 | 2025-12-31 | Active |  |  |  | State | HL0038870 |  |  | State | 586 | Conventional | [14 empty] | No | No | No |  | HPS | [27 empty] | 2025-11-05 21:28 | NULL |  | 2025-11-05 21:28 | mneeley | 2024-08-01 07:11 | mneeley | 2024-08-01 07:11 | No | No | No | No | No | Standing | None | None | None | No | No | No | Top done | No | 2025-11-05 21:28 | 2025-11-05 21:28 | ascott3 | 2025-11-05 21:28 | ascott3 | 2025-11-05 21:28 | No Photo Available | No Photo Available | http://data.mapchannels.com/dualmaps6/map.htm?lat=39.134244&lng=-84.493925
08 | HAMILTON | HAM | RA | 31531 |  | 0.312 |  | SHAMRA31531**C | HAM-31531-0.312 | 39.1355 | -84.492 | 2025-12-31 | Active |  |  |  | State | HL0034908 |  |  | State | 4a1 | Conventional | [14 empty] | No | No | Yes |  | HPS | 1 | [26 empty] | 2025-05-22 16:13 | 7 - Needs Inspected in 7 CY |  | 2025-05-22 16:13 | rdixon5 | 2022-01-13 02:37 | rdixon5 | 2022-01-13 02:37 | No | No | No | No | No | Standing | None | None | None | No | No | No |  | No | 2025-05-22 16:13 | 2025-05-22 16:13 | ascott3 | 2025-05-22 16:13 | ascott3 | 2025-05-22 16:13 | No Photo Available | https://collectorweb.dot.state.oh.us/arcgis/rest/services/HIGHWAY_LIGHTING/HighwayLighting_Reference/FeatureServer/7/550817/attachments/ | http://data.mapchannels.com/dualmaps6/map.htm?lat=39.135472&lng=-84.491951
08 | HAMILTON | HAM | RA | 31531 |  | 0.353 |  | SHAMRA31531**C | HAM-31531-0.353 | 39.1359 | -84.4914 | 2025-12-31 | Active |  |  |  | State | HL0034919 |  |  | State | AA2 | Conventional | [14 empty] | No | No | No |  | HPS | 1 | [26 empty] | 2025-11-05 20:12 | NULL |  | 2025-11-05 20:12 | rdixon5 | 2022-01-13 02:38 | rdixon5 | 2022-01-13 02:38 | No | No | No | No | No | Standing | None | None | None | No | No | No |  | No | 2025-11-05 20:12 | 2025-11-05 20:12 | ascott3 | 2025-11-05 20:12 | ascott3 | 2025-11-05 20:12 | No Photo Available | No Photo Available | http://data.mapchannels.com/dualmaps6/map.htm?lat=39.135867&lng=-84.491373
08 | HAMILTON | HAM | RA | 31531 |  | 0.394 |  | SHAMRA31531**C | HAM-31531-0.394 | 39.1362 | -84.4908 | 2025-12-31 | Active |  |  |  | State | HL0034909 |  |  | State | AA3 | Conventional | [14 empty] | No | No | No |  | HPS | 1 | [26 empty] | 2025-11-05 20:12 | NULL |  | 2025-11-05 20:12 | rdixon5 | 2022-01-13 02:40 | rdixon5 | 2022-01-13 02:40 | No | No | No | No | No | Standing | None | None | None | No | No | No |  | No | 2025-11-05 20:12 | 2025-11-05 20:12 | ascott3 | 2025-11-05 20:12 | ascott3 | 2025-11-05 20:12 | No Photo Available | No Photo Available | http://data.mapchannels.com/dualmaps6/map.htm?lat=39.136201&lng=-84.490755
08 | HAMILTON | HAM | RA | 31531 |  | 0.436 |  | SHAMRA31531**C | HAM-31531-0.436 | 39.1363 | -84.49 | 2025-12-31 | Active |  |  |  | State | HL0034910 |  |  | State | AA4 | Conventional | [14 empty] | No | No | No |  | HPS | 1 | [26 empty] | 2025-11-05 20:13 | NULL |  | 2025-11-05 20:13 | rdixon5 | 2022-01-13 02:42 | rdixon5 | 2022-01-13 02:42 | No | No | No | No | No | Standing | None | None | None | No | No | No |  | No | 2025-11-05 20:13 | 2025-11-05 20:13 | ascott3 | 2025-11-05 20:13 | ascott3 | 2025-11-05 20:13 | No Photo Available | No Photo Available | http://data.mapchannels.com/dualmaps6/map.htm?lat=39.136258&lng=-84.490029
08 | HAMILTON | HAM | RA | 31531 |  | 0.471 |  | SHAMRA31531**C | HAM-31531-0.471 | 39.1359 | -84.4896 | 2025-12-31 | Active |  |  |  | State | HL0034911 |  |  | State | AA5 | Conventional | [14 empty] | No | No | No |  | HPS | 1 | [26 empty] | 2025-11-05 20:13 | NULL |  | 2025-11-05 20:13 | rdixon5 | 2022-01-13 02:44 | rdixon5 | 2022-01-13 02:44 | No | No | No | No | No | Standing | None | None | None | No | No | No |  | No | 2025-11-05 20:13 | 2025-11-05 20:13 | ascott3 | 2025-11-05 20:13 | ascott3 | 2025-11-05 20:13 | No Photo Available | No Photo Available | http://data.mapchannels.com/dualmaps6/map.htm?lat=39.135929&lng=-84.489598
08 | HAMILTON | HAM | RA | 31531 |  | 0.508 |  | SHAMRA31531**C | HAM-31531-0.508 | 39.1354 | -84.4896 | 2025-12-31 | Active |  |  |  | State | HL0034920 |  |  | State | AA6 | Conventional | [14 empty] | No | No | Yes |  | HPS | 2 | [26 empty] | 2025-11-05 20:14 | 7 - Needs Inspected in 7 CY |  | 2025-11-05 20:14 | rdixon5 | 2022-01-13 02:45 | rdixon5 | 2022-01-13 02:45 | No | No | No | No | No | Standing | None | None | None | No | No | No |  | No | 2025-11-05 20:14 | 2025-11-05 20:14 | ascott3 | 2025-11-05 20:14 | ascott3 | 2025-11-05 20:14 | No Photo Available | No Photo Available | http://data.mapchannels.com/dualmaps6/map.htm?lat=39.135429&lng=-84.489564
08 | HAMILTON | HAM | RA | 31531 |  | 0.549 |  | SHAMRA31531**C | HAM-31531-0.549 | 39.1348 | -84.4897 | 2025-12-31 | Active |  |  |  | State | HL0034921 |  |  | State | AA7 | Conventional | [14 empty] | No | No | Yes |  | HPS | 2 | [26 empty] | 2025-05-22 16:27 | 7 - Needs Inspected in 7 CY |  | 2025-05-22 16:27 | rdixon5 | 2022-01-13 02:46 | rdixon5 | 2022-01-13 02:46 | No | No | No | No | No | Standing | None | None | None | No | No | No |  | No | 2025-05-22 16:27 | 2025-05-22 16:27 | ascott3 | 2025-05-22 16:27 | ascott3 | 2025-05-22 16:27 | No Photo Available | https://collectorweb.dot.state.oh.us/arcgis/rest/services/HIGHWAY_LIGHTING/HighwayLighting_Reference/FeatureServer/7/551617/attachments/ | http://data.mapchannels.com/dualmaps6/map.htm?lat=39.134849&lng=-84.489731
08 | HAMILTON | HAM | RA | 31532 |  | 0.157 |  | SHAMRA31532**C | HAM-31532-0.157 | 39.1381 | -84.4881 | 2025-12-31 | Active |  |  |  | State | HL0034897 |  |  | State | 695 | Conventional | [14 empty] | No | No | No |  | HPS | [27 empty] | 2025-05-22 13:46 | NULL |  | 2025-05-22 13:46 | rdixon5 | 2022-01-12 05:19 | rdixon5 | 2022-01-12 05:19 | No | No | No | No | No | Standing | None | None | None | No | No | No |  | No | 2025-05-22 13:46 | 2025-05-22 13:46 | ascott3 | 2025-05-22 13:46 | ascott3 | 2025-05-22 13:46 | No Photo Available | https://collectorweb.dot.state.oh.us/arcgis/rest/services/HIGHWAY_LIGHTING/HighwayLighting_Reference/FeatureServer/7/546027/attachments/ | http://data.mapchannels.com/dualmaps6/map.htm?lat=39.138078&lng=-84.488113
08 | HAMILTON | HAM | RA | 31532 |  | 0.204 |  | SHAMRA31532**C | HAM-31532-0.204 | 39.1378 | -84.4889 | 2025-12-31 | Active |  | 694 |  | State | HL0034898 |  |  | State | 694 | Conventional | [14 empty] | No | No | No |  | HPS | [27 empty] | 2025-11-05 21:31 | NULL |  | 2025-11-05 21:31 | rdixon5 | 2022-01-12 05:21 | rdixon5 | 2022-01-12 05:21 | No | No | No | No | No | Standing | None | None | None | No | No | No |  | No | 2025-11-05 21:31 | 2025-11-05 21:31 | ascott3 | 2025-11-05 21:31 | ascott3 | 2025-11-05 21:31 | No Photo Available | No Photo Available | http://data.mapchannels.com/dualmaps6/map.htm?lat=39.137791&lng=-84.488914
08 | HAMILTON | HAM | RA | 31532 |  | 0.252 |  | SHAMRA31532**C | HAM-31532-0.252 | 39.1375 | -84.4897 | 2025-12-31 | Active |  |  |  | State | HL0034899 |  |  | State | 693 | Conventional | [14 empty] | No | No | No |  | HPS | [27 empty] | 2025-11-05 21:32 | NULL |  | 2025-11-05 21:32 | rdixon5 | 2022-01-12 05:22 | rdixon5 | 2022-01-12 05:22 | No | No | No | No | No | Standing | None | None | None | No | No | No |  | No | 2025-11-05 21:32 | 2025-11-05 21:32 | ascott3 | 2025-11-05 21:32 | ascott3 | 2025-11-05 21:32 | No Photo Available | No Photo Available | http://data.mapchannels.com/dualmaps6/map.htm?lat=39.137474&lng=-84.489711
08 | HAMILTON | HAM | RA | 31532 |  | 0.294 |  | SHAMRA31532**C | HAM-31532-0.294 | 39.1372 | -84.4904 | 2025-12-31 | Active |  |  |  | State | HL0034900 |  |  | State | 692 | Conventional | [14 empty] | No | No | No |  | HPS | [27 empty] | 2025-11-05 21:34 | NULL |  | 2025-11-05 21:34 | rdixon5 | 2022-01-12 05:23 | rdixon5 | 2022-01-12 05:23 | No | No | No | No | No | Standing | None | None | None | No | No | No |  | No | 2025-11-05 21:34 | 2025-11-05 21:34 | ascott3 | 2025-11-05 21:34 | ascott3 | 2025-11-05 21:34 | No Photo Available | No Photo Available | http://data.mapchannels.com/dualmaps6/map.htm?lat=39.137187&lng=-84.490399
08 | HAMILTON | HAM | RA | 31532 |  | 0.334 |  | SHAMRA31532**C | HAM-31532-0.334 | 39.1369 | -84.4911 | 2025-12-31 | Active |  |  |  | State | HL0034888 |  |  | State | 691 | Conventional | [14 empty] | No | No | No |  | HPS | [27 empty] | 2025-11-05 21:29 | NULL |  | 2025-11-05 21:29 | rdixon5 | 2022-01-12 05:25 | rdixon5 | 2022-01-12 05:25 | No | No | No | No | No | Standing | None | None | None | No | No | No |  | No | 2025-11-05 21:29 | 2025-11-05 21:29 | ascott3 | 2025-11-05 21:30 | ascott3 | 2025-11-05 21:30 | No Photo Available | No Photo Available | http://data.mapchannels.com/dualmaps6/map.htm?lat=39.136921&lng=-84.491058
08 | HAMILTON | HAM | RA | 31532 |  | 0.371 |  | SHAMRA31532**C | HAM-31532-0.371 | 39.1366 | -84.4916 | 2025-12-31 | Active |  |  |  | State | HL0034901 |  |  | State | 696 | Conventional | [14 empty] | No | No | No |  | HPS | [27 empty] | 2025-11-05 21:29 | NULL |  | 2025-11-05 21:29 | rdixon5 | 2022-01-12 05:26 | rdixon5 | 2022-01-12 05:26 | No | No | No | No | No | Standing | None | None | None | No | No | No |  | No | 2025-11-05 21:29 | 2025-11-05 21:29 | ascott3 | 2025-11-05 21:29 | ascott3 | 2025-11-05 21:29 | No Photo Available | No Photo Available | http://data.mapchannels.com/dualmaps6/map.htm?lat=39.136619&lng=-84.491639
08 | HAMILTON | HAM | RA | 31532 |  | 0.455 |  | SHAMRA31532**C | HAM-31532-0.455 | 39.1358 | -84.4928 | 2025-12-31 | Active |  |  |  | State | HL0034902 |  |  | State | 588 | Conventional | [14 empty] | Yes | No | No |  | HPS | 2 | [26 empty] | 2025-05-22 14:01 | 7 - Needs Inspected in 7 CY |  | 2025-05-22 14:02 | rdixon5 | 2022-01-12 05:39 | rdixon5 | 2022-01-12 05:39 | No | No | No | No | No | Standing | None | None | None | No | No | No |  | No | 2025-05-22 14:01 | 2025-05-22 14:02 | ascott3 | 2025-05-22 14:02 | ascott3 | 2025-05-22 14:02 | No Photo Available | https://collectorweb.dot.state.oh.us/arcgis/rest/services/HIGHWAY_LIGHTING/HighwayLighting_Reference/FeatureServer/7/545621/attachments/ | http://data.mapchannels.com/dualmaps6/map.htm?lat=39.135773&lng=-84.492761
08 | HAMILTON | HAM | RA | 31532 |  | 0.486 |  | SHAMRA31532**C | HAM-31532-0.486 | 39.1354 | -84.4931 | 2025-12-31 | Active |  |  |  | State | HL0034903 |  |  | State | 587 | Conventional | [14 empty] | Yes | No | No |  | HPS | 2 | [26 empty] | 2025-05-22 14:06 | 7 - Needs Inspected in 7 CY |  | 2025-05-22 14:06 | rdixon5 | 2022-01-12 05:42 | rdixon5 | 2022-01-12 05:42 | Yes | No | No | No | No | Standing | None | None | None | No | No | No |  | No | 2025-05-22 14:06 | 2025-05-22 14:06 | ascott3 | 2025-05-22 14:06 | ascott3 | 2025-05-22 14:06 | No Photo Available | https://collectorweb.dot.state.oh.us/arcgis/rest/services/HIGHWAY_LIGHTING/HighwayLighting_Reference/FeatureServer/7/548431/attachments/ | http://data.mapchannels.com/dualmaps6/map.htm?lat=39.135427&lng=-84.493140
08 | HAMILTON | HAM | RA | 31533 |  | 0.121 |  | SHAMRA31533**C | HAM-31533-0.121 | 39.1362 | -84.489 | 2025-12-31 | Active |  |  |  | State | HL0034922 |  |  | State | AA9 | Conventional | [14 empty] | No | No | No |  | HPS | 1 | [26 empty] | 2025-11-05 20:08 | NULL |  | 2025-11-05 20:08 | rdixon5 | 2022-01-13 02:52 | rdixon5 | 2022-01-13 02:52 | No | No | No | No | No | Standing | None | None | None | No | No | No |  | No | 2025-11-05 20:08 | 2025-11-05 20:08 | ascott3 | 2025-11-05 20:09 | ascott3 | 2025-11-05 20:09 | No Photo Available | No Photo Available | http://data.mapchannels.com/dualmaps6/map.htm?lat=39.136187&lng=-84.489047
08 | HAMILTON | HAM | RA | 31533 |  | 0.146 |  | SHAMRA31533**C | HAM-31533-0.146 | 39.1365 | -84.4889 | 2025-12-31 | Active |  |  |  | State | HL0034912 |  |  | State | AA8 | Conventional | [14 empty] | No | No | No |  | HPS | 1 | [26 empty] | 2025-11-05 20:09 | NULL |  | 2025-11-05 20:09 | rdixon5 | 2022-01-13 02:51 | rdixon5 | 2022-01-13 02:51 | No | No | No | No | No | Standing | None | None | None | No | No | No |  | No | 2025-11-05 20:09 | 2025-11-05 20:09 | ascott3 | 2025-11-05 20:09 | ascott3 | 2025-11-05 20:09 | No Photo Available | No Photo Available | http://data.mapchannels.com/dualmaps6/map.htm?lat=39.136518&lng=-84.488907
08 | HAMILTON | HAM | RA | 31533 |  | 0.156 |  | SHAMRA31533**C | HAM-31533-0.156 | 39.1366 | -84.4888 | 2025-12-31 | Active |  |  |  | State | HL0034913 |  |  | State | Aa10 | Conventional | [14 empty] | No | No | No |  | HPS | 1 | [26 empty] | 2025-11-05 20:09 | NULL |  | 2025-11-05 20:10 | rdixon5 | 2022-01-13 02:55 | rdixon5 | 2022-01-13 02:55 | No | No | No | No | No | Standing | None | None | None | No | No | No |  | No | 2025-11-05 20:09 | 2025-11-05 20:10 | ascott3 | 2025-11-05 20:10 | ascott3 | 2025-11-05 20:10 | No Photo Available | No Photo Available | http://data.mapchannels.com/dualmaps6/map.htm?lat=39.136645&lng=-84.488787
08 | HAMILTON | HAM | RA | 31533 |  | 0.22 |  | SHAMRA31533**C | HAM-31533-0.220 | 39.1374 | -84.4881 | 2025-12-31 | Active |  |  |  | State | HL0034923 |  |  | State | AA11 | Conventional | [14 empty] | No | No | No |  | HPS | 1 | [26 empty] | 2025-11-05 20:10 | NULL |  | 2025-11-05 20:10 | rdixon5 | 2022-01-13 02:56 | rdixon5 | 2022-01-13 02:56 | No | No | No | No | No | Standing | None | None | None | No | No | No |  | No | 2025-11-05 20:10 | 2025-11-05 20:10 | ascott3 | 2025-11-05 20:10 | ascott3 | 2025-11-05 20:10 | No Photo Available | No Photo Available | http://data.mapchannels.com/dualmaps6/map.htm?lat=39.137410&lng=-84.488140
08 | HAMILTON | HAM | RA | 31533 |  | 0.257 |  | SHAMRA31533**C | HAM-31533-0.257 | 39.1378 | -84.4876 | 2025-12-31 | Active |  |  |  | State | HL0034914 |  |  | State | Aa12 | Conventional | [14 empty] | No | No | No |  | HPS | 1 | [26 empty] | 2025-11-05 20:11 | NULL |  | 2025-11-05 20:11 | rdixon5 | 2022-01-13 02:58 | rdixon5 | 2022-01-13 02:58 | No | No | No | No | No | Standing | None | None | None | No | No | No |  | No | 2025-11-05 20:11 | 2025-11-05 20:11 | ascott3 | 2025-11-05 20:11 | ascott3 | 2025-11-05 20:11 | No Photo Available | No Photo Available | http://data.mapchannels.com/dualmaps6/map.htm?lat=39.137757&lng=-84.487630
08 | HAMILTON | HAM | RA | 31537 |  | 0.024 |  | SHAMRA31537**C | HAM-31537-0.024 | 39.1028 | -84.4997 | 2025-12-31 | Active |  |  |  | State | HL0016057 |  |  | State |  | Conventional | [14 empty] | No | No | No |  | HPS | [28 empty] | NULL |  |  | mhurlow1 | 2018-05-29 12:03 | Dsnyder5 | 2018-07-27 14:07 | [20 empty] | No Photo Available | No Photo Available | http://data.mapchannels.com/dualmaps6/map.htm?lat=39.102837&lng=-84.499722
08 | HAMILTON | HAM | RA | 31537 |  | 0.028 |  | SHAMRA31537**C | HAM-31537-0.028 | 39.1029 | -84.4996 | 2025-12-31 | Active |  |  |  | State | HL0023927 |  |  | State | E4 | Conventional | [14 empty] | No | No | No |  | HPS | [27 empty] | 2025-11-12 01:41 | NULL |  |  | mhurlow1 | 2018-05-29 12:02 | mneeley | 2024-08-06 03:50 | No | No | No | No | No | Standing | None | None | None | No | No | No |  | No | 2025-11-12 01:41 |  | mneeley | 2025-11-12 01:41 | mneeley | 2025-11-12 01:41 | No Photo Available | No Photo Available | http://data.mapchannels.com/dualmaps6/map.htm?lat=39.102862&lng=-84.499635
08 | HAMILTON | HAM | RA | 31538 |  | 0.07 |  | SHAMRA31538**C | HAM-31538-0.070 | 39.2261 | -84.3716 | 2025-12-31 | Active |  |  |  | State | HL0002116 | 2020-05-29 13:03 |  | State | B11 | Conventional | [14 empty] | No | No | No |  | HPS | 1 | 200 | [25 empty] | 2025-11-05 22:11 | NULL | 0 |  | mhurlow1 | 2018-05-22 16:46 | csonner | 2020-05-29 13:04 | No | No | No | No | No | Standing | None | None | None | No | No | No |  | No | 2025-11-05 22:11 |  | ascott3 | 2025-11-05 22:12 | ascott3 | 2025-11-05 22:12 | No Photo Available | No Photo Available | http://data.mapchannels.com/dualmaps6/map.htm?lat=39.226140&lng=-84.371571
08 | HAMILTON | HAM | RA | 31538 |  | 0.108 |  | SHAMRA31538**C | HAM-31538-0.108 | 39.2262 | -84.3709 | 2025-12-31 | Active |  |  |  | State | HL0015864 |  |  | State |  | Conventional | [14 empty] | No | No | No |  | HPS | [27 empty] | 2025-11-05 22:11 | NULL |  |  | mhurlow1 | 2018-05-22 16:47 | Dsnyder5 | 2018-07-24 16:16 | No | No | No | No | No | Standing | None | None | None | No | No | No |  | No | 2025-11-05 22:11 |  | ascott3 | 2025-11-05 22:11 | ascott3 | 2025-11-05 22:11 | No Photo Available | No Photo Available | http://data.mapchannels.com/dualmaps6/map.htm?lat=39.226175&lng=-84.370861
08 | HAMILTON | HAM | RA | 31538 |  | 0.145 |  | SHAMRA31538**C | HAM-31538-0.145 | 39.2261 | -84.3702 | 2025-12-31 | Active |  |  |  | State | HL0009408 | 2020-05-28 14:05 |  | State | B13 | Conventional | [14 empty] | No | No | No |  | HPS | 1 | 200 | [25 empty] | 2025-11-05 22:11 | NULL | 0 |  | mhurlow1 | 2018-05-09 15:23 | csonner | 2020-05-28 14:06 | No | No | No | No | No | Standing | None | None | None | No | No | No |  | No | 2025-11-05 22:11 |  | ascott3 | 2025-11-05 22:11 | ascott3 | 2025-11-05 22:11 | No Photo Available | No Photo Available | http://data.mapchannels.com/dualmaps6/map.htm?lat=39.226090&lng=-84.370196
08 | HAMILTON | HAM | RA | 31538 |  | 0.192 |  | SHAMRA31538**C | HAM-31538-0.192 | 39.2259 | -84.3694 | 2025-12-31 | Active |  |  |  | State | HL0007093 | 2020-05-28 14:06 |  | State | B14 | Conventional | [14 empty] | No | No | No |  | HPS | 1 | 200 | [25 empty] | 2025-11-05 22:11 | NULL | 0 |  | mhurlow1 | 2018-05-09 15:23 | csonner | 2020-05-28 14:09 | No | No | No | No | No | Standing | None | None | None | No | No | No |  | No | 2025-11-05 22:11 |  | ascott3 | 2025-11-05 22:11 | ascott3 | 2025-11-05 22:11 | No Photo Available | No Photo Available | http://data.mapchannels.com/dualmaps6/map.htm?lat=39.225934&lng=-84.369370
08 | HAMILTON | HAM | RA | 31538 |  | 0.231 |  | SHAMRA31538**C | HAM-31538-0.231 | 39.2257 | -84.3687 | 2025-12-31 | Active |  |  |  | State | HL0018804 | 2020-05-28 14:09 |  | State | B15 | Conventional | [14 empty] | No | No | No |  | HPS | 1 | 200 | [25 empty] | 2025-11-05 22:10 | NULL | 0 |  | mhurlow1 | 2018-05-09 15:23 | csonner | 2020-05-28 14:13 | No | No | No | No | No | Standing | None | None | None | No | No | No |  | No | 2025-11-05 22:10 |  | ascott3 | 2025-11-05 22:10 | ascott3 | 2025-11-05 22:10 | No Photo Available | No Photo Available | http://data.mapchannels.com/dualmaps6/map.htm?lat=39.225730&lng=-84.368689
08 | HAMILTON | HAM | RA | 31543 |  | 0.023 |  | SHAMRA31543**C | HAM-31543-0.023 | 39.1137 | -84.5018 | 2025-12-31 | Active |  |  |  | State | HL0019938 |  |  | State |  | Conventional | [14 empty] | No | No | No |  | HPS | [27 empty] | 2022-01-14 04:31 | NULL |  |  | Dsnyder5 | 2018-06-12 17:43 | mhurlow1 | 2018-07-19 12:56 | No | No | No | No | No | Standing | None | None | None | No | No | No |  |  | 2022-01-14 04:31 |  | rdixon5 | 2022-01-14 04:31 | rdixon5 | 2022-01-14 04:31 | No Photo Available | No Photo Available | http://data.mapchannels.com/dualmaps6/map.htm?lat=39.113730&lng=-84.501780
08 | HAMILTON | HAM | RA | 31548 |  | 0.129 |  | SHAMRA31548**C | HAM-31548-0.129 | 39.3002 | -84.5214 | 2025-12-31 | Active |  |  |  | State | HL0019924 | 2020-01-14 19:54 |  | State | B-14 | Conventional |  |  | AT |  |  |  |  | 1 | [6 empty] | No | No | No |  | HPS | 1 | 200 |  |  |  |  | Cooper/Eaton | [20 empty] | 2025-05-19 12:50 | NULL | 0 | 2025-05-19 12:50 | mhurlow1 | 2018-05-23 16:47 | lhundley | 2021-07-21 13:23 | Yes | No | No | No | No | Standing | None | None | None | No | No | No |  | No | 2025-05-19 12:50 | 2025-05-19 12:50 | ascott3 | 2025-05-19 12:50 | ascott3 | 2025-05-19 12:50 | No Photo Available | https://collectorweb.dot.state.oh.us/arcgis/rest/services/HIGHWAY_LIGHTING/HighwayLighting_Reference/FeatureServer/7/550793/attachments/ | http://data.mapchannels.com/dualmaps6/map.htm?lat=39.300166&lng=-84.521445
08 | HAMILTON | HAM | RA | 31548 |  | 0.184 |  | SHAMRA31548**C | HAM-31548-0.184 | 39.2998 | -84.5224 | 2025-12-31 | Active |  |  |  | State | HL0012249 | 2020-01-14 20:00 |  | State | B-13 | Conventional | No |  | A |  |  |  |  | 1 |  |  |  | No | No |  | Yes | No | No |  | HPS | 1 | 200 |  |  |  |  | American Electric Lighting (AEL) | [20 empty] | 2025-05-19 12:59 | 7 - Needs Inspected in 7 CY | 0 | 2025-05-19 12:59 | mhurlow1 | 2018-05-23 16:46 | lhundley | 2021-07-21 13:23 | No | No | No | No | No | Standing | None | None | None | No | No | No |  | No | 2025-05-19 12:59 | 2025-05-19 12:59 | ascott3 | 2025-05-19 13:00 | ascott3 | 2025-05-19 13:00 | No Photo Available | https://collectorweb.dot.state.oh.us/arcgis/rest/services/HIGHWAY_LIGHTING/HighwayLighting_Reference/FeatureServer/7/550794/attachments/ | http://data.mapchannels.com/dualmaps6/map.htm?lat=39.299842&lng=-84.522389
08 | HAMILTON | HAM | RA | 31548 |  | 0.221 |  | SHAMRA31548**C | HAM-31548-0.221 | 39.2997 | -84.523 | 2025-12-31 | Active |  |  |  | State | HL0018972 | 2020-01-14 20:03 |  | State | B-12 | Conventional |  |  | A |  |  |  |  | 1 | [6 empty] | Yes | No | No |  | HPS | 1 | 200 |  |  |  |  | American Electric Lighting (AEL) | [20 empty] | 2025-05-19 13:01 | 7 - Needs Inspected in 7 CY | 0 | 2025-05-19 13:01 | mhurlow1 | 2018-05-23 16:46 | lhundley | 2021-07-21 13:24 | No | No | No | No | No | Standing | None | None | None | No | No | No |  | No | 2025-05-19 13:01 | 2025-05-19 13:01 | ascott3 | 2025-05-19 13:01 | ascott3 | 2025-05-19 13:01 | No Photo Available | https://collectorweb.dot.state.oh.us/arcgis/rest/services/HIGHWAY_LIGHTING/HighwayLighting_Reference/FeatureServer/7/552796/attachments/ | http://data.mapchannels.com/dualmaps6/map.htm?lat=39.299680&lng=-84.523043
08 | HAMILTON | HAM | RA | 31548 |  | 0.256 |  | SHAMRA31548**C | HAM-31548-0.256 | 39.2995 | -84.5237 | 2025-12-31 | Active |  |  |  | State | HL0016450 | 2020-01-14 20:07 |  | State | B-11 | Conventional |  |  | A |  |  |  |  | 1 | [6 empty] | Yes | No | No |  | HPS | 1 | 200 |  |  |  |  | Cooper/Eaton | [20 empty] | 2025-05-19 13:07 | 7 - Needs Inspected in 7 CY | 0 | 2025-05-19 13:08 | mhurlow1 | 2018-05-23 16:45 | lhundley | 2021-07-21 13:24 | No | No | No | No | No | Standing | None | None | None | No | No | No |  | No | 2025-05-19 13:07 | 2025-05-19 13:08 | ascott3 | 2025-05-19 13:08 | ascott3 | 2025-05-19 13:08 | No Photo Available | https://collectorweb.dot.state.oh.us/arcgis/rest/services/HIGHWAY_LIGHTING/HighwayLighting_Reference/FeatureServer/7/551598/attachments/ | http://data.mapchannels.com/dualmaps6/map.htm?lat=39.299532&lng=-84.523664
08 | HAMILTON | HAM | RA | 31548 |  | 0.327 |  | SHAMRA31548**C | HAM-31548-0.327 | 39.2992 | -84.5249 | 2025-12-31 | Active |  |  |  | State | HL0017676 | 2020-01-14 20:10 |  | State | A-8 | Conventional |  |  | A |  |  |  |  | 1 | [6 empty] | Yes | No | No |  | HPS | 1 | 310 |  |  |  |  | Cooper/Eaton | [20 empty] | 2025-05-19 13:08 | 7 - Needs Inspected in 7 CY | 0 | 2025-05-19 13:08 | mhurlow1 | 2018-05-23 16:44 | lhundley | 2021-07-21 13:24 | No | No | No | No | No | Standing | None | None | None | No | No | No |  | No | 2025-05-19 13:08 | 2025-05-19 13:08 | ascott3 | 2025-05-19 13:08 | ascott3 | 2025-05-19 13:08 | No Photo Available | https://collectorweb.dot.state.oh.us/arcgis/rest/services/HIGHWAY_LIGHTING/HighwayLighting_Reference/FeatureServer/7/553994/attachments/ | http://data.mapchannels.com/dualmaps6/map.htm?lat=39.299232&lng=-84.524943
08 | HAMILTON | HAM | RA | 31548 |  | 0.594 |  | SHAMRA31548**C | HAM-31548-0.594 | 39.2981 | -84.5297 | 2025-12-31 | Active |  |  |  | State | HL0012068 | 2020-01-14 20:15 |  | State | A-6 | Conventional |  |  | A |  |  |  |  | 2 | [6 empty] | Yes | No | No |  | HPS | 2 | 200 |  |  |  |  | Cooper/Eaton | [20 empty] | 2025-10-17 14:00 | 7 - Needs Inspected in 7 CY | 0 |  | mhurlow1 | 2018-05-23 16:19 | acode1@Editor | 2026-04-17 18:30 | No | No | No | No | No | Standing | None | None | None | No | No | No |  | No | 2025-10-17 14:00 |  | mneeley | 2025-10-17 14:00 | mneeley | 2025-10-17 14:00 | No Photo Available | No Photo Available | http://data.mapchannels.com/dualmaps6/map.htm?lat=39.298085&lng=-84.529684
08 | HAMILTON | HAM | RA | 31559 |  | 0.006 |  | SHAMRA31559**C | HAM-31559-0.006 | 39.2476 | -84.4471 | 2025-12-31 | Active |  |  |  | State | HL0017174 |  |  | State | BA17 | Conventional | [14 empty] | No | No | No |  | HPS | 1 | [26 empty] | 2025-10-02 18:02 | NULL |  |  | mhurlow1 | 2018-05-16 17:42 | csonner1 | 2025-10-02 18:10 | Yes | No | No | No | No | Standing | None | None | None | No | No | No |  | Yes | 2025-10-02 18:02 |  | csonner1 | 2025-10-02 18:03 | csonner1 | 2025-10-02 18:03 | No Photo Available | No Photo Available | http://data.mapchannels.com/dualmaps6/map.htm?lat=39.247609&lng=-84.447071
08 | HAMILTON | HAM | RA | 31559 |  | 0.032 |  | SHAMRA31559**C | HAM-31559-0.032 | 39.2473 | -84.4472 | 2025-12-31 | Active |  |  |  | State | HL0005732 |  |  | State | Ba18 | Conventional | [14 empty] | No | No | No |  | HPS | 1 | [26 empty] | 2025-10-02 18:11 | NULL |  |  | mhurlow1 | 2018-05-16 17:38 | csonner1 | 2025-10-02 18:11 | No | No | No | No | No | Standing | None | None | None | No | No | No |  | No | 2025-10-02 18:11 |  | csonner1 | 2025-10-02 18:11 | csonner1 | 2025-10-02 18:11 | No Photo Available | No Photo Available | http://data.mapchannels.com/dualmaps6/map.htm?lat=39.247256&lng=-84.447225
08 | HAMILTON | HAM | RA | 31559 |  | 0.062 |  | SHAMRA31559**C | HAM-31559-0.062 | 39.2468 | -84.4474 | 2025-12-31 | Active |  |  |  | State | HL0011175 |  |  | State |  | Conventional | [14 empty] | No | No | No |  | HPS | [27 empty] | 2025-05-02 15:49 | NULL |  | 2025-05-02 15:49 | mhurlow1 | 2018-05-16 17:37 | mhurlow1 | 2018-07-23 12:19 | Yes | No | No | No | No | Standing | None | None | None | No | No | No | Crack foundation | No | 2025-05-02 15:49 | 2025-05-02 15:49 | ascott3 | 2025-05-02 15:49 | ascott3 | 2025-05-07 03:14 | No Photo Available | https://collectorweb.dot.state.oh.us/arcgis/rest/services/HIGHWAY_LIGHTING/HighwayLighting_Reference/FeatureServer/7/544422/attachments/ | http://data.mapchannels.com/dualmaps6/map.htm?lat=39.246849&lng=-84.447429
08 | HAMILTON | HAM | RA | 31559 |  | 0.091 |  | SHAMRA31559**C | HAM-31559-0.091 | 39.2465 | -84.4476 | 2025-12-31 | Active |  |  |  | State | HL0012872 |  |  | State |  | Conventional | [14 empty] | No | No | No |  | HPS | [27 empty] | 2025-10-06 13:48 | NULL |  |  | mhurlow1 | 2018-05-16 17:37 | Dsnyder5 | 2018-07-27 14:51 | No | No | No | No | No | Standing | None | None | None | No | No | No |  | No | 2025-10-06 13:48 |  | csonner1 | 2025-10-06 13:48 | csonner1 | 2025-10-06 13:48 | No Photo Available | No Photo Available | http://data.mapchannels.com/dualmaps6/map.htm?lat=39.246473&lng=-84.447638
08 | HAMILTON | HAM | RA | 31559 |  | 0.117 |  | SHAMRA31559**C | HAM-31559-0.117 | 39.2461 | -84.4478 | 2025-12-31 | Active |  |  |  | State | HL0008316 |  |  | State |  | Conventional | [14 empty] | No | No | No |  | HPS | [27 empty] | 2025-10-06 13:51 | NULL |  |  | mhurlow1 | 2018-05-16 17:33 | Dsnyder5 | 2018-07-27 14:51 | No | No | No | No | No | Standing | None | None | None | No | No | No |  | No | 2025-10-06 13:51 |  | csonner1 | 2025-10-06 13:51 | csonner1 | 2025-10-06 13:51 | No Photo Available | No Photo Available | http://data.mapchannels.com/dualmaps6/map.htm?lat=39.246111&lng=-84.447840
08 | HAMILTON | HAM | RA | 31559 |  | 0.146 |  | SHAMRA31559**C | HAM-31559-0.146 | 39.2458 | -84.4481 | 2025-12-31 | Active | 2022-01-14 | 82288 | 2022-01-14 | State | HL0038832 |  |  | State |  | Conventional | [14 empty] | No | No | No |  | HPS | 1 | [26 empty] | 2025-10-06 13:56 | NULL |  |  | ascott3 | 2024-07-17 13:53 | acode1@Admin | 2025-11-21 18:51 | No | No | No | No | No | Standing | None | None | None | No | No | No |  | No | 2025-10-06 13:56 |  | csonner1 | 2025-10-06 13:56 | csonner1 | 2025-10-06 13:56 | No Photo Available | No Photo Available | http://data.mapchannels.com/dualmaps6/map.htm?lat=39.245750&lng=-84.448077
08 | HAMILTON | HAM | RA | 31559 |  | 0.166 |  | SHAMRA31559**C | HAM-31559-0.166 | 39.2455 | -84.4482 | 2025-12-31 | Active |  |  |  | State | HL0004396 |  |  | State |  | Conventional | [14 empty] | No | No | No |  | HPS | [27 empty] | 2025-10-06 14:01 | NULL |  |  | mhurlow1 | 2018-05-16 17:32 | Dsnyder5 | 2018-12-11 14:31 | No | No | No | No | No | Standing | None | None | None | No | No | No |  | No | 2025-10-06 14:01 |  | csonner1 | 2025-10-06 14:01 | csonner1 | 2025-10-06 14:01 | No Photo Available | No Photo Available | http://data.mapchannels.com/dualmaps6/map.htm?lat=39.245477&lng=-84.448236
08 | HAMILTON | HAM | RA | 31559 |  | 0.196 |  | SHAMRA31559**C | HAM-31559-0.196 | 39.2451 | -84.4485 | 2025-12-31 | Active |  |  |  | State | HL0000082 |  |  | State |  | Conventional | [14 empty] | No | No | No |  | HPS | [27 empty] | 2025-10-06 14:05 | NULL |  |  | Dsnyder5 | 2018-12-11 14:31 | Dsnyder5 | 2018-12-11 14:31 | No | No | No | No | No | Standing | None | None | None | No | No | No |  | No | 2025-10-06 14:05 |  | csonner1 | 2025-10-06 14:05 | csonner1 | 2025-10-06 14:05 | No Photo Available | No Photo Available | http://data.mapchannels.com/dualmaps6/map.htm?lat=39.245112&lng=-84.448516
08 | HAMILTON | HAM | RA | 31559 |  | 0.231 |  | SHAMRA31559**C | HAM-31559-0.231 | 39.2447 | -84.4489 | 2025-12-31 | Active |  |  |  | State | HL0024989 |  |  | State |  | Conventional | [14 empty] | No | No | No |  | HPS | [27 empty] | 2025-10-06 14:08 | NULL |  |  | Dsnyder5 | 2018-12-11 14:30 | Dsnyder5 | 2018-12-11 14:30 | No | No | No | No | No | Standing | None | None | None | No | No | No |  | No | 2025-10-06 14:08 |  | csonner1 | 2025-10-06 14:08 | csonner1 | 2025-10-06 14:08 | No Photo Available | No Photo Available | http://data.mapchannels.com/dualmaps6/map.htm?lat=39.244709&lng=-84.448859
08 | HAMILTON | HAM | RA | 31559 |  | 0.265 |  | SHAMRA31559**C | HAM-31559-0.265 | 39.2443 | -84.4491 | 2025-12-31 | Active |  |  |  | State | HL0022006 |  |  | State |  | Conventional | [14 empty] | No | No | No |  | HPS | [27 empty] | 2025-10-06 14:11 | NULL |  |  | mhurlow1 | 2018-05-16 17:28 | mhurlow1 | 2018-07-23 12:13 | No | No | No | No | No | Standing | None | None | None | No | No | No |  | No | 2025-10-06 14:11 |  | csonner1 | 2025-10-06 14:11 | csonner1 | 2025-10-06 14:11 | No Photo Available | No Photo Available | http://data.mapchannels.com/dualmaps6/map.htm?lat=39.244253&lng=-84.449143
08 | HAMILTON | HAM | RA | 31559 |  | 0.303 |  | SHAMRA31559**C | HAM-31559-0.303 | 39.2438 | -84.4495 | 2025-12-31 | Active |  |  |  | State | HL0005807 |  |  | State |  | Conventional | [14 empty] | No | No | No |  | HPS | [27 empty] | 2025-10-06 14:15 | NULL |  |  | mhurlow1 | 2018-05-16 17:25 | mhurlow1 | 2018-07-23 12:13 | No | No | No | No | No | Standing | None | None | None | No | No | No |  | No | 2025-10-06 14:15 |  | csonner1 | 2025-10-06 14:15 | csonner1 | 2025-10-06 14:15 | No Photo Available | No Photo Available | http://data.mapchannels.com/dualmaps6/map.htm?lat=39.243790&lng=-84.449516
08 | HAMILTON | HAM | RA | 31559 |  | 0.341 |  | SHAMRA31559**C | HAM-31559-0.341 | 39.2433 | -84.4499 | 2025-12-31 | Active |  |  |  | State | HL0006841 |  |  | State |  | Conventional | [14 empty] | No | No | No |  | HPS | [27 empty] | 2025-10-06 14:18 | NULL |  |  | mhurlow1 | 2018-05-16 17:25 | mhurlow1 | 2018-07-23 12:13 | No | No | No | No | No | Standing | None | None | None | No | No | No |  | No | 2025-10-06 14:18 |  | csonner1 | 2025-10-06 14:19 | csonner1 | 2025-10-06 14:19 | No Photo Available | No Photo Available | http://data.mapchannels.com/dualmaps6/map.htm?lat=39.243333&lng=-84.449938
08 | HAMILTON | HAM | RA | 31559 |  | 0.341 |  | SHAMRA31559**C | HAM-31559-0.341 | 39.2436 | -84.4504 | 2025-12-31 | Retired |  |  |  | State | HL0029115 |  |  | State | D2 46 | Tower |  | 4 | [12 empty] | No | No | No | CKT D Shepherd | HPS | [28 empty] | NULL |  |  | darshan.singh | 2014-12-16 09:35 | acode1 | 2024-09-04 13:11 | No | No | No | No | No | Standing | None | None | None | No | No | No | None ¦ None |  | 2014-12-16 09:35 |  | darshan.singh | 2014-12-16 09:35 | darshan.singh | 2014-12-16 09:35 | No Photo Available | https://collectorweb.dot.state.oh.us/arcgis/rest/services/HIGHWAY_LIGHTING/HighwayLighting_Reference/FeatureServer/7/1966/attachments/ | http://data.mapchannels.com/dualmaps6/map.htm?lat=39.243589&lng=-84.450391
08 | HAMILTON | HAM | RA | 31560 |  | 0.031 |  | SHAMRA31560**C | HAM-31560-0.031 | 39.2404 | -84.4515 | 2025-12-31 | Active |  |  |  | State | HL0003208 |  |  | State |  | Conventional | [14 empty] | No | No | No |  | HPS | [27 empty] | 2024-07-16 17:03 | NULL |  |  | mhurlow1 | 2018-05-16 17:14 | mhurlow1 | 2018-07-23 12:10 | No | No | No | No | No | Standing | None | None | None | No | No | No |  |  | 2024-07-16 17:03 |  | ascott3 | 2024-07-16 17:03 | ascott3 | 2024-07-16 17:03 | No Photo Available | No Photo Available | http://data.mapchannels.com/dualmaps6/map.htm?lat=39.240397&lng=-84.451490
08 | HAMILTON | HAM | RA | 31560 |  | 0.068 |  | SHAMRA31560**C | HAM-31560-0.068 | 39.2399 | -84.4517 | 2025-12-31 | Active |  |  |  | State | HL0017657 |  |  | State |  | Conventional | [14 empty] | No | No | No |  | HPS | [27 empty] | 2024-07-16 17:03 | NULL |  |  | mhurlow1 | 2018-05-16 17:10 | mhurlow1 | 2018-07-23 12:10 | No | No | No | No | No | Standing | None | None | None | No | No | No |  |  | 2024-07-16 17:03 |  | ascott3 | 2024-07-16 17:03 | ascott3 | 2024-07-16 17:03 | No Photo Available | No Photo Available | http://data.mapchannels.com/dualmaps6/map.htm?lat=39.239871&lng=-84.451656
08 | HAMILTON | HAM | RA | 31560 |  | 0.107 |  | SHAMRA31560**C | HAM-31560-0.107 | 39.2393 | -84.4518 | 2025-12-31 | Active |  |  |  | State | HL0005764 |  |  | State |  | Conventional | [14 empty] | No | No | No |  | HPS | [27 empty] | 2025-10-06 15:27 | NULL |  |  | mhurlow1 | 2018-05-16 17:07 | mhurlow1 | 2018-07-23 12:10 | No | No | No | No | No | Standing | None | None | None | No | No | No |  | No | 2025-10-06 15:27 |  | csonner1 | 2025-10-06 15:27 | csonner1 | 2025-10-06 15:27 | No Photo Available | No Photo Available | http://data.mapchannels.com/dualmaps6/map.htm?lat=39.239312&lng=-84.451763
08 | HAMILTON | HAM | RA | 31560 |  | 0.14 |  | SHAMRA31560**C | HAM-31560-0.140 | 39.2388 | -84.4518 | 2025-12-31 | Active |  |  |  | State | HL0012541 |  |  | State | Ad-10 | Conventional | [14 empty] | No | No | No |  | LED | 129 | [26 empty] | 2025-10-06 15:30 | NULL |  |  | mhurlow1 | 2018-05-16 17:06 | ascott3 | 2025-02-06 17:06 | No | No | No | No | No | Standing | None | None | None | No | No | No |  | No | 2025-10-06 15:30 |  | csonner1 | 2025-10-06 15:30 | csonner1 | 2025-10-06 15:30 | No Photo Available | No Photo Available | http://data.mapchannels.com/dualmaps6/map.htm?lat=39.238819&lng=-84.451818
08 | HAMILTON | HAM | RA | 31560 |  | 0.167 |  | SHAMRA31560**C | HAM-31560-0.167 | 39.2384 | -84.4518 | 2025-12-31 | Active | 2022-01-14 | 82288 | 2022-01-14 | State | HL0040075 |  |  | State |  | Conventional | [14 empty] | No | No | No |  | HPS | 1 | [26 empty] | 2025-10-06 15:33 | NULL |  |  | ascott3 | 2025-05-02 17:11 | acode1@Admin | 2025-11-21 18:44 | No | No | No | No | No | Standing | None | None | None | No | No | No |  | No | 2025-10-06 15:33 |  | csonner1 | 2025-10-06 15:33 | csonner1 | 2025-10-06 15:33 | No Photo Available | No Photo Available | http://data.mapchannels.com/dualmaps6/map.htm?lat=39.238429&lng=-84.451762
08 | HAMILTON | HAM | RA | 31560 |  | 0.175 |  | SHAMRA31560**C | HAM-31560-0.175 | 39.2383 | -84.4519 | 2025-12-31 | Active |  |  |  | State | HL0004595 |  |  | State |  | Conventional | [14 empty] | No | No | No |  | HPS | [27 empty] | 2024-07-16 17:02 | NULL |  |  | mhurlow1 | 2018-05-16 17:03 | mhurlow1 | 2018-07-23 12:08 | No | No | No | No | No | Standing | None | None | None | No | No | No |  |  | 2024-07-16 17:02 |  | ascott3 | 2024-07-16 17:02 | ascott3 | 2024-07-16 17:02 | No Photo Available | No Photo Available | http://data.mapchannels.com/dualmaps6/map.htm?lat=39.238302&lng=-84.451908
08 | HAMILTON | HAM | RA | 31560 |  | 0.182 |  | SHAMRA31560**C | HAM-31560-0.182 | 39.2382 | -84.4521 | 2025-12-31 | Active |  |  |  | State | HL0000139 |  |  | State |  | Conventional | [14 empty] | No | No | No |  | HPS | [28 empty] | NULL |  |  | mhurlow1 | 2018-05-16 17:02 | mhurlow1 | 2018-07-23 12:08 | [20 empty] | No Photo Available | No Photo Available | http://data.mapchannels.com/dualmaps6/map.htm?lat=39.238196&lng=-84.452085
08 | HAMILTON | HAM | RA | 31560 |  | 0.202 |  | SHAMRA31560**C | HAM-31560-0.202 | 39.2379 | -84.452 | 2025-12-31 | Active |  |  |  | State | HL0013170 |  |  | State |  | Conventional | [14 empty] | No | No | No |  | HPS | [28 empty] | NULL |  |  | mhurlow1 | 2018-05-16 17:00 | mhurlow1 | 2018-07-23 12:08 | [20 empty] | No Photo Available | No Photo Available | http://data.mapchannels.com/dualmaps6/map.htm?lat=39.237905&lng=-84.452022
08 | HAMILTON | HAM | RA | 31560 |  | 0.208 |  | SHAMRA31560**C | HAM-31560-0.208 | 39.2378 | -84.4517 | 2025-12-31 | Active |  |  |  | State | HL0010694 |  |  | State |  | Conventional | [14 empty] | No | No | No |  | HPS | [27 empty] | 2025-10-06 15:36 | NULL |  |  | mhurlow1 | 2018-05-16 16:59 | mhurlow1 | 2018-07-23 12:07 | No | No | No | No | No | Standing | None | None | None | No | No | No |  | No | 2025-10-06 15:36 |  | csonner1 | 2025-10-06 15:36 | csonner1 | 2025-10-06 15:36 | No Photo Available | No Photo Available | http://data.mapchannels.com/dualmaps6/map.htm?lat=39.237840&lng=-84.451653
08 | HAMILTON | HAM | RA | 31560 |  | 0.221 |  | SHAMRA31560**C | HAM-31560-0.221 | 39.2376 | -84.4518 | 2025-12-31 | Active |  |  |  | State | HL0014049 |  |  | State |  | Conventional | [14 empty] | No | No | No |  | HPS | [27 empty] | 2025-05-02 17:14 | NULL |  | 2025-05-02 17:14 | mhurlow1 | 2018-05-16 16:57 | mhurlow1 | 2018-07-23 12:07 | No | No | No | No | No | Standing | None | None | None | No | No | No |  | No | 2025-05-02 17:14 | 2025-05-02 17:14 | ascott3 | 2025-05-02 17:14 | ascott3 | 2025-05-02 17:14 | No Photo Available | https://collectorweb.dot.state.oh.us/arcgis/rest/services/HIGHWAY_LIGHTING/HighwayLighting_Reference/FeatureServer/7/543625/attachments/ | http://data.mapchannels.com/dualmaps6/map.htm?lat=39.237641&lng=-84.451777
08 | HAMILTON | HAM | RA | 31560 |  | 0.225 |  | SHAMRA31560**C | HAM-31560-0.225 | 39.2376 | -84.452 | 2025-12-31 | Active |  |  |  | State | HL0022651 |  |  | State |  | Conventional | [14 empty] | No | No | No |  | HPS | [28 empty] | NULL |  |  | mhurlow1 | 2018-05-16 16:58 | mhurlow1 | 2018-07-23 12:07 | [20 empty] | No Photo Available | No Photo Available | http://data.mapchannels.com/dualmaps6/map.htm?lat=39.237559&lng=-84.452039
08 | HAMILTON | HAM | RA | 31560 |  | 0.245 |  | SHAMRA31560**C | HAM-31560-0.245 | 39.2373 | -84.4516 | 2025-12-31 | Active |  |  |  | State | HL0009148 |  |  | State |  | Conventional | [14 empty] | No | No | No |  | HPS | [27 empty] | 2025-10-06 15:39 | NULL |  |  | mhurlow1 | 2018-05-16 16:57 | mhurlow1 | 2018-07-23 12:07 | No | No | No | No | No | Standing | None | None | None | No | No | No |  | No | 2025-10-06 15:39 |  | csonner1 | 2025-10-06 15:40 | csonner1 | 2025-10-06 15:40 | No Photo Available | No Photo Available | http://data.mapchannels.com/dualmaps6/map.htm?lat=39.237309&lng=-84.451603
08 | HAMILTON | HAM | RA | 31560 |  | 0.279 |  | SHAMRA31560**C | HAM-31560-0.279 | 39.2368 | -84.4514 | 2025-12-31 | Active |  |  |  | State | HL0012756 |  |  | State |  | Conventional | [14 empty] | No | No | No |  | HPS | [27 empty] | 2025-10-06 15:43 | NULL |  |  | mhurlow1 | 2018-05-16 16:55 | mhurlow1 | 2018-07-23 12:07 | No | No | No | No | No | Standing | None | None | None | No | No | No |  | No | 2025-10-06 15:43 |  | csonner1 | 2025-10-06 15:43 | csonner1 | 2025-10-06 15:43 | No Photo Available | No Photo Available | http://data.mapchannels.com/dualmaps6/map.htm?lat=39.236836&lng=-84.451409
08 | HAMILTON | HAM | RA | 31561 |  | 0.115 |  | SHAMRA31561**C | HAM-31561-0.115 | 39.2345 | -84.4506 | 2025-12-31 | Active | 2022-01-14 | 82288 | 2022-01-14 | State | HL0040071 |  |  | State | ac-5 | Conventional | [14 empty] | No | No | No |  | HPS | 1 | [26 empty] | 2025-10-06 15:55 | NULL |  |  | ascott3 | 2025-05-02 17:17 | acode1@Admin | 2025-11-21 18:40 | No | No | No | No | No | Standing | None | None | None | No | No | No |  | No | 2025-10-06 15:55 |  | csonner1 | 2025-10-06 15:55 | csonner1 | 2025-10-06 15:55 | No Photo Available | No Photo Available | http://data.mapchannels.com/dualmaps6/map.htm?lat=39.234480&lng=-84.450628
08 | HAMILTON | HAM | RA | 31561 |  | 0.146 |  | SHAMRA31561**C | HAM-31561-0.146 | 39.234 | -84.4506 | 2025-12-31 | Active | 2022-01-14 | 82288 | 2022-01-14 | State | HL0040070 |  |  | State | AC4 | Conventional | [14 empty] | No | No | No |  | HPS | 1 | [26 empty] | 2025-10-06 15:57 | NULL |  |  | ascott3 | 2025-05-02 17:20 | acode1@Admin | 2025-11-21 18:40 | No | No | No | No | No | Standing | None | None | None | No | No | No |  | No | 2025-10-06 15:57 |  | csonner1 | 2025-10-06 15:57 | csonner1 | 2025-10-06 15:57 | No Photo Available | No Photo Available | http://data.mapchannels.com/dualmaps6/map.htm?lat=39.234033&lng=-84.450553
08 | HAMILTON | HAM | RA | 31561 |  | 0.311 |  | SHAMRA31561**C | HAM-31561-0.311 | 39.2316 | -84.4504 | 2025-12-31 | Active |  |  |  | State | HL0026495 |  |  | State |  | Conventional | [14 empty] | No | No | No |  | HPS | [27 empty] | 2024-08-20 05:50 | NULL |  |  | mhurlow1 | 2018-05-16 15:14 | mhurlow1 | 2018-07-23 11:56 | No | No | No | No | No | Standing | None | None | None | No | No | No |  |  | 2024-08-20 05:50 |  | mneeley | 2024-08-20 05:50 | mneeley | 2024-08-20 05:50 | No Photo Available | https://collectorweb.dot.state.oh.us/arcgis/rest/services/HIGHWAY_LIGHTING/HighwayLighting_Reference/FeatureServer/7/510638/attachments/ | http://data.mapchannels.com/dualmaps6/map.htm?lat=39.231647&lng=-84.450374
08 | HAMILTON | HAM | RA | 31561 |  | 0.344 |  | SHAMRA31561**C | HAM-31561-0.344 | 39.2312 | -84.4504 | 2025-12-31 | Active |  |  |  | State | HL0002386 |  |  | State |  | Conventional | [14 empty] | No | No | No |  | HPS | [28 empty] | NULL |  |  | mhurlow1 | 2018-05-16 15:13 | mhurlow1 | 2018-07-23 11:56 | [20 empty] | No Photo Available | No Photo Available | http://data.mapchannels.com/dualmaps6/map.htm?lat=39.231166&lng=-84.450365
08 | HAMILTON | HAM | RA | 31562 |  | 0.066 |  | SHAMRA31562**C | HAM-31562-0.066 | 39.2921 | -84.3185 | 2025-12-31 | Active |  |  |  | State | HL0038759 |  |  | State | N-1 | Conventional | No |  | AT | A |  |  |  | 1 |  |  |  |  | No | No | No | No | No |  | LED | 1 |  | 90 |  | No |  |  |  | 480 L-L | [18 empty] | 2025-04-28 16:04 | NULL |  | 2025-04-28 16:04 | ascott3 | 2024-06-17 17:07 | jritchie2 | 2026-06-23 16:49 | No | No | No | No | No | Standing | None | None | None | No | No | No |  | No | 2025-04-28 16:04 | 2025-04-28 16:04 | ascott3 | 2025-04-28 16:05 | ascott3 | 2025-04-28 16:05 | No Photo Available | https://collectorweb.dot.state.oh.us/arcgis/rest/services/HIGHWAY_LIGHTING/HighwayLighting_Reference/FeatureServer/7/544418/attachments/ | http://data.mapchannels.com/dualmaps6/map.htm?lat=39.292062&lng=-84.318483
08 | HAMILTON | HAM | RA | 31562 |  | 0.146 |  | SHAMRA31562**C | HAM-31562-0.146 | 39.2912 | -84.3195 | 2025-12-31 | Active |  |  |  | State | HL0038760 |  |  | State | N-2 | Conventional | No |  | AT | A |  |  |  | 1 |  |  |  |  | No | No | No | No | No |  | LED | 1 |  | 90 | 12,000 - 15,999 | No |  |  |  | 480 L-L | [18 empty] | 2025-04-28 16:09 | NULL |  | 2025-04-28 16:09 | ascott3 | 2024-06-17 17:07 | jritchie2 | 2026-06-23 16:50 | No | No | No | No | No | Standing | None | None | None | No | No | No |  | No | 2025-04-28 16:09 | 2025-04-28 16:09 | ascott3 | 2025-04-28 16:09 | ascott3 | 2025-04-28 16:09 | No Photo Available | https://collectorweb.dot.state.oh.us/arcgis/rest/services/HIGHWAY_LIGHTING/HighwayLighting_Reference/FeatureServer/7/539612/attachments/ | http://data.mapchannels.com/dualmaps6/map.htm?lat=39.291230&lng=-84.319523
08 | HAMILTON | HAM | SR | 00004 |  | 2.519 |  | SHAMSR00004**C | HAM-4-2.519 | 39.1921 | -84.4749 | 2025-12-31 | Active |  |  |  | State | HL0014246 |  |  | State |  | Conventional | [14 empty] | No | No | No |  | HPS | [28 empty] | NULL |  |  | mhurlow1 | 2018-05-16 12:51 | mhurlow1 | 2018-07-19 17:27 | [20 empty] | No Photo Available | No Photo Available | http://data.mapchannels.com/dualmaps6/map.htm?lat=39.192079&lng=-84.474940
08 | HAMILTON | HAM | SR | 00004 |  | 2.534 |  | SHAMSR00004**C | HAM-4-2.534 | 39.1924 | -84.4753 | 2025-12-31 | Active |  |  |  | State | HL0024026 |  |  | State |  | Conventional | [14 empty] | No | No | No |  | HPS | [28 empty] | NULL |  |  | mhurlow1 | 2018-05-16 12:52 | mhurlow1 | 2018-07-19 17:27 | [20 empty] | No Photo Available | No Photo Available | http://data.mapchannels.com/dualmaps6/map.htm?lat=39.192356&lng=-84.475270
08 | HAMILTON | HAM | SR | 00004 |  | 2.544 |  | SHAMSR00004**C | HAM-4-2.544 | 39.1925 | -84.4749 | 2025-12-31 | Active |  |  |  | State | HL0014904 |  |  | State |  | Conventional | [14 empty] | No | No | No |  | HPS | [28 empty] | NULL |  |  | mhurlow1 | 2018-05-16 12:51 | mhurlow1 | 2018-07-19 17:27 | [20 empty] | No Photo Available | No Photo Available | http://data.mapchannels.com/dualmaps6/map.htm?lat=39.192451&lng=-84.474902
08 | HAMILTON | HAM | SR | 00004 |  | 2.568 |  | SHAMSR00004**C | HAM-4-2.568 | 39.1928 | -84.4749 | 2025-12-31 | Active |  |  |  | State | HL0013417 |  |  | State |  | Conventional | [14 empty] | No | No | No |  | HPS | [28 empty] | NULL |  |  | mhurlow1 | 2018-05-16 12:52 | mhurlow1 | 2018-07-19 17:27 | [20 empty] | No Photo Available | No Photo Available | http://data.mapchannels.com/dualmaps6/map.htm?lat=39.192823&lng=-84.474855
08 | HAMILTON | HAM | SR | 00004 |  | 2.61 |  | SHAMSR00004**C | HAM-4-2.610 | 39.1934 | -84.4753 | 2025-12-31 | Active |  |  |  | State | HL0024553 |  |  | State |  | Conventional | [14 empty] | No | No | No |  | HPS | [28 empty] | NULL |  |  | mhurlow1 | 2018-05-16 12:56 | mhurlow1 | 2018-07-19 17:27 | [20 empty] | No Photo Available | No Photo Available | http://data.mapchannels.com/dualmaps6/map.htm?lat=39.193398&lng=-84.475273
08 | HAMILTON | HAM | SR | 00004 |  | 2.61 |  | SHAMSR00004**C | HAM-4-2.610 | 39.1934 | -84.4749 | 2025-12-31 | Active |  |  |  | State | HL0016400 |  |  | State |  | Conventional | [14 empty] | No | No | No |  | HPS | [28 empty] | NULL |  |  | mhurlow1 | 2018-05-16 12:54 | mhurlow1 | 2018-07-19 17:27 | [20 empty] | No Photo Available | No Photo Available | http://data.mapchannels.com/dualmaps6/map.htm?lat=39.193450&lng=-84.474898
08 | HAMILTON | HAM | SR | 00004 |  | 2.637 |  | SHAMSR00004**C | HAM-4-2.637 | 39.1937 | -84.4754 | 2025-12-31 | Active |  |  |  | State | HL0012442 |  |  | State |  | Conventional | [14 empty] | No | No | No |  | HPS | [28 empty] | NULL |  |  | mhurlow1 | 2018-05-16 12:58 | mhurlow1 | 2018-07-19 17:27 | [20 empty] | No Photo Available | No Photo Available | http://data.mapchannels.com/dualmaps6/map.htm?lat=39.193747&lng=-84.475399
08 | HAMILTON | HAM | SR | 00004 |  | 2.661 |  | SHAMSR00004**C | HAM-4-2.661 | 39.1942 | -84.4752 | 2025-12-31 | Active |  |  |  | State | HL0005883 |  |  | State |  | Conventional | [14 empty] | No | No | No |  | HPS | [28 empty] | NULL |  |  | mhurlow1 | 2018-05-16 12:58 | mhurlow1 | 2018-07-19 17:27 | [20 empty] | No Photo Available | No Photo Available | http://data.mapchannels.com/dualmaps6/map.htm?lat=39.194180&lng=-84.475151
08 | HAMILTON | HAM | SR | 00004 |  | 2.711 |  | SHAMSR00004**C | HAM-4-2.711 | 39.1948 | -84.4759 | 2025-12-31 | Active |  |  |  | State | HL0004192 |  |  | State |  | Conventional | [14 empty] | No | No | No |  | HPS | [28 empty] | NULL |  |  | mhurlow1 | 2018-05-16 13:01 | mhurlow1 | 2018-07-19 17:26 | [20 empty] | No Photo Available | No Photo Available | http://data.mapchannels.com/dualmaps6/map.htm?lat=39.194754&lng=-84.475859
08 | HAMILTON | HAM | SR | 00004 |  | 10.171 |  | SHAMSR00004**C | HAM-4-10.171 | 39.2983 | -84.4846 | 2025-12-31 | Active |  |  |  | State | HL0038722 |  |  | State | BA-1 | Conventional | [14 empty] | No | No | No |  | HPS | [27 empty] | 2025-11-19 03:57 | NULL |  |  | ascott3 | 2024-06-07 16:20 | ascott3 | 2024-06-07 16:20 | No | No | No | No | No | Standing | None | None | None | No | No | No |  | No | 2025-11-19 03:57 |  | mneeley | 2025-11-19 03:57 | mneeley | 2025-11-19 03:57 | No Photo Available | No Photo Available | http://data.mapchannels.com/dualmaps6/map.htm?lat=39.298297&lng=-84.484564
08 | HAMILTON | HAM | SR | 00004 |  | 10.229 |  | SHAMSR00004**C | HAM-4-10.229 | 39.2991 | -84.4845 | 2025-12-31 | Active |  |  |  | State | HL0038736 |  |  | State | ba-2 | Conventional | [14 empty] | No | No | No |  | HPS | [27 empty] | 2025-11-19 03:56 | NULL |  |  | ascott3 | 2024-06-07 16:21 | ascott3 | 2024-06-07 16:21 | No | No | No | No | No | Standing | None | None | None | No | No | No |  | No | 2025-11-19 03:56 |  | mneeley | 2025-11-19 03:56 | mneeley | 2025-11-19 03:56 | No Photo Available | No Photo Available | http://data.mapchannels.com/dualmaps6/map.htm?lat=39.299119&lng=-84.484469
08 | HAMILTON | HAM | SR | 00032 |  | 1.327 |  | SHAMSR00032**C | HAM-32-1.327 | 39.1097 | -84.4019 | 2025-12-31 | Active |  |  |  | State | HL0007195 |  |  | State | X2 | Conventional | No |  | A | X |  |  |  | 1 |  |  |  |  | No | No | No | Yes | No |  | HPS | 1 | 200 |  |  | No | [22 empty] | 2025-11-19 07:11 | 7 - Needs Inspected in 7 CY |  |  | mhurlow1 | 2018-05-24 17:31 | jritchie2 | 2026-06-18 11:58 | No | No | No | No | No | Standing | None | None | None | No | No | No |  | No | 2025-11-19 07:11 |  | mneeley | 2025-11-19 07:11 | mneeley | 2025-11-19 07:11 | No Photo Available | No Photo Available | http://data.mapchannels.com/dualmaps6/map.htm?lat=39.109677&lng=-84.401887
08 | HAMILTON | HAM | SR | 00032 |  | 1.362 |  | SHAMSR00032**C | HAM-32-1.362 | 39.1092 | -84.4017 | 2025-12-31 | Active |  |  |  | State | HL0020940 | 2020-05-14 01:57 |  | State | X3 | Conventional | No |  | A | X |  |  |  | 1 |  |  |  |  | No | No | No | Yes | No |  | HPS | 1 | 310 | [25 empty] | 2025-11-19 07:11 | 7 - Needs Inspected in 7 CY | 0 |  | mhurlow1 | 2018-05-24 17:31 | jritchie2 | 2026-06-18 11:57 | No | No | No | No | No | Standing | None | None | None | No | No | No |  | No | 2025-11-19 07:11 |  | mneeley | 2025-11-19 07:11 | mneeley | 2025-11-19 07:11 | No Photo Available | No Photo Available | http://data.mapchannels.com/dualmaps6/map.htm?lat=39.109163&lng=-84.401718
08 | HAMILTON | HAM | SR | 00032 |  | 1.425 |  | SHAMSR00032**C | HAM-32-1.425 | 39.1084 | -84.4011 | 2025-12-31 | Active |  |  |  | State | HL0015500 |  |  | State | X4 | Conventional | [14 empty] | No | No | No |  | HPS | 1 | [26 empty] | 2025-11-19 08:30 | NULL |  |  | mhurlow1 | 2018-05-24 17:33 | mneeley | 2025-11-19 02:11 | No | No | No | No | No | Standing | None | None | None | No | No | No |  | No | 2025-11-19 08:30 |  | mneeley | 2025-11-19 08:31 | mneeley | 2025-11-19 08:31 | No Photo Available | No Photo Available | http://data.mapchannels.com/dualmaps6/map.htm?lat=39.108399&lng=-84.401070
08 | HAMILTON | HAM | SR | 00032 |  | 1.473 |  | SHAMSR00032**C | HAM-32-1.473 | 39.1078 | -84.4005 | 2025-12-31 | Active |  |  |  | State | HL0014901 | 2020-05-14 01:58 |  | State | L20 | Conventional | No |  | AT | A |  |  |  | 1 |  |  |  |  | No | No | No | No | No |  | HPS | 1 | 310 |  |  | No | [22 empty] | 2025-11-19 08:30 | NULL | 0 |  | mhurlow1 | 2018-05-24 17:35 | jritchie2 | 2026-06-18 11:53 | No | No | No | No | No | Standing | None | None | None | No | No | No |  | No | 2025-11-19 08:30 |  | mneeley | 2025-11-19 08:30 | mneeley | 2025-11-19 08:30 | No Photo Available | No Photo Available | http://data.mapchannels.com/dualmaps6/map.htm?lat=39.107830&lng=-84.400534
08 | HAMILTON | HAM | SR | 00032 |  | 1.503 |  | SHAMSR00032**C | HAM-32-1.503 | 39.1076 | -84.4 | 2025-12-31 | Active |  |  |  | State | HL0012538 |  |  | State | L29 | Conventional | No |  | AT | A |  |  |  | 1 |  |  |  |  | No | No | No | No | No |  | HPS | 1 | 200 |  | 12,000 - 15,999 | No | [22 empty] | 2025-11-19 08:25 | NULL |  |  | mhurlow1 | 2018-05-24 17:36 | jritchie2 | 2026-06-18 11:52 | No | No | No | No | No | Standing | None | None | None | No | No | No |  | No | 2025-11-19 08:25 |  | mneeley | 2025-11-19 08:25 | mneeley | 2025-11-19 08:25 | No Photo Available | No Photo Available | http://data.mapchannels.com/dualmaps6/map.htm?lat=39.107645&lng=-84.399963
08 | HAMILTON | HAM | SR | 00032 |  | 1.531 |  | SHAMSR00032**C | HAM-32-1.531 | 39.1072 | -84.3998 | 2025-12-31 | Active |  |  |  | State | HL0005669 | 2020-05-14 02:02 |  | State | L28 | Conventional | No |  | AT | A |  |  |  | 1 |  |  |  |  | No | No | No | No | No |  | LED | 1 |  | 93 |  | No |  | Philips Lumec | [20 empty] | 2025-11-19 08:22 | NULL |  |  | mhurlow1 | 2018-05-24 17:36 | jritchie2 | 2026-06-18 11:51 | No | No | No | No | No | Standing | None | None | None | No | No | No |  | No | 2025-11-19 08:22 |  | mneeley | 2025-11-19 08:22 | mneeley | 2025-11-19 08:22 | No Photo Available | No Photo Available | http://data.mapchannels.com/dualmaps6/map.htm?lat=39.107201&lng=-84.399798
08 | HAMILTON | HAM | SR | 00032 |  | 1.553 |  | SHAMSR00032**C | HAM-32-1.553 | 39.107 | -84.3995 | 2025-12-31 | Active |  |  |  | State | HL0007519 | 2020-05-14 02:02 |  | State | L27 | Conventional | No |  | AT | A |  |  |  | 1 |  |  |  |  | No | No | No | No | No |  | HPS | 1 | 310 |  |  | No | [22 empty] | 2025-11-19 08:21 | NULL | 0 |  | mhurlow1 | 2018-05-24 17:37 | jritchie2 | 2026-06-18 11:50 | No | No | No | No | No | Standing | None | None | None | No | No | No |  | No | 2025-11-19 08:21 |  | mneeley | 2025-11-19 08:22 | mneeley | 2025-11-19 08:22 | No Photo Available | No Photo Available | http://data.mapchannels.com/dualmaps6/map.htm?lat=39.107005&lng=-84.399515
08 | HAMILTON | HAM | SR | 00032 |  | 1.589 |  | SHAMSR00032**C | HAM-32-1.589 | 39.1066 | -84.3996 | 2025-12-31 | Active |  |  |  | State | HL0011760 | 2020-05-14 02:03 |  | State | L26 | Conventional | No |  | AT | A |  |  |  | 1 |  |  |  |  | No | No | No | No | No |  | HPS | 1 | 250 |  |  | No | [22 empty] | 2025-11-19 08:21 | NULL | 0 |  | mhurlow1 | 2018-05-24 17:38 | jritchie2 | 2026-06-18 11:49 | No | No | No | No | No | Standing | None | None | None | No | No | No |  | No | 2025-11-19 08:21 |  | mneeley | 2025-11-19 08:21 | mneeley | 2025-11-19 08:21 | No Photo Available | No Photo Available | http://data.mapchannels.com/dualmaps6/map.htm?lat=39.106589&lng=-84.399587
08 | HAMILTON | HAM | SR | 00032 |  | 1.622 |  | SHAMSR00032**C | HAM-32-1.622 | 39.1065 | -84.4001 | 2025-12-31 | Active |  |  |  | State | HL0023656 | 2020-05-14 02:04 |  | State | L25 | Conventional | [7 empty] | 1 | [6 empty] | No | No | No |  | HPS | 1 | 310 | [25 empty] | 2025-11-19 08:23 | NULL | 0 |  | mhurlow1 | 2018-05-24 17:39 | cburden | 2020-05-14 02:09 | No | No | No | No | No | Standing | None | None | None | No | No | No |  | No | 2025-11-19 08:23 |  | mneeley | 2025-11-19 08:23 | mneeley | 2025-11-19 08:23 | No Photo Available | No Photo Available | http://data.mapchannels.com/dualmaps6/map.htm?lat=39.106507&lng=-84.400063
08 | HAMILTON | HAM | SR | 00032 |  | 1.661 |  | SHAMSR00032**C | HAM-32-1.661 | 39.1069 | -84.4004 | 2025-12-31 | Active |  |  |  | State | HL0001097 | 2020-05-14 02:06 |  | State | L24 | Conventional | [7 empty] | 1 | [6 empty] | No | No | No |  | HPS | 1 | 310 | [25 empty] | 2025-11-19 08:23 | NULL | 0 |  | mhurlow1 | 2018-05-24 17:54 | cburden | 2020-05-14 02:10 | No | No | No | No | No | Standing | None | None | None | No | No | No |  | No | 2025-11-19 08:23 |  | mneeley | 2025-11-19 08:23 | mneeley | 2025-11-19 08:23 | No Photo Available | No Photo Available | http://data.mapchannels.com/dualmaps6/map.htm?lat=39.106906&lng=-84.400415
08 | HAMILTON | HAM | SR | 00032 |  | 1.705 |  | SHAMSR00032**C | HAM-32-1.705 | 39.1075 | -84.4003 | 2025-12-31 | Active |  |  |  | State | HL0021313 |  |  | State | L23 | Conventional | No |  | AT | A |  |  |  | 1 |  |  |  |  | No | No | No | No | No |  | HPS | 1 | 250 | [25 empty] | 2025-11-19 08:23 | NULL |  |  | mhurlow1 | 2018-05-24 17:40 | jritchie2 | 2026-06-18 11:52 | No | No | No | No | No | Standing | None | None | None | No | No | No |  | No | 2025-11-19 08:23 |  | mneeley | 2025-11-19 08:23 | mneeley | 2025-11-19 08:23 | No Photo Available | No Photo Available | http://data.mapchannels.com/dualmaps6/map.htm?lat=39.107505&lng=-84.400272
08 | HAMILTON | HAM | SR | 00032 |  | 1.743 |  | SHAMSR00032**C | HAM-32-1.743 | 39.108 | -84.4 | 2025-12-31 | Active |  |  |  | State | HL0018276 | 2020-05-14 02:10 |  | State | L2-12 | Conventional | [7 empty] | 1 | [6 empty] | No | No | No |  | HPS | 1 | 250 | [25 empty] | 2025-11-19 08:25 | NULL | 0 |  | mhurlow1 | 2018-05-24 17:41 | cburden | 2020-05-14 02:13 | No | No | No | No | No | Standing | None | None | None | No | No | No |  | No | 2025-11-19 08:25 |  | mneeley | 2025-11-19 08:25 | mneeley | 2025-11-19 08:25 | No Photo Available | No Photo Available | http://data.mapchannels.com/dualmaps6/map.htm?lat=39.108014&lng=-84.400027
08 | HAMILTON | HAM | SR | 00032 |  | 1.848 |  | SHAMSR00032**C | HAM-32-1.848 | 39.1094 | -84.3994 | 2025-12-31 | Active |  |  |  | State | HL0001390 |  |  | State | L-18 | Conventional | [14 empty] | No | No | No |  | HPS | [27 empty] | 2025-11-19 08:30 | NULL |  |  | mhurlow1 | 2018-05-24 17:50 | ascott3 | 2024-07-01 17:01 | No | No | No | No | No | Standing | None | None | None | No | No | No |  | No | 2025-11-19 08:30 |  | mneeley | 2025-11-19 08:30 | mneeley | 2025-11-19 08:30 | No Photo Available | No Photo Available | http://data.mapchannels.com/dualmaps6/map.htm?lat=39.109445&lng=-84.399367
08 | HAMILTON | HAM | SR | 00032 |  | 2.197 |  | SHAMSR00032**C | HAM-32-2.197 | 39.1132 | -84.3953 | 2025-12-31 | Active |  |  |  | State | HL0007134 |  |  | State | M-2 | Conventional | No |  | AT | A |  |  |  | 1 |  |  |  |  | No | No | No | No | No |  | HPS | 1 | 200 | [25 empty] | 2025-06-05 13:43 | NULL |  | 2025-06-05 13:43 | mhurlow1 | 2018-05-24 18:03 | jritchie2 | 2026-06-18 12:11 | No | No | No | No | No | Standing | None | None | None | No | No | No |  | No | 2025-06-05 13:43 | 2025-06-05 13:43 | ascott3 | 2025-06-05 13:43 | ascott3 | 2025-06-05 13:43 | No Photo Available | https://collectorweb.dot.state.oh.us/arcgis/rest/services/HIGHWAY_LIGHTING/HighwayLighting_Reference/FeatureServer/7/554442/attachments/ | http://data.mapchannels.com/dualmaps6/map.htm?lat=39.113227&lng=-84.395292
08 | HAMILTON | HAM | SR | 00032 |  | 2.198 |  | SHAMSR00032**C | HAM-32-2.198 | 39.1132 | -84.3952 | 2025-12-31 | Active |  |  |  | State | HL0035774 |  |  | State | M-1 | Conventional | No |  | AT | A |  |  |  | 1 |  |  |  |  | No | No | No | No | No |  | HPS | 1 | 250 |  |  | No | [22 empty] | 2025-06-05 13:46 | NULL |  | 2025-06-05 13:46 | rdixon5 | 2023-03-14 08:14 | jritchie2 | 2026-06-18 12:10 | No | Yes | No | No | No | Standing | None | None | None | No | No | No |  | No | 2025-06-05 13:46 | 2025-06-05 13:46 | ascott3 | 2025-06-05 13:47 | ascott3 | 2025-06-05 13:47 | No Photo Available | https://collectorweb.dot.state.oh.us/arcgis/rest/services/HIGHWAY_LIGHTING/HighwayLighting_Reference/FeatureServer/7/549254/attachments/ | http://data.mapchannels.com/dualmaps6/map.htm?lat=39.113183&lng=-84.395200
08 | HAMILTON | HAM | SR | 00032 |  | 6.819 |  | SHAMSR00032**C | HAM-32-6.819 | 39.1173 | -84.3162 | 2025-12-31 | Active |  |  |  | State | HL0042897 |  |  | State | 1C-1 | Conventional | [14 empty] | No | No | No |  | HPS | 1 | [27 empty] | NULL |  |  | jritchie2 | 2026-05-18 16:03 | jritchie2 | 2026-05-22 16:09 | [20 empty] | https://collectorweb.dot.state.oh.us/arcgis/rest/services/HIGHWAY_LIGHTING/HighwayLighting_Reference/FeatureServer/6/467064/attachments/ | No Photo Available | http://data.mapchannels.com/dualmaps6/map.htm?lat=39.117333&lng=-84.316199
08 | HAMILTON | HAM | SR | 00032 |  | 6.832 |  | SHAMSR00032**C | HAM-32-6.832 | 39.1172 | -84.3161 | 2025-12-31 | Active | 2024-07-31 | 110991 | 2024-07-31 | State | HL0038950 |  |  | State | 1C-2 | Conventional | No |  |  |  | 6 |  |  | 1 | [6 empty] | No | No | No |  | LED | 1 |  | 200 |  | No |  |  |  | 120 |  | No | No | No | No | [14 empty] | NULL |  |  | acode1@Admin | 2024-08-07 12:05 | jritchie2 | 2026-05-22 16:11 | [20 empty] | No Photo Available | No Photo Available | http://data.mapchannels.com/dualmaps6/map.htm?lat=39.117174&lng=-84.316081
08 | HAMILTON | HAM | SR | 00125 |  | 5.43 |  | SHAMSR00125**C | HAM-125-5.430 | 39.073 | -84.3522 | 2025-12-31 | Active |  |  |  | State | HL0033827 | 2020-06-02 13:49 |  | State | 3 | Conventional | No |  | AT | A |  |  |  | 1 |  |  |  |  | No | No | No | No | No | Combo Pole Installation | LED | 1 | 70 |  | 12,000 - 15,999 | No | [5 empty] | Yes | [16 empty] | 2025-10-22 16:58 | NULL |  |  | dturner | 2020-06-02 13:49 | jritchie2 | 2026-06-18 11:33 | No | No | No | No | No | Standing | None | None | None | No | No | No | PUT NEW FIXTURE | No | 2025-10-22 16:58 |  | csonner1 | 2025-10-22 16:58 | csonner1 | 2025-10-22 16:58 | No Photo Available | No Photo Available | http://data.mapchannels.com/dualmaps6/map.htm?lat=39.072970&lng=-84.352162
08 | HAMILTON | HAM | SR | 00125 |  | 5.441 |  | SHAMSR00125**C | HAM-125-5.441 | 39.0727 | -84.352 | 2025-12-31 | Active |  |  |  | State | HL0033830 | 2020-06-02 14:22 |  | State | 6 | Conventional | No |  | AT | A |  |  |  | 1 |  |  |  |  | No | No | No | No | No | Combo Pole Installation | HPS | 1 | 400 | [8 empty] | Yes | [16 empty] | 2025-10-22 14:47 | NULL | 0 | 2025-10-22 14:47 | dturner | 2020-06-02 14:22 | jritchie2 | 2026-06-18 11:34 | No | No | No | No | No | Standing | None | None | None | No | No | No | PUT NEW FIXTURE | No | 2025-10-22 14:47 | 2025-10-22 14:47 | csonner1 | 2025-10-22 14:47 | csonner1 | 2025-10-22 14:47 | No Photo Available | No Photo Available | http://data.mapchannels.com/dualmaps6/map.htm?lat=39.072747&lng=-84.351955
08 | HAMILTON | HAM | SR | 00125 |  | 5.442 |  | SHAMSR00125**C | HAM-125-5.442 | 39.073 | -84.3519 | 2025-12-31 | Active |  |  |  | State | HL0033831 | 2020-06-02 14:36 |  | State | 7 | Conventional | No |  | AT | A | [8 empty] | No | No | No | No | No | Combo Pole Installation | HPS | 1 | 400 | [8 empty] | Yes | [16 empty] | 2025-10-22 16:55 | NULL | 0 |  | dturner | 2020-06-02 14:36 | jritchie2 | 2026-06-18 11:34 | No | No | No | No | No | Standing | None | None | None | No | No | No | PUT NEW FIXTURE | No | 2025-10-22 16:55 |  | csonner1 | 2025-10-22 16:56 | csonner1 | 2025-10-22 16:56 | No Photo Available | No Photo Available | http://data.mapchannels.com/dualmaps6/map.htm?lat=39.073002&lng=-84.351943
08 | HAMILTON | HAM | SR | 00126 |  | 6.821 |  | SHAMSR00126**N | HAM-126-6.821 | 39.2256 | -84.5856 | 2025-12-31 | Active |  |  |  | State | HL0007911 |  |  | State |  | Conventional | [7 empty] | 1 | [6 empty] | No | No | No |  | LED | 1 |  | 118 | [24 empty] | 2021-08-04 16:49 | NULL |  |  | mhurlow1 | 2018-05-21 15:09 | dturner | 2020-04-28 17:27 | No | No | No | No | No | Standing | None | None | None | No | No | No |  |  | 2021-08-04 16:49 |  | lhundley | 2021-08-04 16:48 | lhundley | 2021-08-04 16:48 | No Photo Available | No Photo Available | http://data.mapchannels.com/dualmaps6/map.htm?lat=39.225648&lng=-84.585592
08 | HAMILTON | HAM | SR | 00126 |  | 6.827 |  | SHAMSR00126**N | HAM-126-6.827 | 39.2255 | -84.5855 | 2025-12-31 | Active |  |  |  | State | HL0023204 |  |  | State |  | Conventional | [7 empty] | 1 | [6 empty] | No | No | No |  | LED | 1 |  | 118 | [24 empty] | 2021-08-04 16:49 | NULL |  |  | mhurlow1 | 2018-05-21 15:11 | dturner | 2020-04-28 17:26 | No | No | No | No | No | Standing | None | None | None | No | No | No |  |  | 2021-08-04 16:49 |  | lhundley | 2021-08-04 16:48 | lhundley | 2021-08-04 16:48 | No Photo Available | No Photo Available | http://data.mapchannels.com/dualmaps6/map.htm?lat=39.225495&lng=-84.585511
08 | HAMILTON | HAM | SR | 00126 |  | 6.852 |  | SHAMSR00126**N | HAM-126-6.852 | 39.2255 | -84.585 | 2025-12-31 | Active |  |  |  | State | HL0033739 |  |  | State |  | Conventional | [7 empty] | 1 | [6 empty] | No | No | No |  | LED | 1 |  | 118 | [24 empty] | 2021-08-04 16:49 | NULL |  |  | dturner | 2020-04-28 14:54 | dturner | 2020-04-28 17:26 | No | No | No | No | No | Standing | None | None | None | No | No | No |  |  | 2021-08-04 16:49 |  | lhundley | 2021-08-04 16:48 | lhundley | 2021-08-04 16:48 | No Photo Available | No Photo Available | http://data.mapchannels.com/dualmaps6/map.htm?lat=39.225528&lng=-84.585038
08 | HAMILTON | HAM | SR | 00126 |  | 6.966 |  | SHAMSR00126**N | HAM-126-6.966 | 39.2253 | -84.5829 | 2025-12-31 | Active |  |  |  | State | HL0005114 |  |  | State |  | Conventional | [7 empty] | 1 | [6 empty] | No | No | No |  | LED | 1 |  | 118 | [24 empty] | 2021-08-04 16:48 | NULL |  |  | mhurlow1 | 2018-05-21 15:14 | dturner | 2020-04-28 17:26 | No | No | No | No | No | Standing | None | None | None | No | No | No |  |  | 2021-08-04 16:48 |  | lhundley | 2021-08-04 16:48 | lhundley | 2021-08-04 16:48 | No Photo Available | No Photo Available | http://data.mapchannels.com/dualmaps6/map.htm?lat=39.225315&lng=-84.582933
08 | HAMILTON | HAM | SR | 00126 |  | 7.176 |  | SHAMSR00126**C | HAM-126-7.176 | 39.2248 | -84.5816 | 2025-12-31 | Active |  |  |  | State | HL0005445 |  |  | State | C9 | Conventional | No |  | AT | A |  |  |  | 1 |  |  |  |  | No | No | No | No | No |  | LED | 1 |  | 118 | [24 empty] | 2021-08-04 17:52 | NULL |  |  | mhurlow1 | 2018-05-21 14:32 | jritchie2 | 2026-07-16 13:35 | No | No | No | No | No | Standing | None | None | None | No | No | No |  |  | 2021-08-04 17:52 |  | lhundley | 2021-08-04 17:51 | lhundley | 2021-08-04 17:51 | No Photo Available | No Photo Available | http://data.mapchannels.com/dualmaps6/map.htm?lat=39.224806&lng=-84.581572
08 | HAMILTON | HAM | SR | 00126 |  | 7.245 |  | SHAMSR00126**C | HAM-126-7.245 | 39.2248 | -84.5803 | 2025-12-31 | Active |  |  |  | State | HL0015465 |  |  | State | C-10 | Conventional | No |  | AT | A |  |  |  | 1 |  |  |  |  | No | No | No | No | No |  | LED | 1 |  | 118 | [24 empty] | 2021-08-04 17:52 | NULL |  |  | mhurlow1 | 2018-05-21 15:04 | jritchie2 | 2026-07-16 13:36 | No | No | No | No | No | Standing | None | None | None | No | No | No |  |  | 2021-08-04 17:52 |  | lhundley | 2021-08-04 17:51 | lhundley | 2021-08-04 17:51 | No Photo Available | No Photo Available | http://data.mapchannels.com/dualmaps6/map.htm?lat=39.224766&lng=-84.580258
08 | HAMILTON | HAM | SR | 00126 |  | 7.322 |  | SHAMSR00126**C | HAM-126-7.322 | 39.2247 | -84.5789 | 2025-12-31 | Active |  |  |  | State | HL0026294 |  |  | State | c11 | Conventional | No |  | AT | A |  |  |  | 1 |  |  |  |  | No | No | No | No | No |  | LED | 1 |  | 118 | [24 empty] | 2021-08-04 17:52 | NULL |  |  | mhurlow1 | 2018-05-21 15:04 | jritchie2 | 2026-07-16 13:36 | No | No | No | No | No | Standing | None | None | None | No | No | No |  |  | 2021-08-04 17:52 |  | lhundley | 2021-08-04 17:51 | lhundley | 2021-08-04 17:51 | No Photo Available | No Photo Available | http://data.mapchannels.com/dualmaps6/map.htm?lat=39.224720&lng=-84.578874
08 | HAMILTON | HAM | SR | 00126 |  | 8.496 |  | SHAMSR00126**N | HAM-126-8.496 | 39.2261 | -84.5569 | 2025-12-31 | Active |  |  |  | State | HL0006597 | 2020-04-27 17:54 |  | State | HA-1-1-3B | Conventional | [7 empty] | 1 | [6 empty] | No | No | No |  | HPS | 1 | 200 | [25 empty] | 2025-05-13 12:45 | NULL | 0 | 2025-05-13 12:45 | mhurlow1 | 2018-05-21 15:17 | dturner | 2020-04-27 17:54 | No | No | No | No | No | Standing | None | None | None | No | No | No |  | No | 2025-05-13 12:45 | 2025-05-13 12:45 | ascott3 | 2025-05-13 12:45 | ascott3 | 2025-05-13 12:45 | No Photo Available | https://collectorweb.dot.state.oh.us/arcgis/rest/services/HIGHWAY_LIGHTING/HighwayLighting_Reference/FeatureServer/7/524867/attachments/ | http://data.mapchannels.com/dualmaps6/map.htm?lat=39.226077&lng=-84.556862
08 | HAMILTON | HAM | SR | 00126 |  | 8.68 |  | SHAMSR00126**C | HAM-126-8.680 | 39.226 | -84.5559 | 2025-12-31 | Active |  |  |  | State | HL0023710 | 2020-04-28 13:08 |  | State | H2-1-2-8C | Conventional | No |  | AT | A |  |  |  | 1 |  |  |  |  | No | No | No | No | No |  | LED | 1 |  | 70 | [24 empty] | 2025-05-13 12:56 | NULL |  | 2025-05-13 12:56 | mhurlow1 | 2018-05-21 15:19 | jritchie2 | 2026-07-16 13:39 | No | No | No | No | No | Standing | None | None | None | No | No | No |  | No | 2025-05-13 12:56 | 2025-05-13 12:56 | ascott3 | 2025-05-13 12:56 | ascott3 | 2025-05-13 12:56 | No Photo Available | https://collectorweb.dot.state.oh.us/arcgis/rest/services/HIGHWAY_LIGHTING/HighwayLighting_Reference/FeatureServer/7/549597/attachments/ | http://data.mapchannels.com/dualmaps6/map.htm?lat=39.225956&lng=-84.555873
08 | HAMILTON | HAM | SR | 00126 |  | 8.895 |  | SHAMSR00126**C | HAM-126-8.895 | 39.2259 | -84.5519 | 2025-12-31 | Active |  |  |  | State | HL0005826 | 2020-04-28 13:28 |  | State | HA-1-2-6B | Conventional | No |  | AT | A |  |  |  | 1 |  |  |  |  | No | No | No | No | No |  | LED | 1 |  | 70 | [24 empty] | 2025-05-13 12:58 | NULL |  | 2025-05-13 12:58 | mhurlow1 | 2018-05-21 15:23 | jritchie2 | 2026-07-16 13:41 | No | No | No | No | No | Standing | None | None | None | No | No | No |  | No | 2025-05-13 12:58 | 2025-05-13 12:58 | ascott3 | 2025-05-13 12:58 | ascott3 | 2025-05-13 12:58 | No Photo Available | https://collectorweb.dot.state.oh.us/arcgis/rest/services/HIGHWAY_LIGHTING/HighwayLighting_Reference/FeatureServer/7/549197/attachments/ | http://data.mapchannels.com/dualmaps6/map.htm?lat=39.225892&lng=-84.551934
08 | HAMILTON | HAM | SR | 00126 |  | 9.266 |  | SHAMSR00126**N | HAM-126-9.266 | 39.2248 | -84.5427 | 2025-12-31 | Active |  |  |  | State | HL0007742 | 2020-04-27 16:54 |  | State | HA-1-1-4B | Conventional | [7 empty] | 1 | [6 empty] | No | No | No |  | HPS | 1 | 250 | [25 empty] | 2024-06-13 12:58 | NULL | 0 |  | mhurlow1 | 2018-05-21 15:33 | dturner | 2020-04-27 16:54 | No | No | No | No | No | Standing | None | None | None | No | No | No |  |  | 2024-06-13 12:58 |  | ascott3 | 2024-06-13 12:58 | ascott3 | 2024-06-13 12:58 | No Photo Available | No Photo Available | http://data.mapchannels.com/dualmaps6/map.htm?lat=39.224814&lng=-84.542704
08 | HAMILTON | HAM | SR | 00126 |  | 9.372 |  | SHAMSR00126**C | HAM-126-9.372 | 39.2246 | -84.5433 | 2025-12-31 | Active |  |  |  | State | HL0021096 | 2020-04-28 14:06 |  | State | HA-2-Z | Conventional | No |  | AT | A |  |  |  | 1 |  |  |  |  | No | No | No | No | No |  | LED | 1 |  | 70 | [24 empty] | 2025-05-13 13:03 | NULL |  | 2025-05-13 13:03 | mhurlow1 | 2018-05-21 15:32 | jritchie2 | 2026-07-16 13:45 | No | No | No | No | No | Standing | None | None | None | No | No | No |  | No | 2025-05-13 13:03 | 2025-05-13 13:03 | ascott3 | 2025-05-13 13:03 | ascott3 | 2025-05-13 13:03 | No Photo Available | https://collectorweb.dot.state.oh.us/arcgis/rest/services/HIGHWAY_LIGHTING/HighwayLighting_Reference/FeatureServer/7/541278/attachments/ | http://data.mapchannels.com/dualmaps6/map.htm?lat=39.224552&lng=-84.543256
08 | HAMILTON | HAM | SR | 00126 |  | 9.446 |  | SHAMSR00126**C | HAM-126-9.446 | 39.2243 | -84.5419 | 2025-12-31 | Active |  |  |  | State | HL0019624 | 2020-04-28 14:16 |  | State | HA-3-Z | Conventional | No |  | AT | A |  |  |  | 1 |  |  |  |  | No | No | No | No | No |  | LED | 1 |  | 70 | [24 empty] | 2025-05-13 13:04 | NULL |  | 2025-05-13 13:04 | mhurlow1 | 2018-05-21 15:34 | jritchie2 | 2026-07-16 13:45 | No | No | No | No | No | Standing | None | None | None | No | No | No |  | No | 2025-05-13 13:04 | 2025-05-13 13:04 | ascott3 | 2025-05-13 13:04 | ascott3 | 2025-05-13 13:04 | No Photo Available | https://collectorweb.dot.state.oh.us/arcgis/rest/services/HIGHWAY_LIGHTING/HighwayLighting_Reference/FeatureServer/7/532069/attachments/ | http://data.mapchannels.com/dualmaps6/map.htm?lat=39.224307&lng=-84.541913
08 | HAMILTON | HAM | SR | 00126 |  | 10.339 |  | SHAMSR00126**N | HAM-126-10.339 | 39.2191 | -84.5248 | 2025-12-31 | Active |  |  |  | State | HL0024922 | 2020-04-24 17:14 |  | State | WR21-4B | Conventional | [7 empty] | 1 | [6 empty] | No | No | No |  | HPS | 1 | 200 | [25 empty] | 2025-05-13 14:51 | NULL | 0 | 2025-05-13 14:51 | mhurlow1 | 2018-05-21 15:38 | dturner | 2020-04-24 17:14 | No | No | No | No | No | Standing | None | None | None | No | No | No |  | No | 2025-05-13 14:51 | 2025-05-13 14:51 | ascott3 | 2025-05-13 14:51 | ascott3 | 2025-05-13 14:51 | No Photo Available | https://collectorweb.dot.state.oh.us/arcgis/rest/services/HIGHWAY_LIGHTING/HighwayLighting_Reference/FeatureServer/7/524872/attachments/ | http://data.mapchannels.com/dualmaps6/map.htm?lat=39.219139&lng=-84.524795
08 | HAMILTON | HAM | SR | 00126 |  | 10.865 |  | SHAMSR00126**C | HAM-126-10.865 | 39.2186 | -84.5175 | 2025-12-31 | Active |  |  |  | State | HL0021785 |  |  | State | WR1-3-Z | Conventional | No |  | AT | A |  |  |  | 1 |  |  |  |  | No | No | No | No | No |  | LED | 1 |  | 70 | [24 empty] | 2025-05-13 13:28 | NULL |  | 2025-05-13 13:28 | mhurlow1 | 2018-05-21 15:54 | jritchie2 | 2026-07-16 14:06 | No | No | Yes | No | No | Standing | None | None | None | No | No | No |  | No | 2025-05-13 13:28 | 2025-05-13 13:28 | ascott3 | 2025-05-13 13:29 | ascott3 | 2025-05-13 13:29 | No Photo Available | https://collectorweb.dot.state.oh.us/arcgis/rest/services/HIGHWAY_LIGHTING/HighwayLighting_Reference/FeatureServer/7/550384/attachments/ | http://data.mapchannels.com/dualmaps6/map.htm?lat=39.218641&lng=-84.517473
08 | HAMILTON | HAM | SR | 00126 |  | 10.966 |  | SHAMSR00126**N | HAM-126-10.966 | 39.2186 | -84.5131 | 2025-12-31 | Active |  |  |  | State | HL0009744 | 2020-04-23 17:20 |  | State | GR3-3A | Conventional | [7 empty] | 1 | [6 empty] | No | No | No |  | HPS | 1 | 200 | [25 empty] | 2025-05-13 14:05 | NULL | 0 | 2025-05-13 14:05 | mhurlow1 | 2018-05-21 15:58 | dturner | 2020-04-23 17:28 | No | No | No | No | No | Standing | None | None | None | No | No | No | Need bush clean no access behind wall | Yes | 2025-05-13 14:05 | 2025-05-13 14:05 | ascott3 | 2025-05-13 14:06 | ascott3 | 2025-05-13 14:06 | No Photo Available | https://collectorweb.dot.state.oh.us/arcgis/rest/services/HIGHWAY_LIGHTING/HighwayLighting_Reference/FeatureServer/7/532072/attachments/ | http://data.mapchannels.com/dualmaps6/map.htm?lat=39.218590&lng=-84.513129
08 | HAMILTON | HAM | SR | 00126 |  | 11.323 |  | SHAMSR00126**C | HAM-126-11.323 | 39.2176 | -84.5091 | 2025-12-31 | Active |  |  |  | State | HL0013005 | 2020-04-23 18:13 |  | State | GR3-7B | Conventional | No |  | AT |  |  |  |  | 1 |  |  |  |  | No | No | No | No | No |  | HPS | 1 | 200 | [25 empty] | 2025-05-13 15:05 | NULL | 0 | 2025-05-13 15:05 | mhurlow1 | 2018-05-21 16:02 | jritchie2 | 2026-07-16 14:14 | No | No | No | No | No | Standing | None | None | None | No | No | No |  | No | 2025-05-13 15:05 | 2025-05-13 15:05 | ascott3 | 2025-05-13 15:05 | ascott3 | 2025-05-13 15:05 | No Photo Available | https://collectorweb.dot.state.oh.us/arcgis/rest/services/HIGHWAY_LIGHTING/HighwayLighting_Reference/FeatureServer/7/548798/attachments/ | http://data.mapchannels.com/dualmaps6/map.htm?lat=39.217639&lng=-84.509065
08 | HAMILTON | HAM | SR | 00126 |  | 11.427 |  | SHAMSR00126**N | HAM-126-11.427 | 39.2173 | -84.5047 | 2025-12-31 | Active |  |  |  | State | HL0002563 | 2020-04-23 16:55 |  | State | GR2-6 | Conventional | [7 empty] | 1 | [6 empty] | No | No | No |  | HPS | 1 | 200 | [25 empty] | 2025-05-13 13:39 | NULL | 0 | 2025-05-13 13:39 | mhurlow1 | 2018-05-21 16:06 | dturner | 2020-04-23 16:56 | No | No | No | No | No | Standing | None | None | None | No | No | No | Rusted Bolton nuts | No | 2025-05-13 13:39 | 2025-05-13 13:39 | ascott3 | 2025-05-13 13:39 | ascott3 | 2025-05-13 13:39 | No Photo Available | https://collectorweb.dot.state.oh.us/arcgis/rest/services/HIGHWAY_LIGHTING/HighwayLighting_Reference/FeatureServer/7/525278/attachments/ | http://data.mapchannels.com/dualmaps6/map.htm?lat=39.217266&lng=-84.504691
08 | HAMILTON | HAM | SR | 00126 |  | 11.852 |  | SHAMSR00126**C | HAM-126-11.852 | 39.2159 | -84.4995 | 2025-12-31 | Active |  |  |  | State | HL0006935 | 2020-04-24 15:21 |  | State | GR1-6 | Conventional | [7 empty] | 1 | [6 empty] | No | No | No |  | HPS | 1 | 200 | [25 empty] | 2025-05-13 16:23 | NULL | 0 | 2025-05-13 16:23 | mhurlow1 | 2018-05-21 16:16 | dturner | 2020-04-24 15:21 | No | No | No | No | No | Standing | None | None | None | No | No | No | Tbase under water needs raised up | Yes | 2025-05-13 16:23 | 2025-05-13 16:23 | ascott3 | 2025-05-13 16:24 | ascott3 | 2025-05-13 16:24 | No Photo Available | https://collectorweb.dot.state.oh.us/arcgis/rest/services/HIGHWAY_LIGHTING/HighwayLighting_Reference/FeatureServer/7/550008/attachments/ | http://data.mapchannels.com/dualmaps6/map.htm?lat=39.215884&lng=-84.499478
08 | HAMILTON | HAM | SR | 00126 |  | 13.217 |  | SHAMSR00126**N | HAM-126-13.217 | 39.206 | -84.4753 | 2025-12-31 | Active |  |  |  | State | HL0001325 |  |  | State | 5 | Conventional | [14 empty] | No | No | No |  | HPS | [27 empty] | 2025-05-13 12:18 | NULL |  | 2025-05-13 12:18 | mhurlow1 | 2018-05-21 16:32 | csonner1 | 2023-03-08 06:48 | No | No | No | No | No | Standing | None | None | None | No | No | No |  | No | 2025-05-13 12:18 | 2025-05-13 12:18 | ascott3 | 2025-05-13 12:18 | ascott3 | 2025-05-13 12:18 | No Photo Available | https://collectorweb.dot.state.oh.us/arcgis/rest/services/HIGHWAY_LIGHTING/HighwayLighting_Reference/FeatureServer/7/547600/attachments/ | http://data.mapchannels.com/dualmaps6/map.htm?lat=39.206036&lng=-84.475327
08 | HAMILTON | HAM | SR | 00126 |  | 13.263 |  | SHAMSR00126**N | HAM-126-13.263 | 39.2058 | -84.4745 | 2025-12-31 | Active |  |  |  | State | HL0022842 | 2020-04-02 16:57 |  | State | 4 | Conventional | No |  | AT | A |  |  |  | 1 |  |  |  |  | No | No | No | No | No |  | LED | 1 |  | 150 | [24 empty] | 2025-05-13 12:19 | NULL |  | 2025-05-13 12:19 | mhurlow1 | 2018-05-21 16:33 | jritchie2 | 2026-07-15 14:45 | No | No | No | No | No | Standing | None | None | None | No | No | No |  | No | 2025-05-13 12:19 | 2025-05-13 12:19 | ascott3 | 2025-05-13 12:19 | ascott3 | 2025-05-13 12:19 | No Photo Available | https://collectorweb.dot.state.oh.us/arcgis/rest/services/HIGHWAY_LIGHTING/HighwayLighting_Reference/FeatureServer/7/549195/attachments/ | http://data.mapchannels.com/dualmaps6/map.htm?lat=39.205773&lng=-84.474544
08 | HAMILTON | HAM | SR | 00126 |  | 13.312 |  | SHAMSR00126**N | HAM-126-13.312 | 39.2056 | -84.4737 | 2025-12-31 | Active |  |  |  | State | HL0015301 | 2020-04-02 16:47 |  | State | 3 | Conventional | No |  | AT | A |  |  |  | 1 |  |  |  |  | No | No | No | No | No |  | LED | 1 |  | 150 | [24 empty] | 2025-05-13 12:16 | NULL |  | 2025-05-13 12:16 | mhurlow1 | 2018-05-21 16:34 | jritchie2 | 2026-07-15 14:44 | No | No | No | No | No | Standing | None | None | None | No | No | No | needs bushes cleaned out | No | 2025-05-13 12:16 | 2025-05-13 12:16 | ascott3 | 2025-05-13 12:18 | ascott3 | 2025-05-13 12:18 | No Photo Available | https://collectorweb.dot.state.oh.us/arcgis/rest/services/HIGHWAY_LIGHTING/HighwayLighting_Reference/FeatureServer/7/550379/attachments/ | http://data.mapchannels.com/dualmaps6/map.htm?lat=39.205628&lng=-84.473666
08 | HAMILTON | HAM | SR | 00126 |  | 13.333 |  | SHAMSR00126**C | HAM-126-13.333 | 39.2058 | -84.4757 | 2025-12-31 | Active |  |  |  | State | HL0007450 |  |  | State | C-13 | Conventional | [14 empty] | No | No | No |  | LED | 1 | [26 empty] | 2025-05-13 16:39 | NULL |  | 2025-05-13 16:39 | mhurlow1 | 2018-05-21 16:32 | odotonline.net\rdixon5 | 2026-05-08 01:26 | No | No | No | No | No | Standing | None | None | None | No | No | No | The door needs repaired | Yes | 2025-05-13 16:39 | 2025-05-13 16:39 | ascott3 | 2025-05-13 16:40 | ascott3 | 2025-05-13 16:40 | No Photo Available | https://collectorweb.dot.state.oh.us/arcgis/rest/services/HIGHWAY_LIGHTING/HighwayLighting_Reference/FeatureServer/7/541289/attachments/ | http://data.mapchannels.com/dualmaps6/map.htm?lat=39.205814&lng=-84.475707
08 | HAMILTON | HAM | SR | 00126 |  | 13.356 |  | SHAMSR00126**N | HAM-126-13.356 | 39.2055 | -84.4729 | 2025-12-31 | Active |  |  |  | State | HL0019738 | 2020-04-02 16:45 |  | State | 2 | Conventional | No |  | AT | A |  |  |  | 1 |  |  |  |  | No | No | No | No | No |  | LED | 1 |  | 150 | [24 empty] | 2025-05-13 12:15 | NULL |  | 2025-05-13 12:15 | mhurlow1 | 2018-05-21 16:35 | jritchie2 | 2026-07-15 14:44 | No | No | No | No | No | Standing | None | None | None | No | No | No |  | No | 2025-05-13 12:15 | 2025-05-13 12:15 | ascott3 | 2025-05-13 12:15 | ascott3 | 2025-05-13 12:15 | No Photo Available | https://collectorweb.dot.state.oh.us/arcgis/rest/services/HIGHWAY_LIGHTING/HighwayLighting_Reference/FeatureServer/7/548792/attachments/ | http://data.mapchannels.com/dualmaps6/map.htm?lat=39.205514&lng=-84.472851
08 | HAMILTON | HAM | SR | 00126 |  | 13.379 |  | SHAMSR00126**C | HAM-126-13.379 | 39.2055 | -84.4749 | 2025-12-31 | Active |  |  |  | State | HL0017894 | 2020-04-02 17:37 |  | State | 12 | Conventional | [7 empty] | 1 | [6 empty] | No | No | No |  | LED | 1 | [26 empty] | 2025-05-13 16:38 | NULL |  | 2025-05-13 16:38 | mhurlow1 | 2018-05-21 16:33 | odotonline.net\rdixon5 | 2026-05-08 01:32 | No | No | No | No | No | Standing | None | None | None | No | No | No | No door rusted bolts | Yes | 2025-05-13 16:38 | 2025-05-13 16:38 | ascott3 | 2025-05-13 16:38 | ascott3 | 2025-05-13 16:38 | No Photo Available | https://collectorweb.dot.state.oh.us/arcgis/rest/services/HIGHWAY_LIGHTING/HighwayLighting_Reference/FeatureServer/7/550777/attachments/ | http://data.mapchannels.com/dualmaps6/map.htm?lat=39.205538&lng=-84.474916
08 | HAMILTON | HAM | SR | 00126 |  | 13.404 |  | SHAMSR00126**N | HAM-126-13.404 | 39.2054 | -84.472 | 2025-12-31 | Active |  |  |  | State | HL0001611 | 2020-04-02 16:28 |  | State | 1 | Conventional | No |  | AT | A |  |  |  | 1 |  |  |  |  | No | No | No | No | No |  | LED | 1 |  | 150 | 12,000 - 15,999 | No | [22 empty] | 2025-05-13 12:14 | NULL |  | 2025-05-13 12:14 | mhurlow1 | 2018-05-21 16:36 | jritchie2 | 2026-07-15 14:43 | No | No | No | No | No | Standing | None | None | None | No | No | No | behind wall needs bushes cleaned out | No | 2025-05-13 12:14 | 2025-05-13 12:14 | ascott3 | 2025-05-13 12:14 | ascott3 | 2025-05-13 12:14 | No Photo Available | https://collectorweb.dot.state.oh.us/arcgis/rest/services/HIGHWAY_LIGHTING/HighwayLighting_Reference/FeatureServer/7/547599/attachments/ | http://data.mapchannels.com/dualmaps6/map.htm?lat=39.205402&lng=-84.471983
08 | HAMILTON | HAM | SR | 00126 |  | 13.42 |  | SHAMSR00126**C | HAM-126-13.420 | 39.2054 | -84.4742 | 2025-12-31 | Active |  |  |  | State | HL0003825 | 2020-04-02 17:56 |  | State | D-3-1 | Conventional | [7 empty] | 1 | [6 empty] | No | No | No |  | LED | 1 | [26 empty] | 2025-05-13 16:36 | NULL |  | 2025-05-13 16:36 | mhurlow1 | 2018-05-21 16:34 | odotonline.net\rdixon5 | 2026-05-08 01:49 | No | No | No | No | No | Standing | None | None | None | No | No | No | No door on arrival door needs replaced | Yes | 2025-05-13 16:36 | 2025-05-13 16:36 | ascott3 | 2025-05-13 16:36 | ascott3 | 2025-05-13 16:36 | No Photo Available | https://collectorweb.dot.state.oh.us/arcgis/rest/services/HIGHWAY_LIGHTING/HighwayLighting_Reference/FeatureServer/7/525287/attachments/ | http://data.mapchannels.com/dualmaps6/map.htm?lat=39.205362&lng=-84.474186
08 | HAMILTON | HAM | SR | 00126 |  | 13.465 |  | SHAMSR00126**C | HAM-126-13.465 | 39.2052 | -84.4734 | 2025-12-31 | Active |  |  |  | State | HL0025976 | 2020-04-02 18:17 |  | State | D-3-2 | Conventional | [7 empty] | 1 | [6 empty] | No | No | No |  | LED | 1 | [26 empty] | 2025-05-13 16:47 | NULL |  | 2025-05-13 16:47 | mhurlow1 | 2018-08-20 14:32 | odotonline.net\rdixon5 | 2026-05-08 01:50 | No | No | No | No | No | Standing | None | None | None | No | No | No |  | No | 2025-05-13 16:47 | 2025-05-13 16:47 | ascott3 | 2025-05-13 16:47 | ascott3 | 2025-05-13 16:47 | No Photo Available | https://collectorweb.dot.state.oh.us/arcgis/rest/services/HIGHWAY_LIGHTING/HighwayLighting_Reference/FeatureServer/7/546002/attachments/ | http://data.mapchannels.com/dualmaps6/map.htm?lat=39.205207&lng=-84.473364
08 | HAMILTON | HAM | SR | 00126 |  | 13.53 |  | SHAMSR00126**N | HAM-126-13.530 | 39.2051 | -84.4697 | 2025-12-31 | Active |  |  |  | State | HL0032004 | 2020-06-22 14:00 |  | State | D 3 11 | Tower |  | 4 | [12 empty] | No | No | No | SR-126 R.R.HWY | HPS | 4 | 400 | [25 empty] | 2022-08-10 17:13 | 4 - Needs Inspected in 4 CY | 0 |  | darshan.singh | 2014-12-30 12:51 | csonner | 2020-06-22 14:00 | No | No | No | No | No | Standing | None | None | None | No | No | No |  |  | 2022-08-10 17:13 |  | csonner1 | 2022-08-10 17:12 | csonner1 | 2022-08-10 17:12 | No Photo Available | No Photo Available | http://data.mapchannels.com/dualmaps6/map.htm?lat=39.205098&lng=-84.469678
08 | HAMILTON | HAM | SR | 00126 |  | 13.613 |  | SHAMSR00126**N | HAM-126-13.613 | 39.2049 | -84.4681 | 2025-12-31 | Active |  |  |  | State | HL0031999 | 2020-06-22 14:12 |  | State | D 3 12 | Tower |  | 4 | [12 empty] | No | No | No | SR-126 R.R.HWY | HPS | 4 | 400 | [25 empty] | 2022-08-10 17:13 | 4 - Needs Inspected in 4 CY | 0 |  | eric.young | 2014-12-30 10:43 | csonner | 2020-06-22 14:15 | No | No | No | No | No | Standing | None | None | None | No | No | No |  |  | 2022-08-10 17:13 |  | csonner1 | 2022-08-10 17:12 | csonner1 | 2022-08-10 17:12 | No Photo Available | No Photo Available | http://data.mapchannels.com/dualmaps6/map.htm?lat=39.204881&lng=-84.468122
08 | HAMILTON | HAM | SR | 00126 |  | 13.715 |  | SHAMSR00126**N | HAM-126-13.715 | 39.2055 | -84.4663 | 2025-12-31 | Active |  |  |  | State | HL0031994 | 2020-06-19 13:11 |  | State | D 2 15 | Tower |  | 4 | [12 empty] | No | No | No | SR-126 R.R.HWY | HPS | 4 | 400 | [25 empty] | 2026-01-15 17:47 | 8 - Needs Inspected in 8 CY | 0 | 2026-01-15 17:47 | eric.young | 2014-12-30 10:12 | csonner | 2020-06-19 13:11 | No | No | No | No | No | Standing | None | None | None | No | No | No | So cord repair and #10wire to top of breaker needed cut down cause bare wire and bad connection | No | 2026-01-15 17:47 | 2026-01-15 17:47 | csonner1 | 2026-01-15 17:54 | csonner1 | 2026-01-15 17:54 | No Photo Available | https://collectorweb.dot.state.oh.us/arcgis/rest/services/HIGHWAY_LIGHTING/HighwayLighting_Reference/FeatureServer/7/581335/attachments/ | http://data.mapchannels.com/dualmaps6/map.htm?lat=39.205544&lng=-84.466347
08 | HAMILTON | HAM | SR | 00126 |  | 13.801 |  | SHAMSR00126**N | HAM-126-13.801 | 39.2066 | -84.4656 | 2025-12-31 | Active |  |  |  | State | HL0032008 |  |  | State | D 2 16 | Tower |  | 4 | [12 empty] | No | No | No | SR-126 R.R.HWY | HPS | [27 empty] | 2022-08-10 13:44 | 4 - Needs Inspected in 4 CY |  |  | darshan.singh | 2014-12-30 13:21 | darshan.singh | 2014-12-30 13:22 | No | No | No | No | No | Standing | None | None | None | No | No | No |  |  | 2022-08-10 13:44 |  | csonner1 | 2022-08-10 13:43 | csonner1 | 2022-08-10 13:43 | No Photo Available | No Photo Available | http://data.mapchannels.com/dualmaps6/map.htm?lat=39.206648&lng=-84.465586
08 | HAMILTON | HAM | SR | 00126 |  | 13.902 |  | SHAMSR00126**N | HAM-126-13.902 | 39.208 | -84.4647 | 2025-12-31 | Active |  |  |  | State | HL0031985 | 2020-06-19 12:50 |  | State | D 2 17 | Tower |  | 4 | [12 empty] | No | No | No | SR-126 R.R.HWY | HPS | 4 | 400 | [25 empty] | 2022-08-09 16:14 | 4 - Needs Inspected in 4 CY | 0 |  | darshan.singh | 2014-12-29 14:23 | csonner | 2020-06-19 12:51 | No | No | No | No | No | Standing | None | None | None | No | No | No |  |  | 2022-08-09 16:14 |  | csonner1 | 2022-08-09 16:14 | csonner1 | 2022-08-09 16:14 | No Photo Available | No Photo Available | http://data.mapchannels.com/dualmaps6/map.htm?lat=39.207972&lng=-84.464750
08 | HAMILTON | HAM | SR | 00126 |  | 13.953 |  | SHAMSR00126**C | HAM-126-13.953 | 39.2046 | -84.4644 | 2025-12-31 | Active |  |  |  | State | HL0031978 | 2020-06-19 15:33 |  | State | D 1 15 | Tower |  | 4 | [12 empty] | No | No | No | SR-126 R.R.HWY | HPS | 4 | 400 | [25 empty] | 2020-06-19 15:33 | 2 - Needs Inspected in 2 CY | 0 |  | darshan.singh | 2014-12-29 13:48 | csonner | 2020-06-19 15:33 | No | No | No | No | No | Standing | None | None | None | No | No | No |  |  | 2020-06-19 15:33 |  | csonner | 2020-06-19 15:33 | csonner | 2020-06-19 15:33 | No Photo Available | No Photo Available | http://data.mapchannels.com/dualmaps6/map.htm?lat=39.204601&lng=-84.464364
08 | HAMILTON | HAM | SR | 00126 |  | 14.092 |  | SHAMSR00126**C | HAM-126-14.092 | 39.2065 | -84.4633 | 2025-12-31 | Active |  |  |  | State | HL0031980 | 2020-06-19 16:23 |  | State | D 1 19 | Tower |  | 4 | [12 empty] | No | No | No | SR-126 R.R.HWY | HPS | 4 | 400 | [25 empty] | 2022-08-15 16:41 | 4 - Needs Inspected in 4 CY | 0 |  | darshan.singh | 2014-12-29 13:57 | csonner | 2020-06-19 16:23 | No | No | No | No | No | Standing | None | None | None | No | No | No |  |  | 2022-08-15 16:41 |  | csonner1 | 2022-08-15 16:40 | csonner1 | 2022-08-15 16:40 | No Photo Available | No Photo Available | http://data.mapchannels.com/dualmaps6/map.htm?lat=39.206485&lng=-84.463337
08 | HAMILTON | HAM | SR | 00126 |  | 14.186 |  | SHAMSR00126**C | HAM-126-14.186 | 39.2077 | -84.4625 | 2025-12-31 | Active |  |  |  | State | HL0031987 | 2020-06-18 17:16 |  | State | E 2 1 | Tower |  | 4 | [12 empty] | No | No | No | SR-126 R.R.HWY | HPS | 4 | 400 | [25 empty] | 2022-08-12 18:08 | 4 - Needs Inspected in 4 CY | 0 |  | eric.young | 2014-12-30 09:33 | dturner | 2020-06-18 17:16 | No | No | No | No | No | Standing | None | None | None | No | No | No |  |  | 2022-08-12 18:08 |  | csonner1 | 2022-08-12 18:07 | csonner1 | 2022-08-12 18:07 | No Photo Available | No Photo Available | http://data.mapchannels.com/dualmaps6/map.htm?lat=39.207694&lng=-84.462505
08 | HAMILTON | HAM | SR | 00126 |  | 14.219 |  | SHAMSR00126**N | HAM-126-14.219 | 39.2104 | -84.4609 | 2025-12-31 | Active |  |  |  | State | HL0032016 | 2020-06-19 11:30 |  | State | E 1 6 | Tower |  | 4 | [12 empty] | No | No | No | SR-126 R.R.HWY | HPS | 4 | 400 | [25 empty] | 2022-08-11 12:42 | 4 - Needs Inspected in 4 CY | 0 |  | darshan.singh | 2014-12-30 13:48 | csonner | 2020-06-19 11:30 | No | No | No | No | No | Standing | None | None | None | No | No | No |  |  | 2022-08-11 12:42 |  | csonner1 | 2022-08-11 12:41 | csonner1 | 2022-08-11 12:41 | No Photo Available | No Photo Available | http://data.mapchannels.com/dualmaps6/map.htm?lat=39.210419&lng=-84.460894
08 | HAMILTON | HAM | SR | 00126 |  | 14.239 |  | SHAMSR00126**N | HAM-126-14.239 | 39.211 | -84.4606 | 2025-12-31 | Active |  |  |  | State | HL0032014 | 2020-06-22 15:42 |  | State | E 1 5 | Tower |  | 4 | [12 empty] | No | No | No | SR-126 R.R.HWY | HPS | 4 | 400 | [25 empty] | 2020-06-22 15:42 | 2 - Needs Inspected in 2 CY | 0 |  | darshan.singh | 2014-12-30 13:43 | csonner1 | 2022-08-11 14:43 | No | No | No | No | No | Standing | None | None | None | No | No | No |  |  | 2020-06-22 15:42 |  | csonner | 2020-06-22 15:42 | csonner | 2020-06-22 15:42 | No Photo Available | No Photo Available | http://data.mapchannels.com/dualmaps6/map.htm?lat=39.210982&lng=-84.460588
08 | HAMILTON | HAM | SR | 00126 |  | 14.282 |  | SHAMSR00126**C | HAM-126-14.282 | 39.2089 | -84.4615 | 2025-12-31 | Active |  |  |  | State | HL0031988 | 2020-06-18 17:07 |  | State | E 2 2 | Tower |  | 4 | [12 empty] | No | No | No | SR-126 R.R.HWY (no lck wshrs, space wshrs used) | HPS | 4 | 400 | [25 empty] | 2022-08-12 18:08 | 4 - Needs Inspected in 4 CY | 0 |  | eric.young | 2014-12-30 09:38 | csonner | 2020-06-18 17:08 | No | No | No | No | No | Standing | None | None | None | No | No | No |  |  | 2022-08-12 18:08 |  | csonner1 | 2022-08-12 18:07 | csonner1 | 2022-08-12 18:07 | No Photo Available | No Photo Available | http://data.mapchannels.com/dualmaps6/map.htm?lat=39.208867&lng=-84.461513
08 | HAMILTON | HAM | SR | 00126 |  | 14.376 |  | SHAMSR00126**C | HAM-126-14.376 | 39.2098 | -84.4602 | 2025-12-31 | Active |  |  |  | State | HL0031989 | 2020-06-18 17:32 |  | State | E 2 3 | Tower |  | 4 | [12 empty] | No | No | No | SR-126 R.R.HWY | HPS | 4 | 400 | [25 empty] | 2022-08-12 18:08 | 4 - Needs Inspected in 4 CY | 0 |  | eric.young | 2014-12-30 09:42 | csonner | 2020-06-18 17:33 | No | No | No | No | No | Standing | None | None | None | No | No | No |  |  | 2022-08-12 18:08 |  | csonner1 | 2022-08-12 18:08 | csonner1 | 2022-08-12 18:08 | No Photo Available | No Photo Available | http://data.mapchannels.com/dualmaps6/map.htm?lat=39.209785&lng=-84.460195
08 | HAMILTON | HAM | SR | 00126 |  | 14.486 |  | SHAMSR00126**C | HAM-126-14.486 | 39.2105 | -84.4583 | 2025-12-31 | Active |  |  |  | State | HL0031990 | 2020-06-18 17:47 |  | State | E 2 4 | Tower |  | 4 | [12 empty] | No | No | No | SR-126 R.R.HWY | HPS | 4 | 400 | [25 empty] | 2022-08-12 18:09 | 4 - Needs Inspected in 4 CY | 0 |  | eric.young | 2014-12-30 09:46 | csonner | 2020-06-18 17:47 | No | No | No | No | No | Standing | None | None | None | No | No | No |  |  | 2022-08-12 18:09 |  | csonner1 | 2022-08-12 18:08 | csonner1 | 2022-08-12 18:08 | No Photo Available | No Photo Available | http://data.mapchannels.com/dualmaps6/map.htm?lat=39.210533&lng=-84.458329
08 | HAMILTON | HAM | SR | 00126 |  | 14.521 |  | SHAMSR00126**N | HAM-126-14.521 | 39.2111 | -84.4553 | 2025-12-31 | Active |  |  |  | State | HL0010370 | 2020-04-20 13:28 |  | State | B1-5 | Conventional | No |  | AT | A |  |  |  | 1 |  |  |  |  | No | No | No | No | No |  | HPS | 1 | 200 | [25 empty] | 2025-11-12 02:09 | NULL | 0 |  | mhurlow1 | 2018-05-22 12:09 | jritchie2 | 2026-07-15 14:40 | No | No | No | No | No | Standing | None | None | None | No | No | No |  | No | 2025-11-12 02:09 |  | ascott3 | 2025-11-12 02:09 | ascott3 | 2025-11-12 02:09 | No Photo Available | No Photo Available | http://data.mapchannels.com/dualmaps6/map.htm?lat=39.211072&lng=-84.455325
08 | HAMILTON | HAM | SR | 00126 |  | 14.582 |  | SHAMSR00126**C | HAM-126-14.582 | 39.2105 | -84.4565 | 2025-12-31 | Active |  |  |  | State | HL0031991 | 2020-06-18 18:32 |  | State | E 2 5 | Tower |  | 4 | [12 empty] | No | No | No | SR-126 R.R.HWY | HPS | 4 | 400 | [25 empty] | 2022-08-12 18:09 | 4 - Needs Inspected in 4 CY | 0 |  | eric.young | 2014-12-30 09:49 | csonner | 2020-06-18 18:32 | No | No | No | No | No | Standing | None | None | None | No | No | No |  |  | 2022-08-12 18:09 |  | csonner1 | 2022-08-12 18:08 | csonner1 | 2022-08-12 18:08 | No Photo Available | No Photo Available | http://data.mapchannels.com/dualmaps6/map.htm?lat=39.210540&lng=-84.456489
08 | HAMILTON | HAM | SR | 00126 |  | 14.669 |  | SHAMSR00126**C | HAM-126-14.669 | 39.2108 | -84.4549 | 2025-12-31 | Active |  |  |  | State | HL0003909 | 2020-04-10 12:54 |  | State | B1-1 | Conventional | [7 empty] | 1 | [6 empty] | No | No | No |  | HPS | 1 | 200 | [25 empty] | 2025-11-12 02:09 | NULL | 0 |  | mhurlow1 | 2018-05-22 12:16 | dturner | 2020-04-10 12:55 | No | No | No | No | No | Standing | None | None | None | No | No | No |  | No | 2025-11-12 02:09 |  | ascott3 | 2025-11-12 02:09 | ascott3 | 2025-11-12 02:09 | No Photo Available | No Photo Available | http://data.mapchannels.com/dualmaps6/map.htm?lat=39.210845&lng=-84.454899
08 | HAMILTON | HAM | SR | 00126 |  | 14.716 |  | SHAMSR00126**N | HAM-126-14.716 | 39.2112 | -84.4517 | 2025-12-31 | Active |  |  |  | State | HL0016276 | 2020-04-17 15:20 |  | State | C1-4 | Conventional | No |  | AT | A |  |  |  | 1 |  |  |  |  | No | No | No | No | No |  | HPS | 1 | 200 | [25 empty] | 2025-11-18 03:15 | NULL | 0 |  | mhurlow1 | 2018-05-22 12:21 | jritchie2 | 2026-07-15 14:36 | No | No | No | No | No | Standing | None | None | None | No | No | No |  | No | 2025-11-18 03:15 |  | mneeley | 2025-11-18 03:15 | mneeley | 2025-11-18 03:15 | No Photo Available | No Photo Available | http://data.mapchannels.com/dualmaps6/map.htm?lat=39.211202&lng=-84.451682
08 | HAMILTON | HAM | SR | 00126 |  | 14.757 |  | SHAMSR00126**N | HAM-126-14.757 | 39.2112 | -84.4509 | 2025-12-31 | Active |  |  |  | State | HL0017499 | 2020-04-17 15:05 |  | State | C1-5 | Conventional | No |  | AT | A |  |  |  | 1 |  |  |  |  | No | No | No | No | No |  | HPS | 1 | 200 | [25 empty] | 2025-11-18 03:14 | NULL | 0 |  | mhurlow1 | 2018-05-22 12:21 | jritchie2 | 2026-07-15 14:36 | No | No | No | No | No | Standing | None | None | None | No | No | No |  | No | 2025-11-18 03:14 |  | mneeley | 2025-11-18 03:15 | mneeley | 2025-11-18 03:15 | No Photo Available | No Photo Available | http://data.mapchannels.com/dualmaps6/map.htm?lat=39.211154&lng=-84.450923
08 | HAMILTON | HAM | SR | 00126 |  | 14.798 |  | SHAMSR00126**N | HAM-126-14.798 | 39.2111 | -84.4502 | 2025-12-31 | Active |  |  |  | State | HL0011850 | 2020-04-17 14:31 |  | State | C1-6 | Conventional | No |  | AT | A |  |  |  | 1 |  |  |  |  | No | No | No | No | No |  | HPS | 1 | 400 | [25 empty] | 2025-11-18 03:13 | NULL | 0 |  | mhurlow1 | 2018-05-22 12:24 | jritchie2 | 2026-07-15 14:35 | No | No | No | No | No | Standing | None | None | None | No | No | No |  | No | 2025-11-18 03:13 |  | mneeley | 2025-11-18 03:14 | mneeley | 2025-11-18 03:14 | No Photo Available | No Photo Available | http://data.mapchannels.com/dualmaps6/map.htm?lat=39.211104&lng=-84.450151
08 | HAMILTON | HAM | SR | 00126 |  | 14.836 |  | SHAMSR00126**N | HAM-126-14.836 | 39.211 | -84.4494 | 2025-12-31 | Active |  |  |  | State | HL0015966 | 2020-04-17 14:10 |  | State | C1-7 | Conventional | No |  | AT | A |  |  |  | 1 |  |  |  |  | No | No | No | No | No |  | HPS | 1 | 250 | [25 empty] | 2025-11-18 03:13 | NULL | 0 |  | mhurlow1 | 2018-05-22 12:25 | jritchie2 | 2026-07-15 14:35 | No | No | No | No | No | Standing | None | None | None | No | No | No |  | No | 2025-11-18 03:13 |  | mneeley | 2025-11-18 03:13 | mneeley | 2025-11-18 03:13 | No Photo Available | No Photo Available | http://data.mapchannels.com/dualmaps6/map.htm?lat=39.211048&lng=-84.449447
08 | HAMILTON | HAM | SR | 00126 |  | 14.881 |  | SHAMSR00126**N | HAM-126-14.881 | 39.211 | -84.4486 | 2025-12-31 | Active |  |  |  | State | HL0025996 | 2020-04-17 13:55 |  | State | C1-8 | Conventional | No |  | AT | A |  |  |  | 1 |  |  |  |  | No | No | No | No | No |  | HPS | 1 | 200 | [25 empty] | 2025-11-18 03:13 | NULL | 0 |  | mhurlow1 | 2018-05-22 12:30 | jritchie2 | 2026-07-15 14:34 | No | No | No | No | No | Standing | None | None | None | No | No | No |  | No | 2025-11-18 03:13 |  | mneeley | 2025-11-18 03:13 | mneeley | 2025-11-18 03:13 | No Photo Available | No Photo Available | http://data.mapchannels.com/dualmaps6/map.htm?lat=39.210999&lng=-84.448620
08 | HAMILTON | HAM | SR | 00126 |  | 14.908 |  | SHAMSR00126**C | HAM-126-14.908 | 39.2109 | -84.4505 | 2025-12-31 | Active |  |  |  | State | HL0015271 | 2020-04-10 17:24 |  | State | C2-9 | Conventional | [7 empty] | 1 | [6 empty] | No | No | No |  | HPS | 1 | 200 | [25 empty] | 2025-11-11 22:29 | NULL | 0 |  | mhurlow1 | 2018-05-22 12:23 | dturner | 2020-04-10 17:24 | No | No | No | No | No | Standing | None | None | None | No | No | No |  | No | 2025-11-11 22:29 |  | ascott3 | 2025-11-11 22:30 | ascott3 | 2025-11-11 22:30 | No Photo Available | No Photo Available | http://data.mapchannels.com/dualmaps6/map.htm?lat=39.210852&lng=-84.450503
08 | HAMILTON | HAM | SR | 00126 |  | 14.925 |  | SHAMSR00126**N | HAM-126-14.925 | 39.2109 | -84.4478 | 2025-12-31 | Active |  |  |  | State | HL0005239 | 2020-04-17 13:47 |  | State | C1-9 | Conventional | [7 empty] | 1 | [6 empty] | No | No | No |  | HPS | 1 | 200 | [25 empty] | 2025-11-18 03:13 | NULL | 0 |  | mhurlow1 | 2018-05-22 12:31 | dturner | 2020-04-17 13:47 | No | No | No | No | No | Standing | None | None | None | No | No | No |  | No | 2025-11-18 03:13 |  | mneeley | 2025-11-18 03:13 | mneeley | 2025-11-18 03:13 | No Photo Available | No Photo Available | http://data.mapchannels.com/dualmaps6/map.htm?lat=39.210921&lng=-84.447809
08 | HAMILTON | HAM | SR | 00126 |  | 14.952 |  | SHAMSR00126**C | HAM-126-14.952 | 39.2108 | -84.4497 | 2025-12-31 | Active |  |  |  | State | HL0001293 | 2020-04-10 17:35 |  | State | C2-10 | Conventional | [7 empty] | 1 | [6 empty] | No | No | No |  | HPS | 1 | 200 | [25 empty] | 2025-11-11 22:30 | NULL | 0 |  | mhurlow1 | 2018-05-22 12:25 | dturner | 2020-04-10 17:35 | No | No | No | No | No | Standing | None | None | None | No | No | No |  | No | 2025-11-11 22:30 |  | ascott3 | 2025-11-11 22:30 | ascott3 | 2025-11-11 22:30 | No Photo Available | No Photo Available | http://data.mapchannels.com/dualmaps6/map.htm?lat=39.210797&lng=-84.449678
08 | HAMILTON | HAM | SR | 00126 |  | 14.968 |  | SHAMSR00126**N | HAM-126-14.968 | 39.2109 | -84.447 | 2025-12-31 | Active |  |  |  | State | HL0001272 | 2020-04-17 13:37 |  | State | C1-10 | Conventional | [7 empty] | 1 | [6 empty] | No | No | No |  | HPS | 1 | 200 | [25 empty] | 2025-11-18 03:13 | NULL | 0 |  | mhurlow1 | 2018-05-22 12:31 | dturner | 2020-04-17 13:37 | No | No | No | No | No | Standing | None | None | None | No | No | No |  | No | 2025-11-18 03:13 |  | mneeley | 2025-11-18 03:13 | mneeley | 2025-11-18 03:13 | No Photo Available | No Photo Available | http://data.mapchannels.com/dualmaps6/map.htm?lat=39.210869&lng=-84.447015
08 | HAMILTON | HAM | SR | 00126 |  | 14.998 |  | SHAMSR00126**C | HAM-126-14.998 | 39.2107 | -84.4488 | 2025-12-31 | Active |  |  |  | State | HL0001372 | 2020-04-10 17:52 |  | State | C2-11 | Conventional | [7 empty] | 1 | [6 empty] | No | No | No |  | HPS | 1 | 200 | [25 empty] | 2025-11-11 22:30 | NULL | 0 |  | mhurlow1 | 2018-05-22 12:29 | dturner | 2020-04-10 17:53 | No | No | No | No | No | Standing | None | None | None | No | No | No |  | No | 2025-11-11 22:30 |  | ascott3 | 2025-11-11 22:30 | ascott3 | 2025-11-11 22:30 | No Photo Available | No Photo Available | http://data.mapchannels.com/dualmaps6/map.htm?lat=39.210745&lng=-84.448840
08 | HAMILTON | HAM | SR | 00126 |  | 15.013 |  | SHAMSR00126**N | HAM-126-15.013 | 39.2108 | -84.4462 | 2025-12-31 | Active |  |  |  | State | HL0014394 |  |  | State | C1-11 | Conventional | No |  | AT | A |  |  |  | 1 |  |  |  |  | No | No | No | Yes | No |  | HPS | 1 | 200 | [25 empty] | 2025-11-18 03:12 | 7 - Needs Inspected in 7 CY |  |  | mhurlow1 | 2018-05-22 12:36 | jritchie2 | 2026-07-15 14:33 | No | No | No | No | No | Standing | None | None | None | No | No | No |  | No | 2025-11-18 03:12 |  | mneeley | 2025-11-18 03:12 | mneeley | 2025-11-18 03:12 | No Photo Available | No Photo Available | http://data.mapchannels.com/dualmaps6/map.htm?lat=39.210839&lng=-84.446177
08 | HAMILTON | HAM | SR | 00126 |  | 15.039 |  | SHAMSR00126**C | HAM-126-15.039 | 39.2107 | -84.4481 | 2025-12-31 | Active |  |  |  | State | HL0012570 | 2020-04-10 18:03 |  | State | C2-12 | Conventional | [7 empty] | 1 | [6 empty] | No | No | No |  | HPS | 1 | 200 | [25 empty] | 2025-11-11 22:30 | NULL | 0 |  | mhurlow1 | 2018-05-22 12:31 | dturner | 2020-04-10 18:04 | No | No | No | No | No | Standing | None | None | None | No | No | No |  | No | 2025-11-11 22:30 |  | ascott3 | 2025-11-11 22:30 | ascott3 | 2025-11-11 22:30 | No Photo Available | No Photo Available | http://data.mapchannels.com/dualmaps6/map.htm?lat=39.210701&lng=-84.448064
08 | HAMILTON | HAM | SR | 00126 |  | 15.057 |  | SHAMSR00126**N | HAM-126-15.057 | 39.2109 | -84.4454 | 2025-12-31 | Active |  |  |  | State | HL0015237 | 2020-04-17 13:26 |  | State | C1-12 | Conventional | No |  | AT | A |  |  |  | 1 |  |  |  |  | No | No | No | Yes | No |  | HPS | 1 | 200 | [25 empty] | 2025-11-18 03:12 | 7 - Needs Inspected in 7 CY | 0 |  | Dsnyder5 | 2018-12-11 15:51 | jritchie2 | 2026-07-15 14:32 | No | No | No | No | No | Standing | None | None | None | No | No | No |  | No | 2025-11-18 03:12 |  | mneeley | 2025-11-18 03:12 | mneeley | 2025-11-18 03:12 | No Photo Available | No Photo Available | http://data.mapchannels.com/dualmaps6/map.htm?lat=39.210864&lng=-84.445375
08 | HAMILTON | HAM | SR | 00126 |  | 15.069 |  | SHAMSR00126**N | HAM-126-15.069 | 39.2114 | -84.4452 | 2025-12-31 | Active |  |  |  | State | HL0033705 | 2020-04-15 15:09 |  | State | C3-1 | Conventional | No |  | AT | A |  |  |  | 1 |  |  |  |  | No | No | No | No | No |  | HPS | 1 | 200 | [25 empty] | 2025-05-12 15:26 | NULL | 0 | 2025-05-12 15:26 | dturner | 2020-04-15 15:10 | jritchie2 | 2026-07-15 14:30 | No | No | No | No | No | Standing | None | None | None | No | No | No | Rusted Bolton nuts | Yes | 2025-05-12 15:26 | 2025-05-12 15:26 | ascott3 | 2025-05-12 15:28 | ascott3 | 2025-05-12 15:28 | No Photo Available | https://collectorweb.dot.state.oh.us/arcgis/rest/services/HIGHWAY_LIGHTING/HighwayLighting_Reference/FeatureServer/7/548790/attachments/ | http://data.mapchannels.com/dualmaps6/map.htm?lat=39.211446&lng=-84.445249
08 | HAMILTON | HAM | SR | 00126 |  | 15.082 |  | SHAMSR00126**C | HAM-126-15.082 | 39.2106 | -84.4473 | 2025-12-31 | Active |  |  |  | State | HL0003573 | 2020-04-10 18:17 |  | State | C2-13 | Conventional | [7 empty] | 1 | [6 empty] | No | No | No |  | HPS | 1 | 400 | [25 empty] | 2025-11-11 22:31 | NULL | 0 |  | mhurlow1 | 2018-05-22 12:31 | dturner | 2020-04-10 18:17 | No | No | No | No | No | Standing | None | None | None | No | No | No |  | No | 2025-11-11 22:31 |  | ascott3 | 2025-11-11 22:31 | ascott3 | 2025-11-11 22:31 | No Photo Available | No Photo Available | http://data.mapchannels.com/dualmaps6/map.htm?lat=39.210632&lng=-84.447272
08 | HAMILTON | HAM | SR | 00126 |  | 15.098 |  | SHAMSR00126**N | HAM-126-15.098 | 39.211 | -84.4446 | 2025-12-31 | Active |  |  |  | State | HL0033706 | 2020-04-17 12:56 |  | State | C1-13 | Conventional | [7 empty] | 1 | [6 empty] | No | No | No |  | HPS | 1 | 200 | [25 empty] | 2025-11-18 03:12 | NULL | 0 |  | dturner | 2020-04-17 12:56 | dturner | 2020-04-17 12:56 | No | No | No | No | No | Standing | None | None | None | No | No | No |  | No | 2025-11-18 03:12 |  | mneeley | 2025-11-18 03:12 | mneeley | 2025-11-18 03:12 | No Photo Available | No Photo Available | http://data.mapchannels.com/dualmaps6/map.htm?lat=39.210959&lng=-84.444623
08 | HAMILTON | HAM | SR | 00126 |  | 15.1 |  | SHAMSR00126**N | HAM-126-15.100 | 39.2114 | -84.4447 | 2025-12-31 | Active |  |  |  | State | HL0033704 | 2020-04-15 14:48 |  | State | C3-2 | Conventional | No |  | AT | A |  |  |  | 1 |  |  |  |  | No | No | No | No | No |  | HPS | 1 | 200 | [25 empty] | 2025-05-12 15:24 | NULL | 0 | 2025-05-12 15:24 | dturner | 2020-04-15 14:48 | jritchie2 | 2026-07-15 14:30 | No | No | No | No | No | Standing | None | None | None | No | No | No |  | No | 2025-05-12 15:24 | 2025-05-12 15:24 | ascott3 | 2025-05-12 15:25 | ascott3 | 2025-05-12 15:25 | No Photo Available | https://collectorweb.dot.state.oh.us/arcgis/rest/services/HIGHWAY_LIGHTING/HighwayLighting_Reference/FeatureServer/7/525270/attachments/ | http://data.mapchannels.com/dualmaps6/map.htm?lat=39.211412&lng=-84.444720
08 | HAMILTON | HAM | SR | 00126 |  | 15.125 |  | SHAMSR00126**C | HAM-126-15.125 | 39.2106 | -84.4465 | 2025-12-31 | Active |  |  |  | State | HL0013241 | 2020-04-13 13:39 |  | State | C2-14 | Conventional | [7 empty] | 1 | [6 empty] | No | No | No |  | HPS | 1 | 400 | [25 empty] | 2025-11-11 22:31 | NULL | 0 |  | Dsnyder5 | 2018-12-11 15:50 | dturner | 2020-04-13 13:40 | No | No | No | No | No | Standing | None | None | None | No | No | No |  | No | 2025-11-11 22:31 |  | ascott3 | 2025-11-11 22:31 | ascott3 | 2025-11-11 22:31 | No Photo Available | No Photo Available | http://data.mapchannels.com/dualmaps6/map.htm?lat=39.210595&lng=-84.446473
08 | HAMILTON | HAM | SR | 00126 |  | 15.128 |  | SHAMSR00126**N | HAM-126-15.128 | 39.2114 | -84.4442 | 2025-12-31 | Active |  |  |  | State | HL0033703 | 2020-04-15 14:39 |  | State | C3-3 | Conventional | No |  | AT | A |  |  |  | 1 |  |  |  |  | No | No | No | No | No |  | HPS | 1 | 200 | [25 empty] | 2025-11-11 22:45 | NULL | 0 |  | dturner | 2020-04-15 14:39 | jritchie2 | 2026-07-15 14:30 | No | No | No | No | No | Standing | None | None | None | No | No | No |  | No | 2025-11-11 22:45 |  | ascott3 | 2025-11-11 22:45 | ascott3 | 2025-11-11 22:45 | No Photo Available | No Photo Available | http://data.mapchannels.com/dualmaps6/map.htm?lat=39.211371&lng=-84.444198
08 | HAMILTON | HAM | SR | 00126 |  | 15.142 |  | SHAMSR00126**N | HAM-126-15.142 | 39.2111 | -84.4438 | 2025-12-31 | Active |  |  |  | State | HL0025439 | 2020-04-15 18:21 |  | State | C1-14 | Conventional | No |  | AT | A |  |  |  | 1 |  |  |  |  | No | No | No | No | No |  | HPS | 1 | 200 | [25 empty] | 2025-11-18 03:11 | NULL | 0 |  | mhurlow1 | 2018-05-22 14:21 | jritchie2 | 2026-07-15 14:27 | No | No | No | No | No | Standing | None | None | None | No | No | No |  | No | 2025-11-18 03:11 |  | mneeley | 2025-11-18 03:11 | mneeley | 2025-11-18 03:11 | No Photo Available | No Photo Available | http://data.mapchannels.com/dualmaps6/map.htm?lat=39.211120&lng=-84.443840
08 | HAMILTON | HAM | SR | 00126 |  | 15.155 |  | SHAMSR00126**N | HAM-126-15.155 | 39.2113 | -84.4437 | 2025-12-31 | Active |  |  |  | State | HL0033702 | 2020-04-15 14:25 |  | State | C3-4 | Conventional | No |  | AT | A |  |  |  | 1 | [6 empty] | No | No | No |  | HPS | 1 | 250 | [25 empty] | 2025-11-11 22:45 | NULL | 0 |  | dturner | 2020-04-15 14:26 | jritchie2 | 2026-07-15 14:29 | No | No | No | No | No | Standing | None | None | None | No | No | No |  | No | 2025-11-11 22:45 |  | ascott3 | 2025-11-11 22:45 | ascott3 | 2025-11-11 22:45 | No Photo Available | No Photo Available | http://data.mapchannels.com/dualmaps6/map.htm?lat=39.211335&lng=-84.443690
08 | HAMILTON | HAM | SR | 00126 |  | 15.164 |  | SHAMSR00126**N | HAM-126-15.164 | 39.2112 | -84.4434 | 2025-12-31 | Active |  |  |  | State | HL0040202 |  |  | State | B-3 | Underpass | [14 empty] | No | No | No |  | HPS | 1 | [27 empty] | NULL |  |  | ascott3 | 2025-05-12 13:43 | jritchie2 | 2026-07-15 14:28 | [20 empty] | No Photo Available | No Photo Available | http://data.mapchannels.com/dualmaps6/map.htm?lat=39.211160&lng=-84.443427
08 | HAMILTON | HAM | SR | 00126 |  | 15.167 |  | SHAMSR00126**C | HAM-126-15.167 | 39.2106 | -84.4457 | 2025-12-31 | Active |  |  |  | State | HL0011700 | 2020-04-13 13:42 |  | State | C2-15 | Conventional | [7 empty] | 1 | [6 empty] | No | No | No |  | HPS | 1 | 400 | [25 empty] | 2025-11-11 22:31 | NULL | 0 |  | mhurlow1 | 2018-05-22 12:33 | dturner | 2020-04-13 13:43 | No | No | No | No | No | Standing | None | None | None | No | No | No |  | No | 2025-11-11 22:31 |  | ascott3 | 2025-11-11 22:32 | ascott3 | 2025-11-11 22:32 | No Photo Available | No Photo Available | http://data.mapchannels.com/dualmaps6/map.htm?lat=39.210605&lng=-84.445683
08 | HAMILTON | HAM | SR | 00126 |  | 15.174 |  | SHAMSR00126**N | HAM-126-15.174 | 39.2112 | -84.4433 | 2025-12-31 | Active |  |  |  | State | HL0040203 |  |  | State | B-2 | Underpass | [14 empty] | No | No | No |  | HPS | 1 | [27 empty] | NULL |  |  | ascott3 | 2025-05-12 13:42 | jritchie2 | 2026-07-15 14:28 | [20 empty] | https://collectorweb.dot.state.oh.us/arcgis/rest/services/HIGHWAY_LIGHTING/HighwayLighting_Reference/FeatureServer/6/449740/attachments/ | No Photo Available | http://data.mapchannels.com/dualmaps6/map.htm?lat=39.211229&lng=-84.443265
08 | HAMILTON | HAM | SR | 00126 |  | 15.18 |  | SHAMSR00126**N | HAM-126-15.180 | 39.2113 | -84.4432 | 2025-12-31 | Active |  |  |  | State | HL0033701 | 2020-04-15 14:11 |  | State | C3-5 | Conventional | No |  | AT | A |  |  |  | 1 |  |  |  |  | No | No | No | No | No |  | HPS | 1 | 200 | [25 empty] | 2025-11-11 22:45 | NULL | 0 |  | dturner | 2020-04-15 14:11 | jritchie2 | 2026-07-15 14:27 | No | No | No | No | No | Standing | None | None | None | No | No | No |  | No | 2025-11-11 22:45 |  | ascott3 | 2025-11-11 22:45 | ascott3 | 2025-11-11 22:45 | No Photo Available | No Photo Available | http://data.mapchannels.com/dualmaps6/map.htm?lat=39.211293&lng=-84.443175
08 | HAMILTON | HAM | SR | 00126 |  | 15.183 |  | SHAMSR00126**N | HAM-126-15.183 | 39.2113 | -84.4431 | 2025-12-31 | Active |  |  |  | State | HL0040205 |  |  | State | B-1 | Underpass | No | [13 empty] | No | No | No |  | HPS | 1 | [27 empty] | NULL |  |  | ascott3 | 2025-05-12 13:42 | jritchie2 | 2026-07-15 14:28 | [20 empty] | https://collectorweb.dot.state.oh.us/arcgis/rest/services/HIGHWAY_LIGHTING/HighwayLighting_Reference/FeatureServer/6/452109/attachments/ | No Photo Available | http://data.mapchannels.com/dualmaps6/map.htm?lat=39.211272&lng=-84.443111
08 | HAMILTON | HAM | SR | 00126 |  | 15.199 |  | SHAMSR00126**N | HAM-126-15.199 | 39.2114 | -84.4428 | 2025-12-31 | Active |  |  |  | State | HL0019030 | 2020-04-15 18:08 |  | State | C1-21 | Conventional | No |  | AT | A |  |  |  | 1 |  |  |  |  | No | No | No | No | No |  | HPS | 1 | 400 | [25 empty] | 2025-05-12 13:41 | NULL | 0 | 2025-05-12 13:41 | mhurlow1 | 2018-05-22 14:24 | jritchie2 | 2026-07-15 14:27 | No | No | No | No | No | Standing | None | None | None | No | No | No |  | No | 2025-05-12 13:41 | 2025-05-12 13:41 | ascott3 | 2025-05-12 13:41 | ascott3 | 2025-05-12 13:41 | No Photo Available | https://collectorweb.dot.state.oh.us/arcgis/rest/services/HIGHWAY_LIGHTING/HighwayLighting_Reference/FeatureServer/7/549588/attachments/ | http://data.mapchannels.com/dualmaps6/map.htm?lat=39.211396&lng=-84.442844
08 | HAMILTON | HAM | SR | 00126 |  | 15.206 |  | SHAMSR00126**C | HAM-126-15.206 | 39.2107 | -84.445 | 2025-12-31 | Active |  |  |  | State | HL0025871 | 2020-04-13 14:05 |  | State | C2-16 | Conventional | [7 empty] | 1 | [6 empty] | No | No | No |  | HPS | 1 | 200 | [25 empty] | 2025-11-11 22:32 | NULL | 0 |  | mhurlow1 | 2018-05-22 12:33 | dturner | 2020-04-13 14:05 | No | No | No | No | No | Standing | None | None | None | No | No | No |  | No | 2025-11-11 22:32 |  | ascott3 | 2025-11-11 22:32 | ascott3 | 2025-11-11 22:32 | No Photo Available | No Photo Available | http://data.mapchannels.com/dualmaps6/map.htm?lat=39.210662&lng=-84.444959
08 | HAMILTON | HAM | SR | 00126 |  | 15.233 |  | SHAMSR00126**N | HAM-126-15.233 | 39.2116 | -84.4422 | 2025-12-31 | Active |  |  |  | State | HL0004843 | 2020-04-15 17:48 |  | State | C1-22 | Conventional | No |  | AT | A |  |  |  | 1 |  |  |  |  | No | No | No | No | No |  | HPS | 1 | 200 | [25 empty] | 2025-05-12 13:31 | NULL | 0 | 2025-05-12 13:31 | mhurlow1 | 2018-05-22 14:25 | jritchie2 | 2026-07-15 14:26 | No | No | No | No | No | Standing | None | None | None | Yes | No | No | hole In tbase | Yes | 2025-05-12 13:31 | 2025-05-12 13:31 | ascott3 | 2025-05-12 13:32 | ascott3 | 2025-05-12 13:32 | No Photo Available | https://collectorweb.dot.state.oh.us/arcgis/rest/services/HIGHWAY_LIGHTING/HighwayLighting_Reference/FeatureServer/7/547592/attachments/ | http://data.mapchannels.com/dualmaps6/map.htm?lat=39.211553&lng=-84.442239
08 | HAMILTON | HAM | SR | 00126 |  | 15.249 |  | SHAMSR00126**C | HAM-126-15.249 | 39.2108 | -84.4442 | 2025-12-31 | Active |  |  |  | State | HL0010618 | 2020-04-13 14:17 |  | State | C2-17 | Conventional | [7 empty] | 1 | [6 empty] | No | No | No |  | HPS | 1 | 200 | [25 empty] | 2025-11-11 22:32 | NULL | 0 |  | mhurlow1 | 2018-05-22 14:21 | dturner | 2020-04-13 14:18 | No | No | No | No | No | Standing | None | None | None | No | No | No |  | No | 2025-11-11 22:32 |  | ascott3 | 2025-11-11 22:32 | ascott3 | 2025-11-11 22:32 | No Photo Available | No Photo Available | http://data.mapchannels.com/dualmaps6/map.htm?lat=39.210792&lng=-84.444152
08 | HAMILTON | HAM | SR | 00126 |  | 15.267 |  | SHAMSR00126**N | HAM-126-15.267 | 39.2117 | -84.4417 | 2025-12-31 | Active |  |  |  | State | HL0023071 | 2020-04-15 17:36 |  | State | C1-23 | Conventional | No |  | AT | A |  |  |  | 1 |  |  |  |  | No | No | No | No | No |  | HPS | 1 | 200 | [25 empty] | 2025-05-12 13:28 | NULL | 0 | 2025-05-12 13:28 | mhurlow1 | 2018-05-22 14:26 | jritchie2 | 2026-07-15 14:25 | No | No | No | No | No | Standing | None | None | None | No | No | No |  | No | 2025-05-12 13:28 | 2025-05-12 13:28 | ascott3 | 2025-05-12 13:28 | ascott3 | 2025-05-12 13:28 | No Photo Available | https://collectorweb.dot.state.oh.us/arcgis/rest/services/HIGHWAY_LIGHTING/HighwayLighting_Reference/FeatureServer/7/548784/attachments/ | http://data.mapchannels.com/dualmaps6/map.htm?lat=39.211735&lng=-84.441669
08 | HAMILTON | HAM | SR | 00126 |  | 15.293 |  | SHAMSR00126**C | HAM-126-15.293 | 39.211 | -84.4434 | 2025-12-31 | Active |  |  |  | State | HL0007533 | 2020-04-13 14:32 |  | State | C2-18 | Conventional | [7 empty] | 1 | [6 empty] | No | No | No |  | HPS | 1 | 200 | [25 empty] | 2025-11-11 22:33 | NULL | 0 |  | mhurlow1 | 2018-05-22 14:21 | dturner | 2020-04-13 14:32 | No | No | No | No | No | Standing | None | None | None | No | No | No |  | No | 2025-11-11 22:33 |  | ascott3 | 2025-11-11 22:33 | ascott3 | 2025-11-11 22:33 | No Photo Available | No Photo Available | http://data.mapchannels.com/dualmaps6/map.htm?lat=39.210977&lng=-84.443377
08 | HAMILTON | HAM | SR | 00126 |  | 15.301 |  | SHAMSR00126**N | HAM-126-15.301 | 39.212 | -84.4411 | 2025-12-31 | Active |  |  |  | State | HL0015569 | 2020-04-15 17:12 |  | State | C1-31 | Conventional | No |  | AT | A |  |  |  | 1 |  |  |  |  | No | No | No | No | No |  | HPS | 1 | 400 | [25 empty] | 2025-05-12 13:27 | NULL | 0 | 2025-05-12 13:27 | mhurlow1 | 2018-05-22 14:26 | jritchie2 | 2026-07-15 14:25 | No | No | No | No | No | Standing | None | None | None | No | No | No |  | No | 2025-05-12 13:27 | 2025-05-12 13:27 | ascott3 | 2025-05-12 13:28 | ascott3 | 2025-05-12 13:28 | No Photo Available | https://collectorweb.dot.state.oh.us/arcgis/rest/services/HIGHWAY_LIGHTING/HighwayLighting_Reference/FeatureServer/7/548392/attachments/ | http://data.mapchannels.com/dualmaps6/map.htm?lat=39.211972&lng=-84.441130
08 | HAMILTON | HAM | SR | 00126 |  | 15.335 |  | SHAMSR00126**C | HAM-126-15.335 | 39.2113 | -84.4427 | 2025-12-31 | Active |  |  |  | State | HL0033700 | 2020-04-15 14:01 |  | State | C3-6 | Conventional | [7 empty] | 1 | [6 empty] | No | No | No |  | HPS | 1 | 200 | [25 empty] | 2025-11-11 22:33 | NULL | 0 |  | dturner | 2020-04-15 14:01 | dturner | 2020-04-15 14:01 | No | No | No | No | No | Standing | None | None | None | No | No | No |  | No | 2025-11-11 22:33 |  | ascott3 | 2025-11-11 22:33 | ascott3 | 2025-11-11 22:33 | No Photo Available | No Photo Available | http://data.mapchannels.com/dualmaps6/map.htm?lat=39.211259&lng=-84.442678
08 | HAMILTON | HAM | SR | 00126 |  | 15.343 |  | SHAMSR00126**N | HAM-126-15.343 | 39.2123 | -84.4405 | 2025-12-31 | Active |  |  |  | State | HL0000031 | 2020-04-15 16:49 |  | State | C1-26 | Conventional | No |  | AT | A |  |  |  | 1 |  |  |  |  | No | No | No | No | No |  | HPS | 1 | 200 | [25 empty] | 2025-11-11 22:44 | NULL | 0 |  | mhurlow1 | 2018-05-22 14:30 | jritchie2 | 2026-07-15 14:24 | No | No | No | No | No | Standing | None | None | None | No | No | No |  | No | 2025-11-11 22:44 |  | ascott3 | 2025-11-11 22:44 | ascott3 | 2025-11-11 22:44 | No Photo Available | No Photo Available | http://data.mapchannels.com/dualmaps6/map.htm?lat=39.212325&lng=-84.440508
08 | HAMILTON | HAM | SR | 00126 |  | 15.356 |  | SHAMSR00126**C | HAM-126-15.356 | 39.2113 | -84.4423 | 2025-12-31 | Active |  |  |  | State | HL0019258 | 2020-04-13 14:51 |  | State | C2-25 | Conventional | [7 empty] | 1 | [6 empty] | No | No | No |  | HPS | 1 | 200 | [25 empty] | 2025-11-11 22:33 | NULL | 0 |  | mhurlow1 | 2018-05-22 14:25 | dturner | 2020-04-15 13:48 | No | No | No | No | No | Standing | None | None | None | No | No | No |  | No | 2025-11-11 22:33 |  | ascott3 | 2025-11-11 22:33 | ascott3 | 2025-11-11 22:33 | No Photo Available | No Photo Available | http://data.mapchannels.com/dualmaps6/map.htm?lat=39.211262&lng=-84.442261
08 | HAMILTON | HAM | SR | 00126 |  | 15.36 |  | SHAMSR00126**C | HAM-126-15.360 | 39.2112 | -84.4421 | 2025-12-31 | Active |  |  |  | State | HL0033699 | 2020-04-15 13:49 |  | State | C3-7 | Conventional | [7 empty] | 1 | [6 empty] | No | No | No |  | HPS | 1 | 200 | [25 empty] | 2025-11-11 22:33 | NULL | 0 |  | dturner | 2020-04-15 13:49 | dturner | 2020-04-15 13:49 | No | No | No | No | No | Standing | None | None | None | No | No | No |  | No | 2025-11-11 22:33 |  | ascott3 | 2025-11-11 22:34 | ascott3 | 2025-11-11 22:34 | No Photo Available | No Photo Available | http://data.mapchannels.com/dualmaps6/map.htm?lat=39.211209&lng=-84.442148
08 | HAMILTON | HAM | SR | 00126 |  | 15.385 |  | SHAMSR00126**C | HAM-126-15.385 | 39.2112 | -84.4417 | 2025-12-31 | Active |  |  |  | State | HL0019980 | 2020-04-15 13:33 |  | State | C3-8 | Conventional | [7 empty] | 1 | [6 empty] | No | No | No |  | HPS | 1 | 200 | [25 empty] | 2025-11-11 22:34 | NULL | 0 |  | mhurlow1 | 2018-05-22 14:41 | dturner | 2020-04-15 13:34 | No | No | No | No | No | Standing | None | None | None | No | No | No |  | No | 2025-11-11 22:34 |  | ascott3 | 2025-11-11 22:34 | ascott3 | 2025-11-11 22:34 | No Photo Available | No Photo Available | http://data.mapchannels.com/dualmaps6/map.htm?lat=39.211204&lng=-84.441653
08 | HAMILTON | HAM | SR | 00126 |  | 15.39 |  | SHAMSR00126**C | HAM-126-15.390 | 39.2115 | -84.4417 | 2025-12-31 | Active |  |  |  | State | HL0015959 | 2020-04-13 15:03 |  | State | C2-26 | Conventional | [7 empty] | 1 | [6 empty] | No | No | No |  | HPS | 1 | 200 | [25 empty] | 2025-12-29 16:23 | NULL | 0 | 2025-12-29 16:23 | mhurlow1 | 2018-05-22 14:26 | dturner | 2020-04-13 15:03 | No | No | No | No | No | Standing | None | None | None | No | No | No | Pole ie back up from being down | No | 2025-12-29 16:23 | 2025-12-29 16:23 | ascott3 | 2025-12-29 16:23 | ascott3 | 2025-12-29 16:29 | No Photo Available | https://collectorweb.dot.state.oh.us/arcgis/rest/services/HIGHWAY_LIGHTING/HighwayLighting_Reference/FeatureServer/7/583320/attachments/ | http://data.mapchannels.com/dualmaps6/map.htm?lat=39.211455&lng=-84.441660
08 | HAMILTON | HAM | SR | 00126 |  | 15.391 |  | SHAMSR00126**N | HAM-126-15.391 | 39.2128 | -84.4398 | 2025-12-31 | Active |  |  |  | State | HL0018831 | 2020-04-15 16:35 |  | State | C1-24 | Conventional | No |  | AT | A |  |  |  | 1 |  |  |  |  | No | No | No | No | No |  | HPS | 1 | 200 | [25 empty] | 2025-11-11 22:44 | NULL | 0 |  | mhurlow1 | 2018-05-22 14:51 | jritchie2 | 2026-07-15 14:24 | No | No | No | No | No | Standing | None | None | None | No | No | No |  | No | 2025-11-11 22:44 |  | ascott3 | 2025-11-11 22:44 | ascott3 | 2025-11-11 22:44 | No Photo Available | No Photo Available | http://data.mapchannels.com/dualmaps6/map.htm?lat=39.212770&lng=-84.439825
08 | HAMILTON | HAM | SR | 00126 |  | 15.424 |  | SHAMSR00126**C | HAM-126-15.424 | 39.2117 | -84.4411 | 2025-12-31 | Active |  |  |  | State | HL0011932 | 2020-04-13 15:17 |  | State | C2-27 | Conventional | [7 empty] | 1 | [6 empty] | No | No | No |  | HPS | 1 | 200 | [25 empty] | 2025-11-11 22:36 | NULL | 0 |  | mhurlow1 | 2018-05-22 14:26 | dturner | 2020-04-13 15:18 | No | No | No | No | No | Standing | None | None | None | No | No | No |  | No | 2025-11-11 22:36 |  | ascott3 | 2025-11-11 22:36 | ascott3 | 2025-11-11 22:36 | No Photo Available | No Photo Available | http://data.mapchannels.com/dualmaps6/map.htm?lat=39.211684&lng=-84.441083
08 | HAMILTON | HAM | SR | 00126 |  | 15.463 |  | SHAMSR00126**C | HAM-126-15.463 | 39.212 | -84.4405 | 2025-12-31 | Active |  |  |  | State | HL0008492 | 2020-04-13 15:32 |  | State | C2-30 | Conventional | [7 empty] | 1 | [6 empty] | No | No | No |  | HPS | 1 | 200 | [25 empty] | 2025-11-11 22:44 | NULL | 0 |  | mhurlow1 | 2018-05-22 14:29 | dturner | 2020-04-13 15:32 | No | No | No | No | No | Standing | None | None | None | No | No | No |  | No | 2025-11-11 22:44 |  | ascott3 | 2025-11-11 22:44 | ascott3 | 2025-11-11 22:44 | No Photo Available | No Photo Available | http://data.mapchannels.com/dualmaps6/map.htm?lat=39.211998&lng=-84.440481
08 | HAMILTON | HAM | SR | 00126 |  | 15.507 |  | SHAMSR00126**C | HAM-126-15.507 | 39.2124 | -84.4398 | 2025-12-31 | Active |  |  |  | State | HL0016519 | 2020-04-13 15:49 |  | State | C2-31 | Conventional | [7 empty] | 1 | [6 empty] | No | No | No |  | HPS | 1 | 200 | [25 empty] | 2025-11-11 22:43 | NULL | 0 |  | mhurlow1 | 2018-05-22 14:31 | dturner | 2020-04-13 15:50 | No | No | No | No | No | Standing | None | None | None | No | No | No |  | No | 2025-11-11 22:43 |  | ascott3 | 2025-11-11 22:43 | ascott3 | 2025-11-11 22:43 | No Photo Available | No Photo Available | http://data.mapchannels.com/dualmaps6/map.htm?lat=39.212413&lng=-84.439847
08 | HAMILTON | HAM | SR | 00126 |  | 15.571 |  | SHAMSR00126**N | HAM-126-15.571 | 39.2142 | -84.437 | 2025-12-31 | Active |  |  |  | State | HL0020588 | 2020-04-14 13:32 |  | State | C1-35 | Conventional | No |  | AT | A |  |  |  | 1 |  |  |  |  | No | No | No | No | No |  | HPS | 1 | 200 | [25 empty] | 2025-11-11 22:39 | NULL | 0 |  | mhurlow1 | 2018-05-22 14:56 | jritchie2 | 2026-07-15 14:20 | No | No | No | No | No | Standing | None | None | None | No | No | No |  | No | 2025-11-11 22:39 |  | ascott3 | 2025-11-11 22:39 | ascott3 | 2025-11-11 22:39 | No Photo Available | No Photo Available | http://data.mapchannels.com/dualmaps6/map.htm?lat=39.214250&lng=-84.437046
08 | HAMILTON | HAM | SR | 00126 |  | 15.693 |  | SHAMSR00126**C | HAM-126-15.693 | 39.2139 | -84.437 | 2025-12-31 | Active |  |  |  | State | HL0017951 | 2020-04-13 18:12 |  | State | C2-40 | Conventional | [7 empty] | 1 | [6 empty] | No | No | No |  | HPS | 1 | 200 | [25 empty] | 2025-11-11 22:39 | NULL | 0 |  | mhurlow1 | 2018-05-22 14:54 | dturner | 2020-04-13 18:13 | No | No | No | No | No | Standing | None | None | None | No | No | No |  | No | 2025-11-11 22:39 |  | ascott3 | 2025-11-11 22:39 | ascott3 | 2025-11-11 22:39 | No Photo Available | No Photo Available | http://data.mapchannels.com/dualmaps6/map.htm?lat=39.213942&lng=-84.437032
08 | HAMILTON | HAM | SR | 00126 |  | 15.727 |  | SHAMSR00126**C | HAM-126-15.727 | 39.2142 | -84.4365 | 2025-12-31 | Active |  |  |  | State | HL0004110 | 2020-04-14 12:36 |  | State | C2-41 | Conventional | [7 empty] | 1 | [6 empty] | No | No | No |  | HPS | 1 | 200 | [25 empty] | 2025-05-12 17:40 | NULL | 0 | 2025-05-12 17:40 | mhurlow1 | 2018-05-22 14:59 | dturner | 2020-04-14 12:37 | No | No | No | No | No | Standing | None | None | None | No | No | No |  | No | 2025-05-12 17:40 | 2025-05-12 17:40 | ascott3 | 2025-05-12 17:40 | ascott3 | 2025-05-12 17:40 | No Photo Available | https://collectorweb.dot.state.oh.us/arcgis/rest/services/HIGHWAY_LIGHTING/HighwayLighting_Reference/FeatureServer/7/549194/attachments/ | http://data.mapchannels.com/dualmaps6/map.htm?lat=39.214196&lng=-84.436488
08 | HAMILTON | HAM | SR | 00126 |  | 16.444 |  | SHAMSR00126**N | HAM-126-16.444 | 39.2174 | -84.4218 | 2025-12-31 | Active |  |  |  | State | HL0023654 | 2020-04-20 17:37 |  | State | 8 | Conventional | No |  | AT | A |  |  |  | 1 |  |  |  |  | No | No | No | No | No |  | LED | 1 |  |  |  | Yes | [22 empty] | 2025-05-09 14:29 | NULL |  | 2025-05-09 14:29 | mhurlow1 | 2018-05-22 15:16 | jritchie2 | 2026-07-15 14:15 | No | No | No | No | No | Standing | None | None | None | No | No | No |  | No | 2025-05-09 14:29 | 2025-05-09 14:29 | ascott3 | 2025-05-09 14:30 | ascott3 | 2025-05-09 14:30 | No Photo Available | https://collectorweb.dot.state.oh.us/arcgis/rest/services/HIGHWAY_LIGHTING/HighwayLighting_Reference/FeatureServer/7/547588/attachments/ | http://data.mapchannels.com/dualmaps6/map.htm?lat=39.217442&lng=-84.421750
08 | HAMILTON | HAM | SR | 00126 |  | 17.498 |  | SHAMSR00126**N | HAM-126-17.498 | 39.2235 | -84.4042 | 2025-12-31 | Active |  |  |  | State | HL0015594 | 2020-04-22 13:32 |  | State | 21 | Conventional | No |  | AT | A |  |  |  | 1 |  |  |  |  | No | No | No | No | No |  | HPS | 1 | 200 | [25 empty] | 2024-07-03 16:26 | NULL | 0 |  | mhurlow1 | 2018-05-22 15:19 | jritchie2 | 2026-07-15 14:10 | No | No | No | No | No | Standing | None | None | None | No | No | No |  |  | 2024-07-03 16:26 |  | ascott3 | 2024-07-03 16:26 | ascott3 | 2024-07-03 16:26 | No Photo Available | No Photo Available | http://data.mapchannels.com/dualmaps6/map.htm?lat=39.223495&lng=-84.404245
08 | HAMILTON | HAM | SR | 00126 |  | 17.537 |  | SHAMSR00126**N | HAM-126-17.537 | 39.2238 | -84.4036 | 2025-12-31 | Active |  |  |  | State | HL0010121 | 2020-04-22 13:16 |  | State | 20 | Conventional | No |  | AT | A |  |  |  | 1 |  |  |  |  | No | No | No | No | No |  | HPS | 1 | 200 | [25 empty] | 2025-05-09 14:16 | NULL | 0 | 2025-05-09 14:16 | mhurlow1 | 2018-05-22 15:20 | jritchie2 | 2026-07-15 14:10 | No | No | No | No | No | Standing | None | None | None | No | No | No |  | No | 2025-05-09 14:16 | 2025-05-09 14:16 | ascott3 | 2025-05-09 14:17 | ascott3 | 2025-05-09 14:17 | No Photo Available | https://collectorweb.dot.state.oh.us/arcgis/rest/services/HIGHWAY_LIGHTING/HighwayLighting_Reference/FeatureServer/7/545985/attachments/ | http://data.mapchannels.com/dualmaps6/map.htm?lat=39.223754&lng=-84.403586
08 | HAMILTON | HAM | SR | 00126 |  | 17.575 |  | SHAMSR00126**N | HAM-126-17.575 | 39.224 | -84.403 | 2025-12-31 | Active |  |  |  | State | HL0016463 | 2020-04-21 18:29 |  | State | 19 | Conventional | No |  | AT | A |  |  |  | 1 |  |  |  |  | No | No | No | No | No |  | HPS | 1 | 200 | [25 empty] | 2025-05-09 14:13 | NULL | 0 | 2025-05-09 14:13 | mhurlow1 | 2018-05-22 15:20 | jritchie2 | 2026-07-15 14:09 | No | No | No | No | No | Standing | None | None | None | No | No | No |  | No | 2025-05-09 14:13 | 2025-05-09 14:13 | ascott3 | 2025-05-09 14:13 | ascott3 | 2025-05-09 14:13 | No Photo Available | https://collectorweb.dot.state.oh.us/arcgis/rest/services/HIGHWAY_LIGHTING/HighwayLighting_Reference/FeatureServer/7/548780/attachments/ | http://data.mapchannels.com/dualmaps6/map.htm?lat=39.224012&lng=-84.402960
08 | HAMILTON | HAM | SR | 00126 |  | 17.823 |  | SHAMSR00126**N | HAM-126-17.823 | 39.2255 | -84.3987 | 2025-12-31 | Active |  |  |  | State | HL0006735 |  |  | State |  | Conventional | [14 empty] | No | No | No |  | HPS | [28 empty] | NULL |  |  | mhurlow1 | 2018-05-22 15:27 | Dsnyder5 | 2018-07-24 16:16 | [20 empty] | No Photo Available | No Photo Available | http://data.mapchannels.com/dualmaps6/map.htm?lat=39.225528&lng=-84.398733
08 | HAMILTON | HAM | SR | 00126 |  | 17.837 |  | SHAMSR00126**N | HAM-126-17.837 | 39.2257 | -84.3985 | 2025-12-31 | Active |  |  |  | State | HL0013134 |  |  | State |  | Conventional | [14 empty] | No | No | No |  | HPS | [28 empty] | NULL |  |  | mhurlow1 | 2018-05-22 15:26 | Dsnyder5 | 2018-07-24 16:16 | [20 empty] | No Photo Available | No Photo Available | http://data.mapchannels.com/dualmaps6/map.htm?lat=39.225713&lng=-84.398499
08 | HAMILTON | HAM | SR | 00126 |  | 17.891 |  | SHAMSR00126**C | HAM-126-17.891 | 39.2249 | -84.3997 | 2025-12-31 | Active |  |  |  | State | HL0024171 |  |  | State | B-1 | Conventional | [14 empty] | No | No | No |  | HPS | [27 empty] | 2025-05-09 16:12 | NULL |  | 2025-05-09 16:12 | mhurlow1 | 2018-05-22 15:22 | ascott3 | 2024-07-02 14:08 | No | No | No | No | No | Standing | None | None | None | No | No | No |  | No | 2025-05-09 16:12 | 2025-05-09 16:12 | ascott3 | 2025-05-09 16:13 | ascott3 | 2025-05-09 16:13 | No Photo Available | https://collectorweb.dot.state.oh.us/arcgis/rest/services/HIGHWAY_LIGHTING/HighwayLighting_Reference/FeatureServer/7/545267/attachments/ | http://data.mapchannels.com/dualmaps6/map.htm?lat=39.224852&lng=-84.399678
08 | HAMILTON | HAM | SR | 00126 |  | 18.197 |  | SHAMSR00126**C | HAM-126-18.197 | 39.2254 | -84.3941 | 2025-12-31 | Active |  |  |  | State | HL0025610 |  |  | State |  | Conventional | [14 empty] | No | No | No |  | HPS | [28 empty] | NULL |  |  | mhurlow1 | 2018-05-22 15:31 | Dsnyder5 | 2018-07-24 16:16 | [20 empty] | No Photo Available | No Photo Available | http://data.mapchannels.com/dualmaps6/map.htm?lat=39.225449&lng=-84.394099
08 | HAMILTON | HAM | SR | 00126 |  | 18.719 |  | SHAMSR00126**N | HAM-126-18.719 | 39.2251 | -84.382 | 2025-12-31 | Active |  |  |  | State | HL0008278 | 2020-04-23 13:37 |  | State | 9 | Conventional | No |  | AT | A |  |  |  | 1 |  |  |  |  | No | No | No | No | No |  | HPS | 1 | 200 | [25 empty] | 2025-11-05 22:21 | NULL | 0 |  | mhurlow1 | 2018-05-22 16:30 | jritchie2 | 2026-07-15 14:00 | No | No | No | No | No | Standing | None | None | None | No | No | No |  | No | 2025-11-05 22:21 |  | ascott3 | 2025-11-05 22:21 | ascott3 | 2025-11-05 22:21 | No Photo Available | No Photo Available | http://data.mapchannels.com/dualmaps6/map.htm?lat=39.225077&lng=-84.382041
08 | HAMILTON | HAM | SR | 00126 |  | 19.185 |  | SHAMSR00126**C | HAM-126-19.185 | 39.2256 | -84.3758 | 2025-12-31 | Active |  |  |  | State | HL0024681 | 2020-04-22 15:26 |  | State | 18 | Conventional | [7 empty] | 1 | [6 empty] | No | No | No |  | HPS | 1 | 200 | [25 empty] | 2025-11-05 10:13 | NULL | 0 |  | mhurlow1 | 2018-05-22 16:44 | ascott3 | 2024-07-02 13:25 | No | No | No | No | No | Standing | None | None | None | No | No | No |  | No | 2025-11-05 10:13 |  | mneeley | 2025-11-05 10:14 | mneeley | 2025-11-05 10:14 | No Photo Available | No Photo Available | http://data.mapchannels.com/dualmaps6/map.htm?lat=39.225598&lng=-84.375812
08 | HAMILTON | HAM | SR | 00126 |  | 19.258 |  | SHAMSR00126**N | HAM-126-19.258 | 39.2264 | -84.3722 | 2025-12-31 | Active |  |  |  | State | HL0033816 | 2020-05-28 13:47 |  | State | B-16 | Conventional | No |  | AT | A |  |  |  | 1 |  |  |  |  | No | No | No | No | No |  | HPS | 1 | 200 | [25 empty] | 2025-11-05 22:03 | NULL | 0 |  | csonner | 2020-05-28 13:48 | jritchie2 | 2026-07-15 13:54 | No | No | No | No | No | Standing | None | None | None | No | No | No |  | No | 2025-11-05 22:03 |  | ascott3 | 2025-11-05 22:03 | ascott3 | 2025-11-05 22:03 | No Photo Available | No Photo Available | http://data.mapchannels.com/dualmaps6/map.htm?lat=39.226352&lng=-84.372161
08 | HAMILTON | HAM | SR | 00126 |  | 19.295 |  | SHAMSR00126**N | HAM-126-19.295 | 39.2264 | -84.3715 | 2025-12-31 | Active |  |  |  | State | HL0018504 | 2020-05-28 13:43 |  | State | B-17 | Conventional | No |  | AT | A |  |  |  | 1 |  |  |  |  | No | No | No | No | No |  | HPS | 1 | 200 | [25 empty] | 2025-11-05 22:04 | NULL | 0 | 2025-11-05 22:04 | mhurlow1 | 2018-05-22 16:47 | jritchie2 | 2026-07-15 13:54 | No | No | No | No | No | Standing | None | None | None | No | No | No |  | No | 2025-11-05 22:04 | 2025-11-05 22:04 | ascott3 | 2025-11-05 22:04 | ascott3 | 2025-11-05 22:04 | No Photo Available | No Photo Available | http://data.mapchannels.com/dualmaps6/map.htm?lat=39.226423&lng=-84.371464
08 | HAMILTON | HAM | SR | 00126 |  | 19.443 |  | SHAMSR00126**N | HAM-126-19.443 | 39.2261 | -84.3687 | 2025-12-31 | Active |  |  |  | State | HL0009175 | 2020-05-29 12:43 |  | State | b1 11 | Conventional | [14 empty] | No | No | No |  | HPS | 1 | 200 | [25 empty] | 2025-05-09 13:26 | NULL | 0 | 2025-05-09 13:26 | mhurlow1 | 2018-05-09 16:30 | csonner | 2020-05-29 12:43 | No | No | No | No | No | Standing | None | None | None | No | No | No |  | No | 2025-05-09 13:26 | 2025-05-09 13:26 | ascott3 | 2025-05-09 13:27 | ascott3 | 2025-05-09 13:27 | No Photo Available | https://collectorweb.dot.state.oh.us/arcgis/rest/services/HIGHWAY_LIGHTING/HighwayLighting_Reference/FeatureServer/7/548381/attachments/ | http://data.mapchannels.com/dualmaps6/map.htm?lat=39.226089&lng=-84.368717
08 | HAMILTON | HAM | SR | 00126 |  | 19.62 |  | SHAMSR00126**N | HAM-126-19.620 | 39.2248 | -84.3659 | 2025-12-31 | Active |  |  |  | State | HL0001268 |  |  | State | C-22 | Conventional | [14 empty] | No | No | No |  | HPS | 1 | [26 empty] | 2025-11-05 10:12 | NULL |  |  | mhurlow1 | 2018-05-09 14:49 | ascott3 | 2025-05-09 13:12 | No | No | No | No | No | Standing | None | None | None | No | No | No |  | No | 2025-11-05 10:12 |  | mneeley | 2025-11-05 10:12 | mneeley | 2025-11-05 10:12 | No Photo Available | No Photo Available | http://data.mapchannels.com/dualmaps6/map.htm?lat=39.224763&lng=-84.365861
08 | HAMILTON | HAM | SR | 00126 |  | 19.669 |  | SHAMSR00126**N | HAM-126-19.669 | 39.2244 | -84.3651 | 2025-12-31 | Active |  |  |  | State | HL0000034 |  |  | State | C-23 | Conventional | [14 empty] | No | No | No |  | HPS | 1 | [26 empty] | 2025-11-05 10:12 | NULL |  |  | mhurlow1 | 2018-05-09 14:47 | ascott3 | 2025-05-09 13:12 | No | No | No | No | No | Standing | None | None | None | No | No | No |  | No | 2025-11-05 10:12 |  | mneeley | 2025-11-05 10:12 | mneeley | 2025-11-05 10:12 | No Photo Available | No Photo Available | http://data.mapchannels.com/dualmaps6/map.htm?lat=39.224426&lng=-84.365068
08 | HAMILTON | HAM | SR | 00126 |  | 19.72 |  | SHAMSR00126**N | HAM-126-19.720 | 39.2241 | -84.3642 | 2025-12-31 | Active |  |  |  | State | HL0004374 |  |  | State | A-19 | Conventional | [14 empty] | No | No | No |  | HPS | 1 | [26 empty] | 2025-11-05 10:11 | NULL |  |  | mhurlow1 | 2018-05-09 13:54 | mneeley | 2025-11-05 09:54 | No | No | No | No | No | Standing | None | None | None | No | No | No |  | No | 2025-11-05 10:11 |  | mneeley | 2025-11-05 10:12 | mneeley | 2025-11-05 10:12 | No Photo Available | No Photo Available | http://data.mapchannels.com/dualmaps6/map.htm?lat=39.224127&lng=-84.364228
08 | HAMILTON | HAM | SR | 00126 |  | 19.761 |  | SHAMSR00126**N | HAM-126-19.761 | 39.224 | -84.3635 | 2025-12-31 | Active |  |  |  | State | HL0013762 |  |  | State | A-18 | Conventional | [14 empty] | No | No | No |  | HPS | 1 | [26 empty] | 2025-11-05 10:11 | NULL |  |  | mhurlow1 | 2018-05-09 13:53 | ascott3 | 2025-05-09 12:45 | No | No | No | No | No | Standing | None | None | None | No | No | No |  | No | 2025-11-05 10:11 |  | mneeley | 2025-11-05 10:12 | mneeley | 2025-11-05 10:12 | No Photo Available | No Photo Available | http://data.mapchannels.com/dualmaps6/map.htm?lat=39.223954&lng=-84.363507
08 | HAMILTON | HAM | SR | 00126 |  | 19.794 |  | SHAMSR00126**C | HAM-126-19.794 | 39.2242 | -84.3652 | 2025-12-31 | Active |  |  |  | State | HL0010083 | 2020-05-29 13:17 |  | State | c1 20 | Conventional | [14 empty] | No | No | No |  | HPS | 1 | 310 | [25 empty] | 2020-05-29 13:17 | NULL | 0 |  | mhurlow1 | 2018-05-09 14:46 | csonner | 2020-05-29 13:18 | No | No | No | No | No | Standing | None | None | None | No | No | No |  |  | 2020-05-29 13:17 |  | csonner | 2020-05-29 13:17 | csonner | 2020-05-29 13:17 | No Photo Available | No Photo Available | http://data.mapchannels.com/dualmaps6/map.htm?lat=39.224196&lng=-84.365249
08 | HAMILTON | HAM | SR | 00126 |  | 19.801 |  | SHAMSR00126**N | HAM-126-19.801 | 39.2238 | -84.3628 | 2025-12-31 | Active |  |  |  | State | HL0010840 |  |  | State | A-17 | Conventional | [14 empty] | No | No | No |  | HPS | 1 | [26 empty] | 2025-11-05 10:11 | NULL |  |  | mhurlow1 | 2018-05-09 13:52 | ascott3 | 2025-05-09 12:55 | No | No | No | No | No | Standing | None | None | None | No | No | No |  | No | 2025-11-05 10:11 |  | mneeley | 2025-11-05 10:11 | mneeley | 2025-11-05 10:11 | No Photo Available | No Photo Available | http://data.mapchannels.com/dualmaps6/map.htm?lat=39.223850&lng=-84.362777
08 | HAMILTON | HAM | SR | 00126 |  | 19.832 |  | SHAMSR00126**C | HAM-126-19.832 | 39.224 | -84.3646 | 2025-12-31 | Active |  |  |  | State | HL0025475 | 2020-05-29 13:18 |  | State | e 4 | Conventional | [14 empty] | No | No | No |  | HPS | 1 | 400 | [25 empty] | 2025-05-09 16:56 | NULL | 0 | 2025-05-09 16:56 | mhurlow1 | 2018-05-09 13:54 | csonner | 2020-05-29 13:19 | No | No | No | No | No | Standing | None | None | None | No | No | No | Needs pole cap | No | 2025-05-09 16:56 | 2025-05-09 16:56 | ascott3 | 2025-05-09 16:57 | ascott3 | 2025-05-09 17:07 | No Photo Available | https://collectorweb.dot.state.oh.us/arcgis/rest/services/HIGHWAY_LIGHTING/HighwayLighting_Reference/FeatureServer/7/545588/attachments/ | http://data.mapchannels.com/dualmaps6/map.htm?lat=39.223961&lng=-84.364604
08 | HAMILTON | HAM | SR | 00126 |  | 22.636 |  | SHAMSR00126**C | HAM-126-22.636 | 39.2254 | -84.3192 | 2025-12-31 | Active |  |  |  | State | HL0004618 |  |  | State |  | Conventional | [14 empty] | No | No | No |  | HPS | [28 empty] | NULL |  |  | mhurlow1 | 2018-05-22 17:00 | Dsnyder5 | 2018-07-24 16:15 | [20 empty] | No Photo Available | No Photo Available | http://data.mapchannels.com/dualmaps6/map.htm?lat=39.225380&lng=-84.319238
08 | HAMILTON | HAM | SR | 00126 | I | 0.011 |  | SHAMSR00126*IC | HAM-126-0.011 | 39.2256 | -84.5891 | 2025-12-31 | Active |  |  |  | State | HL0033743 |  |  | State | C4 | Conventional | [7 empty] | 1 | [6 empty] | No | No | No |  | LED | 1 |  | 118 | [24 empty] | 2021-08-04 17:34 | NULL |  |  | dturner | 2020-04-28 17:04 | dturner | 2020-04-28 18:09 | No | No | No | No | No | Standing | None | None | None | No | No | No |  |  | 2021-08-04 17:34 |  | lhundley | 2021-08-04 17:33 | lhundley | 2021-08-04 17:33 | No Photo Available | No Photo Available | http://data.mapchannels.com/dualmaps6/map.htm?lat=39.225586&lng=-84.589110
08 | HAMILTON | HAM | SR | 00126 | I | 0.135 |  | SHAMSR00126*IC | HAM-126-0.135 | 39.2252 | -84.5868 | 2025-12-31 | Active |  |  |  | State | HL0008903 |  |  | State | C5 | Conventional | [7 empty] | 1 | [6 empty] | No | No | No |  | LED | 1 |  | 118 | [24 empty] | 2021-08-04 17:35 | NULL |  |  | mhurlow1 | 2018-05-21 15:12 | dturner | 2020-04-28 17:30 | No | No | No | No | No | Standing | None | None | None | No | No | No |  |  | 2021-08-04 17:35 |  | lhundley | 2021-08-04 17:34 | lhundley | 2021-08-04 17:34 | No Photo Available | No Photo Available | http://data.mapchannels.com/dualmaps6/map.htm?lat=39.225243&lng=-84.586850
08 | HAMILTON | HAM | SR | 00126 | I | 0.163 |  | SHAMSR00126*IC | HAM-126-0.163 | 39.2253 | -84.5863 | 2025-12-31 | Active |  |  |  | State | HL0011644 |  |  | State | C7 | Conventional | [7 empty] | 1 | [6 empty] | No | No | No |  | HPS | 1 | [26 empty] | 2021-08-04 17:35 | NULL |  |  | mhurlow1 | 2018-05-21 15:13 | dturner | 2020-04-28 17:45 | No | No | No | No | No | Standing | None | None | None | No | No | No | No light |  | 2021-08-04 17:35 |  | lhundley | 2021-08-04 17:34 | lhundley | 2021-08-04 17:34 | No Photo Available | No Photo Available | http://data.mapchannels.com/dualmaps6/map.htm?lat=39.225254&lng=-84.586318
08 | HAMILTON | HAM | SR | 00126 | I | 0.165 |  | SHAMSR00126*IC | HAM-126-0.165 | 39.2251 | -84.5863 | 2025-12-31 | Active |  |  |  | State | HL0003002 |  |  | State | C6 | Conventional | [7 empty] | 1 | [6 empty] | No | No | No |  | LED | 1 |  | 118 | [24 empty] | 2021-08-04 17:35 | NULL |  |  | mhurlow1 | 2018-05-21 15:12 | dturner | 2020-04-28 17:30 | No | No | No | No | No | Standing | None | None | None | No | No | No |  |  | 2021-08-04 17:35 |  | lhundley | 2021-08-04 17:34 | lhundley | 2021-08-04 17:34 | No Photo Available | No Photo Available | http://data.mapchannels.com/dualmaps6/map.htm?lat=39.225103&lng=-84.586307
08 | HAMILTON | HAM | SR | 00128 |  | 0.022 |  | SHAMSR00128**C | HAM-128-0.022 | 39.1708 | -84.7594 | 2025-12-31 | Active |  |  |  | State | HL0021827 | 2020-04-29 15:57 |  | State | 9 | Conventional | [7 empty] | 1 | [6 empty] | No | No | No |  | LED | 1 | [26 empty] | 2025-05-16 16:31 | NULL |  | 2025-05-16 16:31 | mhurlow1 | 2018-05-23 12:10 | ascott3 | 2025-09-03 15:13 | No | No | No | No | No | Standing | None | None | None | No | No | No |  | No | 2025-05-16 16:31 | 2025-05-16 16:31 | ascott3 | 2025-05-16 16:32 | ascott3 | 2025-05-16 16:32 | No Photo Available | https://collectorweb.dot.state.oh.us/arcgis/rest/services/HIGHWAY_LIGHTING/HighwayLighting_Reference/FeatureServer/7/551595/attachments/ | http://data.mapchannels.com/dualmaps6/map.htm?lat=39.170822&lng=-84.759408
08 | HAMILTON | HAM | SR | 00128 |  | 0.031 |  | SHAMSR00128**C | HAM-128-0.031 | 39.171 | -84.7599 | 2025-12-31 | Active |  |  |  | State | HL0033744 | 2020-04-29 14:44 |  | State | 2 | Conventional | [7 empty] | 1 | [6 empty] | No | No | No |  | LED | 1 | [26 empty] | 2025-05-16 16:10 | NULL |  | 2025-05-16 16:10 | dturner | 2020-04-29 14:45 | ascott3 | 2025-09-03 15:14 | No | No | No | No | No | Standing | None | None | None | No | No | No |  | No | 2025-05-16 16:10 | 2025-05-16 16:10 | ascott3 | 2025-05-16 16:11 | ascott3 | 2025-05-16 16:11 | No Photo Available | https://collectorweb.dot.state.oh.us/arcgis/rest/services/HIGHWAY_LIGHTING/HighwayLighting_Reference/FeatureServer/7/553198/attachments/ | http://data.mapchannels.com/dualmaps6/map.htm?lat=39.170978&lng=-84.759854
08 | HAMILTON | HAM | SR | 00128 |  | 0.043 |  | SHAMSR00128**C | HAM-128-0.043 | 39.1711 | -84.7596 | 2025-12-31 | Active |  |  |  | State | HL0004120 | 2020-04-29 14:30 |  | State | 1 | Conventional | [7 empty] | 1 | [6 empty] | No | No | No |  | LED | 1 | [26 empty] | 2025-05-16 16:10 | NULL |  | 2025-05-16 16:10 | mhurlow1 | 2018-05-23 12:10 | ascott3 | 2025-09-03 15:14 | No | No | No | No | No | Standing | None | None | None | No | No | No |  | No | 2025-05-16 16:10 | 2025-05-16 16:10 | ascott3 | 2025-05-16 16:10 | ascott3 | 2025-05-16 16:10 | No Photo Available | https://collectorweb.dot.state.oh.us/arcgis/rest/services/HIGHWAY_LIGHTING/HighwayLighting_Reference/FeatureServer/7/550020/attachments/ | http://data.mapchannels.com/dualmaps6/map.htm?lat=39.171142&lng=-84.759632
08 | HAMILTON | HAM | SR | 00128 |  | 4.913 |  | SHAMSR00128**C | HAM-128-4.913 | 39.2057 | -84.7086 | 2025-12-31 | Active |  |  |  | State | HL0022904 |  |  | State | B-2 | Conventional | No |  | AT | A |  |  |  | 1 |  |  |  |  | No | No | No | No | No |  | HPS | 1 | 200 | [25 empty] | 2021-06-24 14:30 | NULL |  |  | Dsnyder5 | 2018-12-10 15:46 | jritchie2 | 2026-08-05 14:46 | No | No | No | No | No | Standing | None | None | None | No | No | No |  |  | 2021-06-24 14:30 |  | jhudson | 2021-06-24 14:29 | jhudson | 2021-06-24 14:29 | No Photo Available | No Photo Available | http://data.mapchannels.com/dualmaps6/map.htm?lat=39.205730&lng=-84.708589
08 | HAMILTON | HAM | SR | 00128 |  | 5.105 |  | SHAMSR00128**C | HAM-128-5.105 | 39.2082 | -84.7069 | 2025-12-31 | Active |  |  |  | State | HL0023575 |  |  | State | A-1 | Conventional | No |  | AT | A |  |  |  | 1 |  |  |  |  | No | No | No | No | No |  | HPS | 1 | 200 | [25 empty] | 2021-06-24 14:33 | NULL |  |  | mhurlow1 | 2018-05-17 16:32 | jritchie2 | 2026-08-05 14:46 | No | No | No | No | No | Standing | None | None | None | No | No | No |  |  | 2021-06-24 14:33 |  | jhudson | 2021-06-24 14:32 | jhudson | 2021-06-24 14:32 | No Photo Available | No Photo Available | http://data.mapchannels.com/dualmaps6/map.htm?lat=39.208165&lng=-84.706858
08 | HAMILTON | HAM | SR | 00128 |  | 5.129 |  | SHAMSR00128**C | HAM-128-5.129 | 39.2086 | -84.7069 | 2025-12-31 | Active |  |  |  | State | HL0025310 |  |  | State | A-2 | Conventional | [14 empty] | No | No | No |  | HPS | [27 empty] | 2021-06-24 14:33 | NULL |  |  | mhurlow1 | 2018-05-17 16:37 | jhudson | 2021-06-24 14:32 | No | No | No | No | No | Standing | None | None | None | No | No | No |  |  | 2021-06-24 14:33 |  | jhudson | 2021-06-24 14:33 | jhudson | 2021-06-24 14:33 | No Photo Available | No Photo Available | http://data.mapchannels.com/dualmaps6/map.htm?lat=39.208571&lng=-84.706914
08 | HAMILTON | HAM | SR | 00561 |  | 7.055 |  | SHAMSR00561**C | HAM-561-7.055 | 39.1921 | -84.4754 | 2025-12-31 | Active |  |  |  | State | HL0026868 |  |  | State |  | Conventional | [14 empty] | No | No | No |  | HPS | [28 empty] | NULL |  |  | mhurlow1 | 2018-05-16 12:50 | mhurlow1 | 2018-07-19 17:27 | [20 empty] | No Photo Available | No Photo Available | http://data.mapchannels.com/dualmaps6/map.htm?lat=39.192066&lng=-84.475447
08 | HAMILTON | HAM | SR | 00561 |  | 7.174 |  | SHAMSR00561**C | HAM-561-7.174 | 39.193 | -84.4772 | 2025-12-31 | Active |  |  |  | State | HL0025309 |  |  | State |  | Conventional | [14 empty] | No | No | No |  | HPS | [28 empty] | NULL |  |  | mhurlow1 | 2018-05-16 12:47 | Dsnyder5 | 2018-07-24 16:17 | [20 empty] | No Photo Available | No Photo Available | http://data.mapchannels.com/dualmaps6/map.htm?lat=39.193029&lng=-84.477231
08 | HAMILTON | HAM | SR | 00562 |  | 0.351 |  | SHAMSR00562**C | HAM-562-0.351 | 39.1742 | -84.4896 | 2025-12-31 | Active |  |  |  | State | HL0032643 |  |  | State | CC-8 | Tower | [14 empty] | No | No | No |  | HPS | [27 empty] | 2022-08-16 17:17 | 4 - Needs Inspected in 4 CY |  |  | COLLECTOR@D31_AG | 2019-01-01 05:00 | csonner1 | 2022-08-16 17:17 | No | No | No | No | No | Standing | None | None | None | No | No | No |  |  | 2022-08-16 17:17 |  | csonner1 | 2022-08-16 17:17 | csonner1 | 2022-08-16 17:17 | No Photo Available | No Photo Available | http://data.mapchannels.com/dualmaps6/map.htm?lat=39.174160&lng=-84.489617
08 | HAMILTON | HAM | SR | 00562 |  | 0.364 |  | SHAMSR00562**N | HAM-562-0.364 | 39.1749 | -84.4899 | 2025-12-31 | Active |  |  |  | State | HL0032645 |  |  | State |  | Tower | [14 empty] | No | No | No |  | HPS | [27 empty] | 2022-08-16 17:18 | 4 - Needs Inspected in 4 CY |  |  | COLLECTOR@D31_AG | 2019-01-01 05:00 | COLLECTOR@D31_AG | 2019-01-01 05:00 | No | No | No | No | No | Standing | None | None | None | No | No | No |  |  | 2022-08-16 17:18 |  | csonner1 | 2022-08-16 17:18 | csonner1 | 2022-08-16 17:18 | No Photo Available | No Photo Available | http://data.mapchannels.com/dualmaps6/map.htm?lat=39.174877&lng=-84.489950
08 | HAMILTON | HAM | SR | 00562 |  | 0.38 |  | SHAMSR00562**C | HAM-562-0.380 | 39.1743 | -84.4891 | 2025-12-31 | Active |  |  |  | State | HL0030917 |  |  | State | J 2 2 | Tower |  | 6 | [12 empty] | No | No | No | SR 562 (no lock washers on any bolts) | HPS | [27 empty] | 2022-01-06 06:46 | 4 - Needs Inspected in 4 CY |  |  | eric.young | 2014-12-19 14:00 | eric.young | 2014-12-19 14:00 | No | No | No | No | No | Standing | None | None | None | No | No | No |  |  | 2022-01-06 06:46 |  | rdixon5 | 2022-01-06 06:45 | rdixon5 | 2022-01-06 06:45 | No Photo Available | No Photo Available | http://data.mapchannels.com/dualmaps6/map.htm?lat=39.174325&lng=-84.489065
08 | HAMILTON | HAM | SR | 00562 |  | 0.406 |  | SHAMSR00562**C | HAM-562-0.406 | 39.1743 | -84.4885 | 2025-12-31 | Active |  |  |  | State | HL0032652 |  |  | State | CC-7 | Tower | [14 empty] | No | No | No |  | HPS | [27 empty] | 2022-08-16 17:18 | 4 - Needs Inspected in 4 CY |  |  | COLLECTOR@D31_AG | 2019-01-01 05:00 | csonner1 | 2022-08-16 17:16 | No | No | No | No | No | Standing | None | None | None | No | No | No |  |  | 2022-08-16 17:18 |  | csonner1 | 2022-08-16 17:17 | csonner1 | 2022-08-16 17:17 | No Photo Available | No Photo Available | http://data.mapchannels.com/dualmaps6/map.htm?lat=39.174274&lng=-84.488534
08 | HAMILTON | HAM | SR | 00562 |  | 0.455 |  | SHAMSR00562**N | HAM-562-0.455 | 39.175 | -84.4885 | 2025-12-31 | Active |  |  |  | State | HL0030928 |  |  | State | K2 3 | Tower |  | 6 | [12 empty] | No | No | No | SR 562 (no lock washers on any bolts) | HPS | [27 empty] | 2022-08-18 13:40 | 4 - Needs Inspected in 4 CY |  |  | eric.young | 2014-12-19 14:09 | csonner1 | 2022-08-17 17:41 | No | No | No | No | No | Standing | None | None | None | No | No | No |  |  | 2022-08-18 13:40 |  | csonner1 | 2022-08-18 13:39 | csonner1 | 2022-08-18 13:39 | No Photo Available | No Photo Available | http://data.mapchannels.com/dualmaps6/map.htm?lat=39.175036&lng=-84.488514
08 | HAMILTON | HAM | SR | 00562 |  | 3.438 |  | SHAMSR00562**C | HAM-562-3.438 | 39.1642 | -84.4356 | 2025-12-31 | Active |  |  |  | State | HL0030016 |  |  | State | 18 40 4 | Tower |  | 4 | [12 empty] | No | No | No | SR-562 | HPS | [27 empty] | 2022-01-12 03:54 | 4 - Needs Inspected in 4 CY |  |  | eric.young | 2014-12-18 09:31 | eric.young | 2014-12-18 09:31 | No | No | No | No | No | Standing | None | None | None | No | No | No |  |  | 2022-01-12 03:54 |  | rdixon5 | 2022-01-12 03:54 | rdixon5 | 2022-01-12 03:54 | No Photo Available | No Photo Available | http://data.mapchannels.com/dualmaps6/map.htm?lat=39.164245&lng=-84.435598
08 | HAMILTON | HAM | SR | 00562 |  | 3.442 |  | SHAMSR00562**C | HAM-562-3.442 | 39.1643 | -84.4355 | 2025-12-31 | Active |  |  |  | State | HL0035379 |  |  | State | 18-40-4 | Tower | [14 empty] | No | No | No |  | HPS | 6 | 400 | [25 empty] | 2022-11-16 19:28 | 4 - Needs Inspected in 4 CY |  |  | csonner1 | 2022-11-16 19:28 | csonner1 | 2022-11-16 19:28 | No | No | No | No | No | Standing | None | None | None | No | No | No |  |  | 2022-11-16 19:28 |  | csonner1 | 2022-11-16 19:28 | csonner1 | 2022-11-16 19:28 | No Photo Available | No Photo Available | http://data.mapchannels.com/dualmaps6/map.htm?lat=39.164269&lng=-84.435533
08 | HAMILTON | HAM | SR | 00562 |  | 3.628 |  | SHAMSR00562**C | HAM-562-3.628 | 39.1643 | -84.4321 | 2025-12-31 | Active |  |  |  | State | HL0030110 |  |  | State | 18 40 3 | Tower |  | 4 | [12 empty] | No | No | No | SR-562 (undermining compromising the fndn) | HPS | [27 empty] | 2022-11-17 17:02 | 4 - Needs Inspected in 4 CY |  |  | eric.young | 2014-12-18 10:28 | eric.young | 2014-12-18 10:28 | No | No | No | No | No | Standing | None | None | None | No | No | No |  |  | 2022-11-17 17:02 |  | csonner1 | 2022-11-17 17:02 | csonner1 | 2022-11-17 17:02 | No Photo Available | No Photo Available | http://data.mapchannels.com/dualmaps6/map.htm?lat=39.164250&lng=-84.432098
08 | HAMILTON | HAM | SR | 00562 |  | 3.713 |  | SHAMSR00562**N | HAM-562-3.713 | 39.165 | -84.4318 | 2025-12-31 | Active |  |  |  | State | HL0030228 |  |  | State | 20 41 2 | Tower |  | 4 | [12 empty] | No | No | No | SR-562 | HPS | [27 empty] | 2022-01-12 03:53 | 4 - Needs Inspected in 4 CY |  |  | eric.young | 2014-12-18 11:21 | eric.young | 2014-12-18 11:21 | No | No | No | No | No | Standing | None | None | None | No | No | No |  |  | 2022-01-12 03:53 |  | rdixon5 | 2022-01-12 03:53 | rdixon5 | 2022-01-12 03:53 | No Photo Available | No Photo Available | http://data.mapchannels.com/dualmaps6/map.htm?lat=39.165021&lng=-84.431820
08 | HAMILTON | HAM | SR | 00562 |  | 3.717 |  | SHAMSR00562**N | HAM-562-3.717 | 39.1651 | -84.4317 | 2025-12-31 | Active |  |  |  | State | HL0035381 |  |  | State | 20-41-2 | Tower | [14 empty] | No | No | No |  | HPS | 6 | 400 | [25 empty] | 2022-11-17 15:01 | 4 - Needs Inspected in 4 CY |  |  | csonner1 | 2022-11-17 15:01 | csonner1 | 2022-11-17 15:01 | No | No | No | No | No | Standing | None | None | None | No | No | No |  |  | 2022-11-17 15:01 |  | csonner1 | 2022-11-17 15:01 | csonner1 | 2022-11-17 15:01 | No Photo Available | No Photo Available | http://data.mapchannels.com/dualmaps6/map.htm?lat=39.165066&lng=-84.431734
08 | HAMILTON | HAM | TR | 00357 |  | 0.131 |  | THAMTR00357A*C | HAM-357-0.131 | 39.0713 | -84.3523 | 2025-12-31 | Active |  |  |  | State | HL0033828 | 2020-06-02 13:58 |  | State | 4 | Conventional | No |  | AT | A |  |  |  | 1 |  |  |  |  | No | No | No | No | No |  | HPS | 1 | 400 | [8 empty] | Yes | [16 empty] | 2025-10-22 16:59 | NULL | 0 |  | dturner | 2020-06-02 13:58 | jritchie2 | 2026-06-18 10:18 | No | No | No | No | No | Standing | None | None | None | No | No | No | PUT NEW FIXTURE | No | 2025-10-22 16:59 |  | csonner1 | 2025-10-22 16:59 | csonner1 | 2025-10-22 16:59 | No Photo Available | No Photo Available | http://data.mapchannels.com/dualmaps6/map.htm?lat=39.071262&lng=-84.352332
08 | HAMILTON | HAM | US | 00022 |  | 11.235 |  | SHAMUS00022**C | HAM-22-11.235 | 39.2006 | -84.3761 | 2025-12-31 | Active |  |  |  | State | HL0023746 |  |  | State |  | Conventional | [14 empty] | No | No | No |  | HPS | [28 empty] | NULL |  |  | mhurlow1 | 2018-05-09 12:16 | mhurlow1 | 2018-07-19 16:17 | [20 empty] | No Photo Available | No Photo Available | http://data.mapchannels.com/dualmaps6/map.htm?lat=39.200625&lng=-84.376063
08 | HAMILTON | HAM | US | 00022 |  | 11.244 |  | SHAMUS00022**C | HAM-22-11.244 | 39.2004 | -84.3758 | 2025-12-31 | Active |  |  |  | State | HL0023890 |  |  | State |  | Conventional | [14 empty] | No | No | No |  | HPS | [28 empty] | NULL |  |  | mhurlow1 | 2018-05-08 18:53 | mhurlow1 | 2018-07-19 16:17 | [20 empty] | No Photo Available | No Photo Available | http://data.mapchannels.com/dualmaps6/map.htm?lat=39.200428&lng=-84.375770
08 | HAMILTON | HAM | US | 00022 |  | 11.258 |  | SHAMUS00022**C | HAM-22-11.258 | 39.2005 | -84.3755 | 2025-12-31 | Active |  |  |  | State | HL0000096 | 2020-05-29 15:02 |  | State | a2m14 | Conventional | [14 empty] | No | No | No |  | HPS | 1 | 200 | [25 empty] | 2025-05-07 16:51 | NULL | 0 | 2025-05-07 16:51 | mhurlow1 | 2018-05-08 18:53 | csonner | 2020-05-29 15:05 | No | No | No | No | No | Standing | None | None | None | No | No | No |  | No | 2025-05-07 16:51 | 2025-05-07 16:51 | ascott3 | 2025-05-07 16:51 | ascott3 | 2025-05-07 16:51 | No Photo Available | https://collectorweb.dot.state.oh.us/arcgis/rest/services/HIGHWAY_LIGHTING/HighwayLighting_Reference/FeatureServer/7/545249/attachments/ | http://data.mapchannels.com/dualmaps6/map.htm?lat=39.200517&lng=-84.375537
08 | HAMILTON | HAM | US | 00022 |  | 11.262 |  | SHAMUS00022**C | HAM-22-11.262 | 39.201 | -84.3757 | 2025-12-31 | Active | 2025-11-05 09:32 |  |  | State | HL0041112 | 2020-05-29 15:02 |  | State | a2m14 | Conventional | [14 empty] | No | No | No |  | HPS | 1 | 200 | [26 empty] | NULL | 0 |  | ascott3 | 2025-11-05 09:33 | ascott3 | 2025-11-05 09:33 | [20 empty] | No Photo Available | No Photo Available | http://data.mapchannels.com/dualmaps6/map.htm?lat=39.200969&lng=-84.375719
08 | HAMILTON | HAM | US | 00022 |  | 11.275 |  | SHAMUS00022**C | HAM-22-11.275 | 39.2009 | -84.3754 | 2025-12-31 | Active |  |  |  | State | HL0019982 | 2020-05-28 15:36 |  | State | a4m19 | Conventional | [14 empty] | No | No | No |  | HPS | 1 | 400 | [25 empty] | 2024-07-16 17:06 | NULL | 0 |  | mhurlow1 | 2018-05-09 12:19 | csonner | 2020-05-28 15:38 | No | No | No | No | No | Standing | None | None | None | No | No | No |  |  | 2024-07-16 17:06 |  | ascott3 | 2024-07-16 17:06 | ascott3 | 2024-07-16 17:06 | No Photo Available | No Photo Available | http://data.mapchannels.com/dualmaps6/map.htm?lat=39.200920&lng=-84.375411
08 | HAMILTON | HAM | US | 00022 |  | 11.302 |  | SHAMUS00022**C | HAM-22-11.302 | 39.2008 | -84.3748 | 2025-12-31 | Active |  |  |  | State | HL0001822 | 2020-05-29 15:05 |  | State | a2m12 | Conventional | [14 empty] | No | No | No |  | HPS | 1 | 200 | [25 empty] | 2025-11-05 09:52 | NULL | 0 | 2025-11-05 09:52 | mhurlow1 | 2018-05-08 18:53 | csonner | 2020-05-29 15:10 | No | No | No | No | No | Standing | None | None | None | No | No | No |  | No | 2025-11-05 09:52 | 2025-11-05 09:52 | ascott3 | 2025-11-05 09:52 | ascott3 | 2025-11-05 09:52 | No Photo Available | No Photo Available | http://data.mapchannels.com/dualmaps6/map.htm?lat=39.200785&lng=-84.374794
08 | HAMILTON | HAM | US | 00022 |  | 11.333 |  | SHAMUS00022**C | HAM-22-11.333 | 39.2011 | -84.3743 | 2025-12-31 | Active |  |  |  | State | HL0040182 |  |  | State | u-3 | Underpass | [14 empty] | No | No | No |  | HPS | 1 | 100 | 1 | [24 empty] | 2025-05-07 15:47 | NULL |  | 2025-05-07 15:48 | ascott3 | 2025-05-07 15:48 | ascott3 | 2025-05-07 15:48 | No | No | No | No | No | Standing | None | None | None | No | No | No |  | No | 2025-05-07 15:47 | 2025-05-07 15:48 | ascott3 | 2025-05-07 15:48 | ascott3 | 2025-05-07 15:48 | https://collectorweb.dot.state.oh.us/arcgis/rest/services/HIGHWAY_LIGHTING/HighwayLighting_Reference/FeatureServer/6/448996/attachments/ | https://collectorweb.dot.state.oh.us/arcgis/rest/services/HIGHWAY_LIGHTING/HighwayLighting_Reference/FeatureServer/7/548367/attachments/ | http://data.mapchannels.com/dualmaps6/map.htm?lat=39.201096&lng=-84.374338
08 | HAMILTON | HAM | US | 00022 |  | 11.334 |  | SHAMUS00022**C | HAM-22-11.334 | 39.2012 | -84.3744 | 2025-12-31 | Active |  |  |  | State | HL0040187 |  |  | State | U-1 | Underpass | [14 empty] | No | No | No |  | HPS | 1 | [26 empty] | 2025-05-07 15:47 | NULL |  | 2025-05-07 15:47 | ascott3 | 2025-05-07 15:46 | ascott3 | 2025-05-07 15:46 | No | No | No | No | No | Standing | None | None | None | No | No | No |  | No | 2025-05-07 15:47 | 2025-05-07 15:47 | ascott3 | 2025-05-07 15:47 | ascott3 | 2025-05-07 15:47 | No Photo Available | https://collectorweb.dot.state.oh.us/arcgis/rest/services/HIGHWAY_LIGHTING/HighwayLighting_Reference/FeatureServer/7/532057/attachments/ | http://data.mapchannels.com/dualmaps6/map.htm?lat=39.201208&lng=-84.374387
08 | HAMILTON | HAM | US | 00022 |  | 11.354 |  | SHAMUS00022**C | HAM-22-11.354 | 39.2013 | -84.374 | 2025-12-31 | Active |  |  |  | State | HL0040179 |  |  | State | u4 | Underpass | [14 empty] | No | No | No |  | HPS | 1 | [26 empty] | 2025-05-07 15:50 | NULL |  | 2025-05-07 15:50 | ascott3 | 2025-05-07 15:49 | ascott3 | 2025-05-07 15:49 | No | No | No | No | No | Standing | None | None | None | No | No | No |  | No | 2025-05-07 15:50 | 2025-05-07 15:50 | ascott3 | 2025-05-07 15:50 | ascott3 | 2025-05-07 15:50 | https://collectorweb.dot.state.oh.us/arcgis/rest/services/HIGHWAY_LIGHTING/HighwayLighting_Reference/FeatureServer/6/448596/attachments/ | https://collectorweb.dot.state.oh.us/arcgis/rest/services/HIGHWAY_LIGHTING/HighwayLighting_Reference/FeatureServer/7/524853/attachments/ | http://data.mapchannels.com/dualmaps6/map.htm?lat=39.201256&lng=-84.374007
08 | HAMILTON | HAM | US | 00022 |  | 11.425 |  | SHAMUS00022**C | HAM-22-11.425 | 39.2016 | -84.3728 | 2025-12-31 | Active |  |  |  | State | HL0016242 | 2020-05-08 16:08 |  | State | 1-M-15 | Conventional | [7 empty] | 1 | [6 empty] | No | No | No |  | HPS | 1 | 400 | [25 empty] | 2025-11-05 10:10 | NULL | 0 | 2025-11-05 10:10 | mhurlow1 | 2018-05-09 12:38 | dturner | 2020-05-08 16:09 | No | No | No | No | No | Standing | None | None | None | No | No | No |  | No | 2025-11-05 10:10 | 2025-11-05 10:10 | ascott3 | 2025-11-05 10:10 | ascott3 | 2025-11-05 10:10 | No Photo Available | No Photo Available | http://data.mapchannels.com/dualmaps6/map.htm?lat=39.201594&lng=-84.372753
08 | HAMILTON | HAM | US | 00022 |  | 11.46 |  | SHAMUS00022**C | HAM-22-11.460 | 39.2019 | -84.3722 | 2025-12-31 | Active |  |  |  | State | HL0020040 |  |  | State |  | Conventional | [14 empty] | No | No | No |  | HPS | [28 empty] | NULL |  |  | mhurlow1 | 2018-05-09 12:41 | mhurlow1 | 2018-07-19 16:21 | [20 empty] | No Photo Available | No Photo Available | http://data.mapchannels.com/dualmaps6/map.htm?lat=39.201857&lng=-84.372233
08 | HAMILTON | HAM | US | 00022 |  | 11.479 |  | SHAMUS00022**C | HAM-22-11.479 | 39.2023 | -84.3722 | 2025-12-31 | Active |  |  |  | State | HL0014760 |  |  | State |  | Conventional | [14 empty] | No | No | No |  | HPS | [28 empty] | NULL |  |  | mhurlow1 | 2018-05-09 12:47 | mhurlow1 | 2018-07-19 16:21 | [20 empty] | No Photo Available | No Photo Available | http://data.mapchannels.com/dualmaps6/map.htm?lat=39.202268&lng=-84.372158
08 | HAMILTON | HAM | US | 00022 |  | 15.979 |  | SHAMUS00022**C | HAM-22-15.979 | 39.2602 | -84.3391 | 2025-12-31 | Active |  |  |  | State | HL0010956 |  |  | State | B1-7 | Conventional | No |  | AT | A |  |  |  | 1 |  |  |  |  | No | No | No | No | No |  | HPS | 1 | 200 |  | 12,000 - 15,999 | No | [22 empty] | 2025-11-19 08:49 | NULL |  |  | Dsnyder5 | 2018-06-08 16:03 | jritchie2 | 2026-06-10 16:12 | No | No | No | No | No | Standing | None | None | None | No | No | No |  | No | 2025-11-19 08:49 |  | ascott3 | 2025-11-19 08:49 | ascott3 | 2025-11-19 08:49 | No Photo Available | No Photo Available | http://data.mapchannels.com/dualmaps6/map.htm?lat=39.260154&lng=-84.339070
08 | HAMILTON | HAM | US | 00022 |  | 16.153 |  | SHAMUS00022**C | HAM-22-16.153 | 39.2621 | -84.337 | 2025-12-31 | Active |  |  |  | State | HL0025246 |  |  | State | a2-1 | Conventional | No |  | AT | A |  |  |  | 1 |  |  |  |  | No | No | No | No | No |  | HPS | 1 | 200 |  | 12,000 - 15,999 | No | [22 empty] | 2025-11-19 08:47 | NULL |  |  | mhurlow1 | 2018-05-24 11:10 | jritchie2 | 2026-06-10 16:15 | No | No | No | No | No | Standing | None | None | None | No | No | No |  | No | 2025-11-19 08:47 |  | ascott3 | 2025-11-19 08:47 | ascott3 | 2025-11-19 08:47 | No Photo Available | No Photo Available | http://data.mapchannels.com/dualmaps6/map.htm?lat=39.262059&lng=-84.337000
08 | HAMILTON | HAM | US | 00022 |  | 17.97 |  | SHAMUS00022**C | HAM-22-17.970 | 39.2826 | -84.3162 | 2025-12-31 | Active |  |  |  | State | HL0033838 | 2020-06-03 17:49 |  | State | 1 | Conventional | No |  | AT | A |  |  |  | 1 |  |  |  |  | No | No | No | No | No |  | LED | 1 |  | 90 |  | No | [5 empty] | Yes | [16 empty] | 2020-06-03 17:50 | NULL |  |  | dturner | 2020-06-03 17:50 | jritchie2 | 2026-06-23 17:11 | No | No | No | No | No | Standing | None | None | None | No | No | No |  |  | 2020-06-03 17:50 |  | dturner | 2020-06-03 17:50 | dturner | 2020-06-03 17:50 | No Photo Available | No Photo Available | http://data.mapchannels.com/dualmaps6/map.htm?lat=39.282629&lng=-84.316205
08 | HAMILTON | HAM | US | 00022 |  | 17.99 |  | SHAMUS00022**C | HAM-22-17.990 | 39.2829 | -84.316 | 2025-12-31 | Active |  |  |  | State | HL0033839 | 2020-06-03 18:00 |  | State | 2 | Conventional | No |  | AT | A |  |  |  | 1 |  |  |  |  | No | No | No | No | No |  | LED | 1 |  | 90 | [7 empty] | Yes | [16 empty] | 2020-06-03 18:01 | NULL |  |  | dturner | 2020-06-03 18:00 | jritchie2 | 2026-06-23 17:12 | No | No | No | No | No | Standing | None | None | None | No | No | No |  |  | 2020-06-03 18:01 |  | dturner | 2020-06-03 18:01 | dturner | 2020-06-03 18:01 | No Photo Available | No Photo Available | http://data.mapchannels.com/dualmaps6/map.htm?lat=39.282862&lng=-84.315957
08 | HAMILTON | HAM | US | 00027 |  | 1.426 |  | SHAMUS00027**C | HAM-27-1.426 | 39.0968 | -84.5183 | 2025-12-31 | Active |  |  |  | State | HL0013554 |  |  | State |  | Conventional | [14 empty] | No | No | No |  | HPS | [28 empty] | NULL |  |  | Dsnyder5 | 2018-06-07 15:25 | mhurlow1 | 2018-07-19 11:39 | [20 empty] | No Photo Available | No Photo Available | http://data.mapchannels.com/dualmaps6/map.htm?lat=39.096789&lng=-84.518302
08 | HAMILTON | HAM | US | 00027 |  | 1.509 |  | SHAMUS00027**C | HAM-27-1.509 | 39.0979 | -84.5188 | 2025-12-31 | Active |  |  |  | State | HL0007692 |  |  | State | T3 | Conventional | [14 empty] | No | No | No |  | HPS | 1 | [26 empty] | 2025-11-14 01:46 | NULL |  |  | mhurlow1 | 2018-05-10 11:49 | mneeley | 2025-07-15 06:45 | No | No | No | No | No | Standing | None | None | None | No | No | No |  | No | 2025-11-14 01:46 |  | mneeley | 2025-11-14 01:46 | mneeley | 2025-11-14 01:46 | No Photo Available | No Photo Available | http://data.mapchannels.com/dualmaps6/map.htm?lat=39.097927&lng=-84.518790
08 | HAMILTON | HAM | US | 00027 |  | 1.536 |  | SHAMUS00027**C | HAM-27-1.536 | 39.0983 | -84.5188 | 2025-12-31 | Active |  |  |  | State | HL0026954 |  |  | State | b9 | Conventional | [14 empty] | No | No | No |  | HPS | [27 empty] | 2024-08-22 02:44 | NULL |  |  | mhurlow1 | 2018-05-10 11:47 | mneeley | 2024-08-22 02:43 | No | No | No | No | No | Standing | None | None | None | No | No | No |  |  | 2024-08-22 02:44 |  | mneeley | 2024-08-22 02:44 | mneeley | 2024-08-22 02:44 | No Photo Available | https://collectorweb.dot.state.oh.us/arcgis/rest/services/HIGHWAY_LIGHTING/HighwayLighting_Reference/FeatureServer/7/511472/attachments/ | http://data.mapchannels.com/dualmaps6/map.htm?lat=39.098322&lng=-84.518837
08 | HAMILTON | HAM | US | 00027 |  | 1.563 |  | SHAMUS00027**C | HAM-27-1.563 | 39.0987 | -84.5192 | 2025-12-31 | Active |  |  |  | State | HL0000291 |  |  | State | B10 | Conventional | [14 empty] | No | No | No |  | HPS | [27 empty] | 2024-08-22 02:44 | NULL |  |  | mhurlow1 | 2018-05-10 11:46 | mneeley | 2024-08-22 02:45 | No | No | No | No | No | Standing | None | None | None | No | No | No |  |  | 2024-08-22 02:44 |  | mneeley | 2024-08-22 02:44 | mneeley | 2024-08-22 02:44 | No Photo Available | https://collectorweb.dot.state.oh.us/arcgis/rest/services/HIGHWAY_LIGHTING/HighwayLighting_Reference/FeatureServer/7/511072/attachments/ | http://data.mapchannels.com/dualmaps6/map.htm?lat=39.098665&lng=-84.519178
08 | HAMILTON | HAM | US | 00027 |  | 3.762 |  | SHAMUS00027**C | HAM-27-3.762 | 39.1241 | -84.5337 | 2025-12-31 | Active |  |  |  | State | HL0026824 |  |  | State |  | Conventional | [14 empty] | No | No | No |  | HPS | [28 empty] | NULL |  |  | mhurlow1 | 2018-05-14 12:19 | mhurlow1 | 2018-07-19 11:13 | [20 empty] | No Photo Available | No Photo Available | http://data.mapchannels.com/dualmaps6/map.htm?lat=39.124121&lng=-84.533678
08 | HAMILTON | HAM | US | 00027 |  | 5.074 |  | SHAMUS00027**C | HAM-27-5.074 | 39.1395 | -84.5339 | 2025-12-31 | Active |  |  |  | State | HL0032626 |  |  | State |  | Tower | [14 empty] | No | No | No |  | HPS | [27 empty] | 2022-12-29 15:21 | 4 - Needs Inspected in 4 CY |  |  | COLLECTOR@D31_AG | 2019-01-01 05:00 | COLLECTOR@D31_AG | 2019-01-01 05:00 | No | No | No | No | No | Standing | None | None | None | No | No | No |  |  | 2022-12-29 15:21 |  | csonner1 | 2022-12-29 15:20 | csonner1 | 2022-12-29 15:20 | No Photo Available | No Photo Available | http://data.mapchannels.com/dualmaps6/map.htm?lat=39.139547&lng=-84.533851
08 | HAMILTON | HAM | US | 00027 |  | 5.237 |  | SHAMUS00027**C | HAM-27-5.237 | 39.1418 | -84.5347 | 2025-12-31 | Active |  |  |  | State | HL0003734 |  |  | State | R1-9 | Conventional | No |  | AT | A |  |  |  | 1 |  |  |  |  | No | No | No | No | No |  | HPS | 1 | 200 | [25 empty] | 2025-11-05 21:45 | NULL |  | 2025-11-05 21:45 | mhurlow1 | 2018-05-14 13:53 | jritchie2 | 2026-07-14 16:27 | No | No | No | No | No | Standing | None | None | None | No | No | No |  | No | 2025-11-05 21:45 | 2025-11-05 21:45 | ascott3 | 2025-11-05 21:45 | ascott3 | 2025-11-05 21:45 | No Photo Available | No Photo Available | http://data.mapchannels.com/dualmaps6/map.htm?lat=39.141825&lng=-84.534655
08 | HAMILTON | HAM | US | 00027 |  | 5.276 |  | SHAMUS00027**C | HAM-27-5.276 | 39.1424 | -84.5348 | 2025-12-31 | Active |  |  |  | State | HL0016901 |  |  | State | R1-10 | Conventional | No |  | AT | A |  |  |  | 1 |  |  |  |  | No | No | No | No | No |  | HPS | 1 | 200 | [25 empty] | 2025-11-05 21:45 | NULL |  | 2025-11-05 21:45 | mhurlow1 | 2018-05-14 13:55 | jritchie2 | 2026-07-14 16:27 | No | No | No | No | No | Standing | None | None | None | No | No | No |  | No | 2025-11-05 21:45 | 2025-11-05 21:45 | ascott3 | 2025-11-05 21:45 | ascott3 | 2025-11-05 21:45 | No Photo Available | No Photo Available | http://data.mapchannels.com/dualmaps6/map.htm?lat=39.142367&lng=-84.534834
08 | HAMILTON | HAM | US | 00027 |  | 5.314 |  | SHAMUS00027**C | HAM-27-5.314 | 39.1429 | -84.535 | 2025-12-31 | Active |  |  |  | State | HL0023476 |  |  | State | R1-11 | Conventional | No |  | AT | A |  |  |  | 1 |  |  |  |  | No | No | No | No | No |  | HPS | 1 | 200 | [25 empty] | 2025-11-05 21:45 | NULL |  | 2025-11-05 21:45 | mhurlow1 | 2018-05-14 13:56 | jritchie2 | 2026-07-14 16:28 | No | No | No | No | No | Standing | None | None | None | No | No | No |  | No | 2025-11-05 21:45 | 2025-11-05 21:45 | ascott3 | 2025-11-05 21:45 | ascott3 | 2025-11-05 21:45 | No Photo Available | No Photo Available | http://data.mapchannels.com/dualmaps6/map.htm?lat=39.142909&lng=-84.535017
08 | HAMILTON | HAM | US | 00027 |  | 5.355 |  | SHAMUS00027**C | HAM-27-5.355 | 39.1435 | -84.5353 | 2025-12-31 | Active |  |  |  | State | HL0000674 |  |  | State | R1-13 | Conventional | No |  | AT | A |  |  |  | 1 |  |  |  |  | No | No | No | No | No |  | HPS | 1 | 200 | [25 empty] | 2025-11-05 21:48 | NULL |  | 2025-11-05 21:48 | mhurlow1 | 2018-05-14 13:58 | jritchie2 | 2026-07-14 16:28 | No | No | No | No | No | Standing | None | None | None | No | No | No |  | No | 2025-11-05 21:48 | 2025-11-05 21:48 | ascott3 | 2025-11-05 21:48 | ascott3 | 2025-11-05 21:48 | No Photo Available | No Photo Available | http://data.mapchannels.com/dualmaps6/map.htm?lat=39.143471&lng=-84.535275
08 | HAMILTON | HAM | US | 00027 |  | 5.393 |  | SHAMUS00027**C | HAM-27-5.393 | 39.144 | -84.5356 | 2025-12-31 | Active |  |  |  | State | HL0008854 |  |  | State | R1-13 | Conventional | No |  | AT | A |  |  |  | 1 |  |  |  |  | No | No | No | No | No |  | HPS | 1 | 200 | [25 empty] | 2025-11-05 21:49 | NULL |  | 2025-11-05 21:49 | mhurlow1 | 2018-05-14 13:59 | jritchie2 | 2026-07-14 16:31 | No | No | No | No | No | Standing | None | None | None | No | No | No |  | No | 2025-11-05 21:49 | 2025-11-05 21:49 | ascott3 | 2025-11-05 21:49 | ascott3 | 2025-11-05 21:49 | No Photo Available | No Photo Available | http://data.mapchannels.com/dualmaps6/map.htm?lat=39.143968&lng=-84.535573
08 | HAMILTON | HAM | US | 00027 |  | 5.437 |  | SHAMUS00027**C | HAM-27-5.437 | 39.1445 | -84.536 | 2025-12-31 | Active |  |  |  | State | HL0019253 |  |  | State | R1-14 | Conventional | No |  | AT | A |  |  |  | 1 |  |  |  |  | No | No | No | No | No |  | LED | 1 | [26 empty] | 2025-11-05 21:49 | NULL |  | 2025-11-05 21:49 | mhurlow1 | 2018-05-14 13:59 | jritchie2 | 2026-07-14 16:36 | No | No | No | No | No | Standing | None | None | None | No | No | No |  | No | 2025-11-05 21:49 | 2025-11-05 21:49 | ascott3 | 2025-11-05 21:49 | ascott3 | 2025-11-05 21:49 | No Photo Available | No Photo Available | http://data.mapchannels.com/dualmaps6/map.htm?lat=39.144534&lng=-84.535962
08 | HAMILTON | HAM | US | 00027 |  | 5.469 |  | SHAMUS00027**C | HAM-27-5.469 | 39.1449 | -84.5363 | 2025-12-31 | Active |  |  |  | State | HL0022577 |  |  | State | R1-15 | Conventional | No |  | AT | A |  |  |  | 1 |  |  |  |  | No | No | No | No | No |  | HPS | 1 | 200 | [25 empty] | 2025-11-05 21:50 | NULL |  | 2025-11-05 21:50 | mhurlow1 | 2018-05-14 14:00 | jritchie2 | 2026-07-14 16:36 | No | No | No | No | No | Standing | None | None | None | No | No | No |  | No | 2025-11-05 21:50 | 2025-11-05 21:50 | ascott3 | 2025-11-05 21:50 | ascott3 | 2025-11-05 21:50 | No Photo Available | No Photo Available | http://data.mapchannels.com/dualmaps6/map.htm?lat=39.144946&lng=-84.536266
08 | HAMILTON | HAM | US | 00027 |  | 6.705 |  | SHAMUS00027**N | HAM-27-6.705 | 39.1568 | -84.5475 | 2025-12-31 | Active | 2025-09-01 18:08 | 104668 | 2025-09-01 | State | HL0040843 |  |  | State | F1-1 | Tower | No | 8 | [10 empty] | Yes | No | No | No | No |  | LED | 4 |  |  |  | No | [13 empty] | F1 | [9 empty] | 7 - Needs Inspected in 7 CY |  |  | odotonline\rsuing | 2025-09-29 14:53 | odotonline\rsuing | 2025-09-29 19:23 | [20 empty] | https://collectorweb.dot.state.oh.us/arcgis/rest/services/HIGHWAY_LIGHTING/HighwayLighting_Reference/FeatureServer/6/463875/attachments/ | No Photo Available | http://data.mapchannels.com/dualmaps6/map.htm?lat=39.156843&lng=-84.547522
08 | HAMILTON | HAM | US | 00027 |  | 6.821 |  | SHAMUS00027**N | HAM-27-6.821 | 39.1579 | -84.5492 | 2025-12-31 | Active | 2025-09-01 18:08 | 104668 | 2025-09-01 | State | HL0040820 |  |  | State | G2-3 | Tower | No | 8 | [10 empty] | Yes | No | No | No | No |  | LED | 6 |  |  |  | No | [13 empty] | G2 | [9 empty] | 7 - Needs Inspected in 7 CY |  |  | odotonline\rsuing | 2025-09-26 17:03 | odotonline\rsuing | 2025-09-29 19:25 | [20 empty] | https://collectorweb.dot.state.oh.us/arcgis/rest/services/HIGHWAY_LIGHTING/HighwayLighting_Reference/FeatureServer/6/459785/attachments/ | No Photo Available | http://data.mapchannels.com/dualmaps6/map.htm?lat=39.157909&lng=-84.549200
08 | HAMILTON | HAM | US | 00027 |  | 6.858 |  | SHAMUS00027**N | HAM-27-6.858 | 39.1583 | -84.5497 | 2025-12-31 | Retired |  |  |  | State | HL0031674 |  |  | State | B3 2 | Tower |  | 4 | [12 empty] | No | No | No | Beekman/Colerain (no lock washers on bolts) | HPS | 6 | [27 empty] | NULL |  |  | eric.young | 2014-12-22 14:36 | odotonline\rsuing | 2025-09-26 17:02 | No | No | No | No | No | Standing | None | None | None | No | No | No |  |  | 2022-01-07 02:55 |  | rdixon5 | 2022-01-07 02:55 | rdixon5 | 2022-01-07 02:55 | No Photo Available | No Photo Available | http://data.mapchannels.com/dualmaps6/map.htm?lat=39.158273&lng=-84.549700
08 | HAMILTON | HAM | US | 00027 |  | 6.895 |  | SHAMUS00027**N | HAM-27-6.895 | 39.1585 | -84.5504 | 2025-12-31 | Active | 2025-09-01 18:08 | 104668 | 2025-09-01 | State | HL0040811 |  |  | State | G2-2 | Tower | No | 8 | [10 empty] | Yes | No | No | No | No |  | LED | 6 |  |  |  | No | [13 empty] | G2 | [9 empty] | 7 - Needs Inspected in 7 CY |  |  | odotonline\rsuing | 2025-09-24 18:28 | odotonline\rsuing | 2025-09-29 19:25 | [20 empty] | https://collectorweb.dot.state.oh.us/arcgis/rest/services/HIGHWAY_LIGHTING/HighwayLighting_Reference/FeatureServer/6/459749/attachments/ | No Photo Available | http://data.mapchannels.com/dualmaps6/map.htm?lat=39.158453&lng=-84.550444
08 | HAMILTON | HAM | US | 00027 |  | 6.93 |  | SHAMUS00027**C | HAM-27-6.930 | 39.1618 | -84.5516 | 2025-12-31 | Active | 2025-09-01 18:08 | 104668 | 2025-09-01 | State | HL0040840 |  |  | State | G1-6 | Tower | No | 8 | [10 empty] | Yes | No | No | No | No |  | LED | 4 |  |  |  | No | [13 empty] | G1 | [9 empty] | 7 - Needs Inspected in 7 CY |  |  | odotonline\rsuing | 2025-09-29 13:05 | odotonline\rsuing | 2025-09-29 19:28 | [20 empty] | https://collectorweb.dot.state.oh.us/arcgis/rest/services/HIGHWAY_LIGHTING/HighwayLighting_Reference/FeatureServer/6/463796/attachments/ | No Photo Available | http://data.mapchannels.com/dualmaps6/map.htm?lat=39.161841&lng=-84.551588
08 | HAMILTON | HAM | US | 00027 |  | 6.932 |  | SHAMUS00027**N | HAM-27-6.932 | 39.1589 | -84.5509 | 2025-12-31 | Retired |  |  |  | State | HL0031593 |  |  | State | B5 1 | Tower |  | 4 | [12 empty] | No | No | No | Beekman/Colerain (no lock washers on bolts) | HPS | 4 | [27 empty] | NULL |  |  | darshan.singh | 2014-12-22 12:54 | odotonline\rsuing | 2025-09-24 18:25 | No | No | No | No | No | Standing | None | None | None | No | No | No |  |  | 2022-01-07 02:56 |  | rdixon5 | 2022-01-07 02:56 | rdixon5 | 2022-01-07 02:56 | No Photo Available | No Photo Available | http://data.mapchannels.com/dualmaps6/map.htm?lat=39.158865&lng=-84.550882
08 | HAMILTON | HAM | US | 00027 |  | 6.953 |  | SHAMUS00027**C | HAM-27-6.953 | 39.1622 | -84.5516 | 2025-12-31 | Retired |  |  |  | State | HL0031662 |  |  | State | B6 1 | Tower |  | 4 | [12 empty] | No | No | No | Beekman/Colerain | HPS | 4 | [27 empty] | NULL |  |  | eric.young | 2014-12-22 14:09 | odotonline\rsuing | 2025-09-29 13:07 | No | No | No | No | No | Standing | None | None | None | No | No | No |  |  | 2022-01-07 02:57 |  | rdixon5 | 2022-01-07 02:57 | rdixon5 | 2022-01-07 02:57 | No Photo Available | No Photo Available | http://data.mapchannels.com/dualmaps6/map.htm?lat=39.162183&lng=-84.551596
08 | HAMILTON | HAM | US | 00027 |  | 6.982 |  | SHAMUS00027**N | HAM-27-6.982 | 39.1596 | -84.5511 | 2025-12-31 | Active | 2025-09-01 18:08 | 104668 | 2025-09-01 | State | HL0040813 |  |  | State | G2-1 | Tower | No | 8 | [10 empty] | Yes | No | No | No | No |  | LED | 4 |  |  |  | No | [13 empty] | G2 | [9 empty] | 7 - Needs Inspected in 7 CY |  |  | odotonline\rsuing | 2025-09-24 18:37 | odotonline\rsuing | 2025-09-29 19:26 | [20 empty] | https://collectorweb.dot.state.oh.us/arcgis/rest/services/HIGHWAY_LIGHTING/HighwayLighting_Reference/FeatureServer/6/458548/attachments/ | No Photo Available | http://data.mapchannels.com/dualmaps6/map.htm?lat=39.159599&lng=-84.551142
08 | HAMILTON | HAM | US | 00027 |  | 7.061 |  | SHAMUS00027**N | HAM-27-7.061 | 39.1606 | -84.5516 | 2025-12-31 | Active | 2025-09-01 18:08 | 104668 | 2025-09-01 | State | HL0040816 |  |  | State | G1-5 | Tower | No | 8 | [10 empty] | Yes | No | No | No | No |  | LED | 4 |  |  |  | No | [13 empty] | G1 | [9 empty] | 7 - Needs Inspected in 7 CY |  |  | odotonline\rsuing | 2025-09-26 18:06 | odotonline\rsuing | 2025-09-29 19:27 | [20 empty] | https://collectorweb.dot.state.oh.us/arcgis/rest/services/HIGHWAY_LIGHTING/HighwayLighting_Reference/FeatureServer/6/458585/attachments/ | No Photo Available | http://data.mapchannels.com/dualmaps6/map.htm?lat=39.160644&lng=-84.551578
08 | HAMILTON | HAM | US | 00027 |  | 7.1 |  | SHAMUS00027**N | HAM-27-7.100 | 39.1612 | -84.5521 | 2025-12-31 | Retired |  |  |  | State | HL0032655 |  |  | State |  | Tower | [14 empty] | No | No | No |  | HPS | 4 | [27 empty] | NULL |  |  | COLLECTOR@D31_AG | 2019-01-01 05:00 | odotonline\rsuing | 2025-09-26 18:05 | No | No | No | No | No | Standing | None | None | None | No | No | No |  |  | 2022-01-07 02:57 |  | rdixon5 | 2022-01-07 02:57 | rdixon5 | 2022-01-07 02:57 | No Photo Available | No Photo Available | http://data.mapchannels.com/dualmaps6/map.htm?lat=39.161162&lng=-84.552061
08 | HAMILTON | HAM | US | 00027 |  | 11.551 |  | SHAMUS00027**C | HAM-27-11.551 | 39.2199 | -84.5858 | 2025-12-31 | Active |  |  |  | State | HL0041391 |  |  | State | 1 | Conventional | [14 empty] | No | No | No |  | HPS | 1 | [26 empty] | 2025-11-20 08:53 | NULL |  |  | mneeley | 2025-11-20 04:35 | mneeley | 2025-11-20 04:35 | No | No | No | No | No | Standing | None | None | None | No | No | No |  | No | 2025-11-20 08:53 |  | mneeley | 2025-11-20 08:53 | mneeley | 2025-11-20 08:53 | No Photo Available | No Photo Available | http://data.mapchannels.com/dualmaps6/map.htm?lat=39.219874&lng=-84.585773
08 | HAMILTON | HAM | US | 00027 |  | 11.557 |  | SHAMUS00027**C | HAM-27-11.557 | 39.2199 | -84.5862 | 2025-12-31 | Active |  |  |  | State | HL0012734 |  |  | State | 2 | Conventional | [14 empty] | No | No | No |  | HPS | 1 | [26 empty] | 2025-11-20 08:53 | NULL |  |  | mhurlow1 | 2018-05-21 14:15 | mneeley | 2025-11-20 04:45 | No | No | No | No | No | Standing | None | None | None | No | No | No |  | No | 2025-11-20 08:53 |  | mneeley | 2025-11-20 08:53 | mneeley | 2025-11-20 08:53 | No Photo Available | No Photo Available | http://data.mapchannels.com/dualmaps6/map.htm?lat=39.219890&lng=-84.586237
08 | HAMILTON | HAM | US | 00027 |  | 11.809 |  | SHAMUS00027**C | HAM-27-11.809 | 39.2235 | -84.5871 | 2025-12-31 | Active |  |  |  | State | HL0009010 | 2020-06-03 17:20 |  | State | 1 | Conventional | [7 empty] | 1 | [6 empty] | No | No | No |  | HPS | 1 | 400 | [8 empty] | Yes | [16 empty] | 2021-08-04 17:51 | NULL | 0 |  | mhurlow1 | 2018-05-21 14:26 | dturner | 2020-06-03 17:21 | No | No | No | No | No | Standing | None | None | None | No | No | No |  |  | 2021-08-04 17:51 |  | lhundley | 2021-08-04 17:50 | lhundley | 2021-08-04 17:50 | No Photo Available | No Photo Available | http://data.mapchannels.com/dualmaps6/map.htm?lat=39.223502&lng=-84.587057
08 | HAMILTON | HAM | US | 00027 |  | 11.819 |  | SHAMUS00027**N | HAM-27-11.819 | 39.2235 | -84.5875 | 2025-12-31 | Active |  |  |  | State | HL0020214 | 2020-06-03 17:22 |  | State | 2 | Conventional | [7 empty] | 1 | [6 empty] | No | No | No |  | LED | 1 | 400 | 0 | [7 empty] | Yes | [16 empty] | 2021-08-04 17:51 | NULL |  |  | mhurlow1 | 2018-05-21 14:25 | dturner | 2020-06-03 17:22 | No | No | No | No | No | Standing | None | None | None | No | No | No |  |  | 2021-08-04 17:51 |  | lhundley | 2021-08-04 17:50 | lhundley | 2021-08-04 17:50 | No Photo Available | No Photo Available | http://data.mapchannels.com/dualmaps6/map.htm?lat=39.223511&lng=-84.587500
08 | HAMILTON | HAM | US | 00027 |  | 11.841 |  | SHAMUS00027**C | HAM-27-11.841 | 39.2239 | -84.5872 | 2025-12-31 | Active |  |  |  | State | HL0000081 |  |  | State |  | Conventional | [7 empty] | 1 | [6 empty] | No | No | No |  | LED | 1 |  | 118 | [24 empty] | 2021-08-04 17:51 | NULL |  |  | mhurlow1 | 2018-05-21 14:32 | dturner | 2020-04-28 17:28 | No | No | No | No | No | Standing | None | None | None | No | No | No |  |  | 2021-08-04 17:51 |  | lhundley | 2021-08-04 17:50 | lhundley | 2021-08-04 17:50 | No Photo Available | No Photo Available | http://data.mapchannels.com/dualmaps6/map.htm?lat=39.223898&lng=-84.587250
08 | HAMILTON | HAM | US | 00027 |  | 11.988 |  | SHAMUS00027**N | HAM-27-11.988 | 39.2259 | -84.5884 | 2025-12-31 | Active |  |  |  | State | HL0017634 |  |  | State |  | Conventional | [7 empty] | 1 | [6 empty] | No | No | No |  | LED | 1 |  | 118 | [24 empty] | 2021-08-04 16:50 | NULL |  |  | mhurlow1 | 2018-05-21 15:08 | dturner | 2020-04-28 17:27 | No | No | No | No | No | Standing | None | None | None | No | No | No |  |  | 2021-08-04 16:50 |  | lhundley | 2021-08-04 16:49 | lhundley | 2021-08-04 16:49 | No Photo Available | No Photo Available | http://data.mapchannels.com/dualmaps6/map.htm?lat=39.225922&lng=-84.588450
08 | HAMILTON | HAM | US | 00027 |  | 12.016 |  | SHAMUS00027**C | HAM-27-12.016 | 39.2263 | -84.5882 | 2025-12-31 | Active |  |  |  | State | HL0019102 |  |  | State |  | Conventional | [7 empty] | 1 | [6 empty] | No | No | No |  | LED | 1 |  | 118 | [24 empty] | 2021-08-04 16:50 | NULL |  |  | mhurlow1 | 2018-05-21 15:07 | dturner | 2020-04-28 17:28 | No | No | No | No | No | Standing | None | None | None | No | No | No |  |  | 2021-08-04 16:50 |  | lhundley | 2021-08-04 16:49 | lhundley | 2021-08-04 16:49 | No Photo Available | No Photo Available | http://data.mapchannels.com/dualmaps6/map.htm?lat=39.226307&lng=-84.588223
08 | HAMILTON | HAM | US | 00027 |  | 13.608 |  | SHAMUS00027**N | HAM-27-13.608 | 39.2481 | -84.5968 | 2025-12-31 | Active |  |  |  | State | HL0033834 | 2020-06-03 15:37 |  | State | 2 | Conventional | [14 empty] | No | No | No |  | HPS | 1 | 400 | [25 empty] | 2025-11-20 08:53 | NULL | 0 |  | csonner | 2020-06-03 15:37 | csonner | 2020-06-03 15:37 | No | No | No | No | No | Standing | None | None | None | No | No | No |  | No | 2025-11-20 08:53 |  | mneeley | 2025-11-20 08:54 | mneeley | 2025-11-20 08:54 | No Photo Available | No Photo Available | http://data.mapchannels.com/dualmaps6/map.htm?lat=39.248147&lng=-84.596847
08 | HAMILTON | HAM | US | 00027 |  | 13.617 |  | SHAMUS00027**C | HAM-27-13.617 | 39.2485 | -84.5965 | 2025-12-31 | Active |  |  |  | State | HL0033835 | 2020-06-03 15:37 |  | State | 3 | Conventional | [14 empty] | No | No | No |  | HPS | 1 | 400 | [25 empty] | 2025-11-20 08:53 | NULL | 0 |  | csonner | 2020-06-03 15:38 | csonner | 2020-06-03 15:38 | No | No | No | No | No | Standing | None | None | None | No | No | No |  | No | 2025-11-20 08:53 |  | mneeley | 2025-11-20 08:53 | mneeley | 2025-11-20 08:53 | No Photo Available | No Photo Available | http://data.mapchannels.com/dualmaps6/map.htm?lat=39.248501&lng=-84.596481
08 | HAMILTON | HAM | US | 00027 |  | 13.64 |  | SHAMUS00027**N | HAM-27-13.640 | 39.2485 | -84.5971 | 2025-12-31 | Active |  |  |  | State | HL0033833 | 2020-06-03 15:36 |  | State | 1 | Conventional | [14 empty] | No | No | No |  | HPS |  | 400 | [25 empty] | 2025-11-20 08:54 | NULL | 0 |  | csonner | 2020-06-03 15:36 | csonner | 2020-06-03 15:36 | No | No | No | No | No | Standing | None | None | None | No | No | No |  | No | 2025-11-20 08:54 |  | mneeley | 2025-11-20 08:54 | mneeley | 2025-11-20 08:54 | No Photo Available | No Photo Available | http://data.mapchannels.com/dualmaps6/map.htm?lat=39.248472&lng=-84.597110
08 | HAMILTON | HAM | US | 00027 |  | 13.647 |  | SHAMUS00027**C | HAM-27-13.647 | 39.2489 | -84.5966 | 2025-12-31 | Active |  |  |  | State | HL0033836 | 2020-06-03 15:38 |  | State | 4 | Conventional | [14 empty] | No | No | No |  | HPS | 1 | 400 | [25 empty] | 2025-11-20 08:53 | NULL | 0 |  | csonner | 2020-06-03 15:38 | csonner | 2020-06-03 15:38 | No | No | No | No | No | Standing | None | None | None | No | No | No |  | No | 2025-11-20 08:53 |  | mneeley | 2025-11-20 08:53 | mneeley | 2025-11-20 08:53 | No Photo Available | No Photo Available | http://data.mapchannels.com/dualmaps6/map.htm?lat=39.248871&lng=-84.596639
08 | HAMILTON | HAM | US | 00027 |  | 13.966 |  | SHAMUS00027**C | HAM-27-13.966 | 39.2532 | -84.5988 | 2025-12-31 | Active |  |  |  | State | HL0012318 | 2020-01-15 18:42 |  | State | C-19 | Conventional |  |  | AT |  |  |  |  | 1 | [6 empty] | No | No | No |  | HPS | 1 | 200 |  |  |  |  | Cooper/Eaton | [20 empty] | 2025-05-16 14:25 | NULL | 0 | 2025-05-16 14:25 | mhurlow1 | 2018-05-21 14:39 | csonner | 2020-01-15 18:43 | No | No | No | No | No | Standing | None | None | None | No | No | No |  | No | 2025-05-16 14:25 | 2025-05-16 14:25 | ascott3 | 2025-05-16 14:26 | ascott3 | 2025-05-16 14:26 | No Photo Available | https://collectorweb.dot.state.oh.us/arcgis/rest/services/HIGHWAY_LIGHTING/HighwayLighting_Reference/FeatureServer/7/549219/attachments/ | http://data.mapchannels.com/dualmaps6/map.htm?lat=39.253166&lng=-84.598780
08 | HAMILTON | HAM | US | 00027 |  | 14.08 |  | SHAMUS00027**N | HAM-27-14.080 | 39.2545 | -84.5998 | 2025-12-31 | Active |  |  |  | State | HL0015688 | 2020-01-15 18:40 |  | State | C-17 | Conventional |  |  | AT |  |  |  |  | 1 | [6 empty] | No | No | No |  | HPS | 1 | 200 |  |  |  |  | Cooper/Eaton | [20 empty] | 2025-10-16 14:12 | NULL | 0 |  | mhurlow1 | 2018-05-21 14:50 | csonner | 2020-01-15 18:41 | No | No | No | No | No | Standing | None | None | None | No | No | No |  | No | 2025-10-16 14:12 |  | mneeley | 2025-10-16 14:12 | mneeley | 2025-10-16 14:12 | No Photo Available | No Photo Available | http://data.mapchannels.com/dualmaps6/map.htm?lat=39.254472&lng=-84.599827
08 | HAMILTON | HAM | US | 00027 |  | 14.088 |  | SHAMUS00027**C | HAM-27-14.088 | 39.2549 | -84.5997 | 2025-12-31 | Active |  |  |  | State | HL0006489 | 2020-01-15 18:57 |  | State | C-15 | Conventional |  |  | AT |  |  |  |  | 1 | [6 empty] | No | No | No |  | HPS | 1 | 200 |  |  |  |  | Cooper/Eaton | [20 empty] | 2025-10-16 14:13 | NULL | 0 |  | mhurlow1 | 2018-05-21 14:51 | csonner | 2020-01-15 18:58 | No | No | No | No | No | Standing | None | None | None | No | No | No |  | No | 2025-10-16 14:13 |  | mneeley | 2025-10-16 14:13 | mneeley | 2025-10-16 14:13 | No Photo Available | No Photo Available | http://data.mapchannels.com/dualmaps6/map.htm?lat=39.254859&lng=-84.599681
08 | HAMILTON | HAM | US | 00027 |  | 14.309 |  | SHAMUS00027**C | HAM-27-14.309 | 39.2577 | -84.6012 | 2025-12-31 | Active |  |  |  | State | HL0004160 | 2020-01-15 18:18 |  | State | C-9 | Conventional |  |  | AT | [11 empty] | No | No | No |  | LED | 1 |  | 129 | 0 - 8,499 | No |  | Cooper/Eaton | 1 | [19 empty] | 2025-10-16 14:15 | NULL |  |  | mhurlow1 | 2018-05-21 14:54 | ascott3 | 2024-12-26 14:34 | No | No | No | No | No | Standing | None | None | None | No | No | No |  | No | 2025-10-16 14:15 |  | mneeley | 2025-10-16 14:15 | mneeley | 2025-10-16 14:15 | No Photo Available | No Photo Available | http://data.mapchannels.com/dualmaps6/map.htm?lat=39.257712&lng=-84.601217
08 | HAMILTON | HAM | US | 00027 |  | 14.783 |  | SHAMUS00027**C | HAM-27-14.783 | 39.264 | -84.6046 | 2025-12-31 | Active |  |  |  | State | HL0033389 | 2020-01-20 20:14 |  | State | 1 | Conventional |  |  | AT |  |  |  |  | 1 | [6 empty] | No | No | No |  | HPS | 1 | 200 |  |  |  |  | American Electric Lighting (AEL) |  |  |  | Yes | [16 empty] | 2021-07-20 15:33 | NULL | 0 |  | csonner | 2020-01-20 20:15 | csonner | 2020-01-20 20:15 | No | No | No | No | No | Standing | None | None | None | No | No | No |  |  | 2021-07-20 15:33 |  | lhundley | 2021-07-20 15:32 | lhundley | 2021-07-20 15:32 | No Photo Available | No Photo Available | http://data.mapchannels.com/dualmaps6/map.htm?lat=39.264027&lng=-84.604609
08 | HAMILTON | HAM | US | 00042 |  | 0.361 |  | SHAMUS00042**C | HAM-42-0.361 | 39.0973 | -84.5216 | 2025-12-31 | Active |  |  |  | State | HL0014692 |  |  | State | C4 | Conventional | [14 empty] | No | No | No |  | HPS | 1 | [26 empty] | 2025-11-13 09:34 | NULL |  |  | mhurlow1 | 2018-05-10 17:21 | mneeley | 2025-07-10 06:21 | No | No | No | No | No | Standing | None | None | None | No | No | No |  | No | 2025-11-13 09:34 |  | mneeley | 2025-11-13 09:34 | mneeley | 2025-11-13 09:34 | No Photo Available | No Photo Available | http://data.mapchannels.com/dualmaps6/map.htm?lat=39.097335&lng=-84.521592
08 | HAMILTON | HAM | US | 00042 |  | 0.437 |  | SHAMUS00042**C | HAM-42-0.437 | 39.0975 | -84.5202 | 2025-12-31 | Active |  |  |  | State | HL0012696 |  |  | State | B2 | Conventional | [14 empty] | No | No | No |  | HPS | 1 | [26 empty] | 2025-11-20 08:46 | NULL |  |  | Dsnyder5 | 2018-06-07 15:27 | mneeley | 2025-11-20 08:05 | No | No | No | No | No | Standing | None | None | None | No | No | No |  | No | 2025-11-20 08:46 |  | mneeley | 2025-11-20 08:46 | mneeley | 2025-11-20 08:46 | No Photo Available | No Photo Available | http://data.mapchannels.com/dualmaps6/map.htm?lat=39.097503&lng=-84.520176
08 | HAMILTON | HAM | US | 00042 |  | 2.357 |  | SHAMUS00042**C | HAM-42-2.357 | 39.1136 | -84.502 | 2025-12-31 | Active |  |  |  | State | HL0003761 |  |  | State |  | Conventional | [14 empty] | No | No | No |  | HPS | [27 empty] | 2022-01-14 04:31 | NULL |  |  | mhurlow1 | 2018-05-10 13:45 | mhurlow1 | 2018-07-19 12:56 | No | No | No | No | No | Standing | None | None | None | No | No | No |  |  | 2022-01-14 04:31 |  | rdixon5 | 2022-01-14 04:31 | rdixon5 | 2022-01-14 04:31 | No Photo Available | No Photo Available | http://data.mapchannels.com/dualmaps6/map.htm?lat=39.113583&lng=-84.502041
08 | HAMILTON | HAM | US | 00042 |  | 2.415 |  | SHAMUS00042**N | HAM-42-2.415 | 39.1143 | -84.5015 | 2025-12-31 | Active |  |  |  | State | HL0034927 |  |  | State | L9A16 | Conventional | [14 empty] | No | No | No |  | LED | 1 | [26 empty] | 2025-07-08 05:15 | NULL |  |  | rdixon5 | 2022-01-14 04:26 | rdixon5 | 2022-01-14 04:26 | No | No | No | No | No | Standing | None | None | None | No | No | No |  | No | 2025-07-08 05:15 |  | mneeley | 2025-07-08 05:15 | mneeley | 2025-07-08 05:15 | No Photo Available | https://collectorweb.dot.state.oh.us/arcgis/rest/services/HIGHWAY_LIGHTING/HighwayLighting_Reference/FeatureServer/7/550912/attachments/ | http://data.mapchannels.com/dualmaps6/map.htm?lat=39.114324&lng=-84.501526
08 | HAMILTON | HAM | US | 00042 |  | 2.446 |  | SHAMUS00042**N | HAM-42-2.446 | 39.1148 | -84.5013 | 2025-12-31 | Active |  |  |  | State | HL0034929 |  |  | State | L9A17 | Conventional | [14 empty] | No | No | No |  | LED | 1 | [26 empty] | 2025-07-08 05:11 | NULL |  |  | rdixon5 | 2022-01-14 04:27 | rdixon5 | 2022-01-14 04:27 | No | No | No | No | No | Standing | None | None | None | No | No | No |  | No | 2025-07-08 05:11 |  | mneeley | 2025-07-08 05:12 | mneeley | 2025-07-08 05:12 | No Photo Available | https://collectorweb.dot.state.oh.us/arcgis/rest/services/HIGHWAY_LIGHTING/HighwayLighting_Reference/FeatureServer/7/522087/attachments/ | http://data.mapchannels.com/dualmaps6/map.htm?lat=39.114767&lng=-84.501276
08 | HAMILTON | HAM | US | 00042 |  | 2.466 |  | SHAMUS00042**C | HAM-42-2.466 | 39.1146 | -84.5005 | 2025-12-31 | Active |  |  |  | State | HL0010407 |  |  | State |  | Conventional | [14 empty] | No | No | No |  | HPS | [27 empty] | 2022-01-14 04:40 | NULL |  |  | mhurlow1 | 2018-05-10 13:48 | mhurlow1 | 2018-07-19 13:07 | No | No | No | No | No | Standing | None | None | None | No | No | No |  |  | 2022-01-14 04:40 |  | rdixon5 | 2022-01-14 04:39 | rdixon5 | 2022-01-14 04:39 | No Photo Available | No Photo Available | http://data.mapchannels.com/dualmaps6/map.htm?lat=39.114551&lng=-84.500472
08 | HAMILTON | HAM | US | 00042 |  | 2.506 |  | SHAMUS00042**C | HAM-42-2.506 | 39.1151 | -84.5004 | 2025-12-31 | Active |  |  |  | State | HL0019974 |  |  | State |  | Conventional | [14 empty] | No | No | No |  | HPS | [27 empty] | 2025-11-12 01:58 | NULL |  |  | mhurlow1 | 2018-05-10 14:05 | mhurlow1 | 2018-07-19 13:07 | No | No | No | No | No | Standing | None | None | None | No | No | No |  | No | 2025-11-12 01:58 |  | mneeley | 2025-11-12 01:58 | mneeley | 2025-11-12 01:58 | No Photo Available | No Photo Available | http://data.mapchannels.com/dualmaps6/map.htm?lat=39.115148&lng=-84.500352
08 | HAMILTON | HAM | US | 00042 |  | 2.536 |  | SHAMUS00042**C | HAM-42-2.536 | 39.1156 | -84.5004 | 2025-12-31 | Active |  |  |  | State | HL0026012 |  |  | State |  | Conventional | [14 empty] | No | No | No |  | HPS | [27 empty] | 2022-01-14 04:41 | NULL |  |  | mhurlow1 | 2018-05-10 14:06 | mhurlow1 | 2018-07-19 13:07 | No | No | No | No | No | Standing | None | None | None | No | No | No |  |  | 2022-01-14 04:41 |  | rdixon5 | 2022-01-14 04:41 | rdixon5 | 2022-01-14 04:41 | No Photo Available | No Photo Available | http://data.mapchannels.com/dualmaps6/map.htm?lat=39.115586&lng=-84.500366
08 | HAMILTON | HAM | US | 00042 |  | 2.575 |  | SHAMUS00042**C | HAM-42-2.575 | 39.1161 | -84.5002 | 2025-12-31 | Active |  |  |  | State | HL0034931 |  |  | State | L9A3 | Conventional | [14 empty] | No | No | No |  | LED | 1 | [26 empty] | 2025-11-12 01:58 | NULL |  |  | rdixon5 | 2022-01-14 04:41 | rdixon5 | 2022-01-14 04:41 | No | No | No | No | No | Standing | None | None | None | No | No | No |  | No | 2025-11-12 01:58 |  | mneeley | 2025-11-12 01:58 | mneeley | 2025-11-12 01:58 | No Photo Available | No Photo Available | http://data.mapchannels.com/dualmaps6/map.htm?lat=39.116141&lng=-84.500250
08 | HAMILTON | HAM | US | 00042 |  | 2.643 |  | SHAMUS00042**C | HAM-42-2.643 | 39.1171 | -84.5001 | 2025-12-31 | Active |  |  |  | State | HL0005693 |  |  | State |  | Conventional | [14 empty] | No | No | No |  | HPS | [28 empty] | NULL |  |  | mhurlow1 | 2018-05-10 14:41 | mhurlow1 | 2018-07-19 14:06 | [20 empty] | No Photo Available | No Photo Available | http://data.mapchannels.com/dualmaps6/map.htm?lat=39.117119&lng=-84.500117
08 | HAMILTON | HAM | US | 00042 |  | 2.704 |  | SHAMUS00042**C | HAM-42-2.704 | 39.118 | -84.5002 | 2025-12-31 | Active |  |  |  | State | HL0009496 |  |  | State |  | Conventional | [14 empty] | No | No | No |  | HPS | [27 empty] | 2025-11-05 21:37 | NULL |  | 2025-11-05 21:37 | Dsnyder5 | 2018-06-12 17:41 | mhurlow1 | 2018-07-19 14:06 | No | No | No | No | No | Standing | None | None | None | No | No | No |  | No | 2025-11-05 21:37 | 2025-11-05 21:37 | ascott3 | 2025-11-05 21:37 | ascott3 | 2025-11-05 21:37 | No Photo Available | No Photo Available | http://data.mapchannels.com/dualmaps6/map.htm?lat=39.117992&lng=-84.500163
08 | HAMILTON | HAM | US | 00042 |  | 9.994 |  | SHAMUS00042**C | HAM-42-9.994 | 39.2105 | -84.4484 | 2025-12-31 | Active |  |  |  | State | HL0033693 | 2020-04-10 17:03 |  | State | C2-8 | Conventional | [7 empty] | 1 | [6 empty] | No | No | No |  | HPS | 1 | 200 | [25 empty] | 2025-11-12 02:13 | NULL | 0 |  | dturner | 2020-04-10 17:04 | ascott3 | 2025-10-28 13:24 | No | No | No | No | No | Standing | None | None | None | No | No | No |  | No | 2025-11-12 02:13 |  | ascott3 | 2025-11-12 02:13 | ascott3 | 2025-11-12 02:13 | No Photo Available | No Photo Available | http://data.mapchannels.com/dualmaps6/map.htm?lat=39.210463&lng=-84.448414
08 | HAMILTON | HAM | US | 00050 |  | 3.681 |  | SHAMUS00050**C | HAM-50-3.681 | 39.171 | -84.7603 | 2025-12-31 | Active |  |  |  | State | HL0012413 | 2020-04-29 14:54 |  | State | 4 | Conventional | [7 empty] | 1 | [6 empty] | No | No | No |  | LED | 1 | [26 empty] | 2025-05-16 16:11 | NULL |  | 2025-05-16 16:11 | mhurlow1 | 2018-05-23 12:04 | ascott3 | 2025-09-03 15:14 | No | No | No | No | No | Standing | None | None | None | No | No | No |  | No | 2025-05-16 16:11 | 2025-05-16 16:11 | ascott3 | 2025-05-16 16:11 | ascott3 | 2025-05-16 16:11 | No Photo Available | https://collectorweb.dot.state.oh.us/arcgis/rest/services/HIGHWAY_LIGHTING/HighwayLighting_Reference/FeatureServer/7/545612/attachments/ | http://data.mapchannels.com/dualmaps6/map.htm?lat=39.170981&lng=-84.760293
08 | HAMILTON | HAM | US | 00050 |  | 3.684 |  | SHAMUS00050**C | HAM-50-3.684 | 39.1707 | -84.7604 | 2025-12-31 | Active |  |  |  | State | HL0017403 | 2020-04-29 15:04 |  | State | 5 | Conventional | [7 empty] | 1 | [6 empty] | No | No | No |  | LED | 1 | [26 empty] | 2025-08-07 13:46 | NULL |  |  | mhurlow1 | 2018-05-23 12:05 | ascott3 | 2025-09-03 15:12 | No | No | No | No | No | Standing | None | None | None | No | No | No | Needs #10 | Yes | 2025-08-07 13:46 |  | mneeley | 2025-08-07 13:46 | mneeley | 2025-08-07 13:46 | No Photo Available | No Photo Available | http://data.mapchannels.com/dualmaps6/map.htm?lat=39.170703&lng=-84.760413
08 | HAMILTON | HAM | US | 00050 |  | 3.713 |  | SHAMUS00050**C | HAM-50-3.713 | 39.1708 | -84.7597 | 2025-12-31 | Active |  |  |  | State | HL0011161 | 2020-04-29 16:20 |  | State | 3 | Conventional | [7 empty] | 1 | [6 empty] | No | No | No |  | LED | 1 | [26 empty] | 2025-05-16 16:32 | NULL |  | 2025-05-16 16:32 | mhurlow1 | 2018-05-23 12:07 | ascott3 | 2025-09-03 15:15 | No | No | No | No | No | Standing | None | None | None | No | No | No |  | No | 2025-05-16 16:32 | 2025-05-16 16:32 | ascott3 | 2025-05-16 16:32 | ascott3 | 2025-05-16 16:32 | No Photo Available | https://collectorweb.dot.state.oh.us/arcgis/rest/services/HIGHWAY_LIGHTING/HighwayLighting_Reference/FeatureServer/7/553199/attachments/ | http://data.mapchannels.com/dualmaps6/map.htm?lat=39.170794&lng=-84.759747
08 | HAMILTON | HAM | US | 00050 |  | 3.719 |  | SHAMUS00050**C | HAM-50-3.719 | 39.1705 | -84.7598 | 2025-12-31 | Active |  |  |  | State | HL0012711 | 2020-04-29 15:14 |  | State | 6 | Conventional | [7 empty] | 1 | [6 empty] | No | No | No |  | LED | 1 | [26 empty] | 2025-05-16 16:15 | NULL |  | 2025-05-16 16:15 | mhurlow1 | 2018-05-23 12:06 | ascott3 | 2025-09-03 15:12 | No | No | No | No | No | Standing | None | None | None | No | No | No |  | No | 2025-05-16 16:15 | 2025-05-16 16:15 | ascott3 | 2025-05-16 16:16 | ascott3 | 2025-05-16 16:16 | No Photo Available | https://collectorweb.dot.state.oh.us/arcgis/rest/services/HIGHWAY_LIGHTING/HighwayLighting_Reference/FeatureServer/7/550021/attachments/ | http://data.mapchannels.com/dualmaps6/map.htm?lat=39.170480&lng=-84.759819
08 | HAMILTON | HAM | US | 00050 |  | 3.752 |  | SHAMUS00050**N | HAM-50-3.752 | 39.1705 | -84.7591 | 2025-12-31 | Active |  |  |  | State | HL0010117 | 2020-04-29 15:53 |  | State | 8 | Conventional | [7 empty] | 1 | [6 empty] | No | No | No |  | LED | 1 | [26 empty] | 2025-05-16 16:18 | NULL |  | 2025-05-16 16:18 | mhurlow1 | 2018-05-23 12:12 | ascott3 | 2025-09-03 15:13 | No | No | No | No | No | Standing | None | None | None | No | No | No |  | No | 2025-05-16 16:18 | 2025-05-16 16:18 | ascott3 | 2025-05-16 16:18 | ascott3 | 2025-05-16 16:18 | No Photo Available | https://collectorweb.dot.state.oh.us/arcgis/rest/services/HIGHWAY_LIGHTING/HighwayLighting_Reference/FeatureServer/7/550414/attachments/ | http://data.mapchannels.com/dualmaps6/map.htm?lat=39.170533&lng=-84.759129
08 | HAMILTON | HAM | US | 00050 |  | 3.759 |  | SHAMUS00050**C | HAM-50-3.759 | 39.1702 | -84.7592 | 2025-12-31 | Active |  |  |  | State | HL0000288 | 2020-04-29 15:30 |  | State | 7 | Conventional | [7 empty] | 1 | [6 empty] | No | No | No |  | LED | 1 | [26 empty] | 2025-05-16 16:17 | NULL |  | 2025-05-16 16:17 | mhurlow1 | 2018-05-23 12:12 | ascott3 | 2025-09-03 15:13 | No | No | No | No | No | Standing | None | None | None | No | No | No |  | No | 2025-05-16 16:17 | 2025-05-16 16:17 | ascott3 | 2025-05-16 16:17 | ascott3 | 2025-05-16 16:17 | No Photo Available | https://collectorweb.dot.state.oh.us/arcgis/rest/services/HIGHWAY_LIGHTING/HighwayLighting_Reference/FeatureServer/7/548418/attachments/ | http://data.mapchannels.com/dualmaps6/map.htm?lat=39.170194&lng=-84.759232
08 | HAMILTON | HAM | US | 00050 |  | 20.436 |  | SHAMUS00050**N | HAM-50-20.436 | 39.1013 | -84.5211 | 2025-12-31 | Active |  |  |  | State | HL0031962 |  |  | State | N 1 1 | Tower |  | 6 | [12 empty] | No | No | No | US-50 (no lock wshrs, base rust) | HPS | [27 empty] | 2026-05-01 13:14 | 8 - Needs Inspected in 8 CY |  | 2026-05-01 13:14 | eric.young | 2014-12-29 12:50 | eric.young | 2014-12-29 12:51 | No | No | No | No | No | Standing | None | None | None | No | No | Yes | Needs re-leveled will not unlock up on the ring | Yes | 2026-05-01 13:14 | 2026-05-01 13:14 | csonner1 | 2026-05-01 13:15 | csonner1 | 2026-05-01 13:15 | No Photo Available | https://collectorweb.dot.state.oh.us/arcgis/rest/services/HIGHWAY_LIGHTING/HighwayLighting_Reference/FeatureServer/7/582204/attachments/ | http://data.mapchannels.com/dualmaps6/map.htm?lat=39.101265&lng=-84.521074
08 | HAMILTON | HAM | US | 00050 |  | 20.49 |  | SHAMUS00050**C | HAM-50-20.490 | 39.0995 | -84.5216 | 2025-12-31 | Active |  |  |  | State | HL0002131 |  |  | State |  | Conventional | [14 empty] | No | No | No |  | HPS | [28 empty] | NULL |  |  | Dsnyder5 | 2018-06-07 15:22 | mhurlow1 | 2018-07-19 11:35 | [20 empty] | No Photo Available | No Photo Available | http://data.mapchannels.com/dualmaps6/map.htm?lat=39.099518&lng=-84.521617
08 | HAMILTON | HAM | US | 00050 |  | 20.587 |  | SHAMUS00050**C | HAM-50-20.587 | 39.0982 | -84.5211 | 2025-12-31 | Active |  |  |  | State | HL0008255 |  |  | State | C5 | Conventional | [14 empty] | No | No | No |  | HPS | 1 | [26 empty] | 2025-11-13 09:34 | NULL |  |  | Dsnyder5 | 2018-06-07 15:23 | mneeley | 2025-07-10 06:22 | No | No | No | No | No | Standing | None | None | None | No | No | No |  | No | 2025-11-13 09:34 |  | mneeley | 2025-11-13 09:34 | mneeley | 2025-11-13 09:34 | No Photo Available | No Photo Available | http://data.mapchannels.com/dualmaps6/map.htm?lat=39.098151&lng=-84.521102
08 | HAMILTON | HAM | US | 00050 |  | 20.587 |  | SHAMUS00050**C | HAM-50-20.587 | 39.0982 | -84.521 | 2025-12-31 | Active |  |  |  | State | HL0041388 |  |  | State | B1a | Conventional | [14 empty] | No | No | No |  | HPS | 1 | [26 empty] | 2025-11-20 08:47 | NULL |  |  | mneeley | 2025-11-20 08:13 | mneeley | 2025-11-20 08:13 | No | No | No | No | No | Standing | None | None | None | No | No | No |  | No | 2025-11-20 08:47 |  | mneeley | 2025-11-20 08:47 | mneeley | 2025-11-20 08:47 | No Photo Available | No Photo Available | http://data.mapchannels.com/dualmaps6/map.htm?lat=39.098169&lng=-84.521044
08 | HAMILTON | HAM | US | 00050 |  | 20.619 |  | SHAMUS00050**C | HAM-50-20.619 | 39.0978 | -84.5207 | 2025-12-31 | Active |  |  |  | State | HL0019777 |  |  | State | B1 | Conventional | [14 empty] | No | No | No |  | HPS | 1 | [26 empty] | 2025-11-20 08:46 | NULL |  |  | Dsnyder5 | 2018-06-07 15:27 | mneeley | 2025-11-20 08:05 | No | No | No | No | No | Standing | None | None | None | No | No | No |  | No | 2025-11-20 08:46 |  | mneeley | 2025-11-20 08:47 | mneeley | 2025-11-20 08:47 | No Photo Available | No Photo Available | http://data.mapchannels.com/dualmaps6/map.htm?lat=39.097770&lng=-84.520699
08 | HAMILTON | HAM | US | 00050 |  | 20.63 |  | SHAMUS00050**C | HAM-50-20.630 | 39.0977 | -84.5205 | 2025-12-31 | Active |  |  |  | State | HL0041392 |  |  | State |  | Conventional | [14 empty] | No | No | No |  | HPS | 1 | [27 empty] | NULL |  |  | mneeley | 2025-11-20 06:16 | mneeley | 2025-11-20 06:16 | [20 empty] | No Photo Available | No Photo Available | http://data.mapchannels.com/dualmaps6/map.htm?lat=39.097683&lng=-84.520519
08 | HAMILTON | HAM | US | 00050 |  | 20.631 |  | SHAMUS00050**N | HAM-50-20.631 | 39.0987 | -84.5195 | 2025-12-31 | Active |  |  |  | State | HL0010134 |  |  | State | T11 | Conventional | [14 empty] | No | No | No |  | HPS | 1 | [26 empty] | 2025-11-14 01:47 | NULL |  |  | mhurlow1 | 2018-05-24 13:47 | mneeley | 2025-07-15 06:56 | No | No | No | No | No | Standing | None | None | None | No | No | No |  | No | 2025-11-14 01:47 |  | mneeley | 2025-11-14 01:47 | mneeley | 2025-11-14 01:47 | No Photo Available | No Photo Available | http://data.mapchannels.com/dualmaps6/map.htm?lat=39.098724&lng=-84.519470
08 | HAMILTON | HAM | US | 00050 |  | 20.684 |  | SHAMUS00050**C | HAM-50-20.684 | 39.0973 | -84.5196 | 2025-12-31 | Active |  |  |  | State | HL0024364 |  |  | State | B3 | Conventional | [14 empty] | No | No | No |  | HPS | 1 | [26 empty] | 2025-11-20 08:46 | NULL |  |  | mhurlow1 | 2018-05-08 16:36 | mneeley | 2025-11-20 08:05 | No | No | No | No | No | Standing | None | None | None | No | No | No |  | No | 2025-11-20 08:46 |  | mneeley | 2025-11-20 08:46 | mneeley | 2025-11-20 08:46 | No Photo Available | No Photo Available | http://data.mapchannels.com/dualmaps6/map.htm?lat=39.097338&lng=-84.519587
08 | HAMILTON | HAM | US | 00050 |  | 20.691 |  | SHAMUS00050**N | HAM-50-20.691 | 39.098 | -84.519 | 2025-12-31 | Active |  |  |  | State | HL0003713 |  |  | State | T10 | Conventional | [14 empty] | No | No | No |  | HPS | 1 | [26 empty] | 2025-11-14 01:46 | NULL |  |  | mhurlow1 | 2018-05-24 13:44 | mneeley | 2025-07-15 06:55 | No | No | No | No | No | Standing | None | None | None | No | No | No |  | No | 2025-11-14 01:46 |  | mneeley | 2025-11-14 01:46 | mneeley | 2025-11-14 01:46 | No Photo Available | No Photo Available | http://data.mapchannels.com/dualmaps6/map.htm?lat=39.097978&lng=-84.519024
08 | HAMILTON | HAM | US | 00050 |  | 20.716 |  | SHAMUS00050**C | HAM-50-20.716 | 39.0973 | -84.519 | 2025-12-31 | Active |  |  |  | State | HL0007420 |  |  | State | B5 | Conventional | [14 empty] | No | No | No |  | HPS | 1 | [26 empty] | 2025-11-20 08:46 | NULL |  |  | mhurlow1 | 2018-05-08 16:32 | mneeley | 2025-11-20 08:06 | No | No | No | No | No | Standing | None | None | None | No | No | No |  | No | 2025-11-20 08:46 |  | mneeley | 2025-11-20 08:46 | mneeley | 2025-11-20 08:46 | No Photo Available | No Photo Available | http://data.mapchannels.com/dualmaps6/map.htm?lat=39.097306&lng=-84.518990
08 | HAMILTON | HAM | US | 00050 |  | 20.726 |  | SHAMUS00050**N | HAM-50-20.726 | 39.0977 | -84.5185 | 2025-12-31 | Active |  |  |  | State | HL0024492 |  |  | State | T9 | Conventional | [14 empty] | No | No | No |  | HPS | 1 | [26 empty] | 2025-11-14 01:46 | NULL |  |  | mhurlow1 | 2018-05-10 11:52 | mneeley | 2025-07-15 06:55 | No | No | No | No | No | Standing | None | None | None | No | No | No |  | No | 2025-11-14 01:46 |  | mneeley | 2025-11-14 01:46 | mneeley | 2025-11-14 01:46 | No Photo Available | No Photo Available | http://data.mapchannels.com/dualmaps6/map.htm?lat=39.097716&lng=-84.518521
08 | HAMILTON | HAM | US | 00050 |  | 20.748 |  | SHAMUS00050**C | HAM-50-20.748 | 39.0973 | -84.5184 | 2025-12-31 | Active |  |  |  | State | HL0041385 |  |  | State | B6 | Conventional | [14 empty] | No | No | No |  | HPS | 1 | [26 empty] | 2025-11-20 08:46 | NULL |  |  | mneeley | 2025-11-20 06:28 | mneeley | 2025-11-20 08:06 | No | No | No | No | No | Standing | None | None | None | No | No | No |  | No | 2025-11-20 08:46 |  | mneeley | 2025-11-20 08:46 | mneeley | 2025-11-20 08:46 | No Photo Available | No Photo Available | http://data.mapchannels.com/dualmaps6/map.htm?lat=39.097322&lng=-84.518390
08 | HAMILTON | HAM | US | 00050 |  | 20.753 |  | SHAMUS00050**N | HAM-50-20.753 | 39.0976 | -84.518 | 2025-12-31 | Active |  |  |  | State | HL0016370 |  |  | State | T8 | Conventional | [14 empty] | No | No | No |  | HPS | 1 | [26 empty] | 2025-11-14 01:45 | NULL |  |  | mhurlow1 | 2018-05-10 11:55 | mneeley | 2025-07-15 06:55 | No | No | No | No | No | Standing | None | None | None | No | No | No |  | No | 2025-11-14 01:45 |  | mneeley | 2025-11-14 01:45 | mneeley | 2025-11-14 01:45 | No Photo Available | No Photo Available | http://data.mapchannels.com/dualmaps6/map.htm?lat=39.097632&lng=-84.518047
08 | HAMILTON | HAM | US | 00050 |  | 20.765 |  | SHAMUS00050**N | HAM-50-20.765 | 39.0975 | -84.5178 | 2025-12-31 | Active |  |  |  | State | HL0009733 |  |  | State | T7 | Conventional | [14 empty] | No | No | No |  | HPS | 1 | [26 empty] | 2025-11-14 01:45 | NULL |  |  | mhurlow1 | 2018-05-08 16:50 | mneeley | 2025-07-15 06:54 | No | No | No | No | No | Standing | None | None | None | No | No | No |  | No | 2025-11-14 01:45 |  | mneeley | 2025-11-14 01:45 | mneeley | 2025-11-14 01:45 | No Photo Available | No Photo Available | http://data.mapchannels.com/dualmaps6/map.htm?lat=39.097515&lng=-84.517834
08 | HAMILTON | HAM | US | 00050 |  | 20.767 |  | SHAMUS00050**N | HAM-50-20.767 | 39.0975 | -84.5178 | 2025-12-31 | Active |  |  |  | State | HL0041381 |  |  | State | B7 | Conventional | [14 empty] | No | No | No |  | HPS | 1 | [26 empty] | 2025-11-20 08:45 | NULL |  |  | mneeley | 2025-11-20 06:27 | mneeley | 2025-11-20 08:06 | No | No | No | No | No | Standing | None | None | None | No | No | No |  | No | 2025-11-20 08:45 |  | mneeley | 2025-11-20 08:45 | mneeley | 2025-11-20 08:45 | No Photo Available | No Photo Available | http://data.mapchannels.com/dualmaps6/map.htm?lat=39.097491&lng=-84.517805
08 | HAMILTON | HAM | US | 00050 |  | 20.786 |  | SHAMUS00050**N | HAM-50-20.786 | 39.0976 | -84.5174 | 2025-12-31 | Active |  |  |  | State | HL0023097 |  |  | State | T6 | Conventional | [14 empty] | No | No | No |  | HPS | 1 | [26 empty] | 2025-11-14 01:44 | NULL |  |  | mhurlow1 | 2018-05-08 16:50 | mneeley | 2025-07-15 06:54 | No | No | No | No | No | Standing | None | None | None | No | No | No |  | No | 2025-11-14 01:44 |  | mneeley | 2025-11-14 01:45 | mneeley | 2025-11-14 01:45 | No Photo Available | No Photo Available | http://data.mapchannels.com/dualmaps6/map.htm?lat=39.097561&lng=-84.517437
08 | HAMILTON | HAM | US | 00050 |  | 20.793 |  | SHAMUS00050**N | HAM-50-20.793 | 39.0976 | -84.5173 | 2025-12-31 | Active |  |  |  | State | HL0017230 |  |  | State | T5 | Conventional | [14 empty] | No | No | No |  | HPS | 1 | [26 empty] | 2025-11-14 01:44 | NULL |  |  | mhurlow1 | 2018-05-08 16:49 | mneeley | 2025-07-15 06:53 | No | No | No | No | No | Standing | None | None | None | No | No | No |  | No | 2025-11-14 01:44 |  | mneeley | 2025-11-14 01:44 | mneeley | 2025-11-14 01:44 | No Photo Available | No Photo Available | http://data.mapchannels.com/dualmaps6/map.htm?lat=39.097575&lng=-84.517316
08 | HAMILTON | HAM | US | 00050 |  | 21.363 |  | SHAMUS00050**C | HAM-50-21.363 | 39.0989 | -84.5071 | 2025-12-31 | Active |  |  |  | State | HL0041374 |  |  | State | R1a | Conventional | [14 empty] | No | No | No |  | HPS | 1 | [26 empty] | 2025-11-20 08:45 | NULL |  |  | mneeley | 2025-11-20 08:30 | mneeley | 2025-11-20 08:30 | No | No | No | No | No | Standing | None | None | None | No | No | No |  | No | 2025-11-20 08:45 |  | mneeley | 2025-11-20 08:45 | mneeley | 2025-11-20 08:45 | No Photo Available | No Photo Available | http://data.mapchannels.com/dualmaps6/map.htm?lat=39.098947&lng=-84.507136
08 | HAMILTON | HAM | US | 00050 |  | 21.386 |  | SHAMUS00050**N | HAM-50-21.386 | 39.0992 | -84.5065 | 2025-12-31 | Active |  |  |  | State | HL0002881 |  |  | State |  | Conventional | [14 empty] | No | No | No |  | HPS | [28 empty] | NULL |  |  | mhurlow1 | 2018-05-10 12:41 | Dsnyder5 | 2018-07-27 14:07 | [20 empty] | No Photo Available | No Photo Available | http://data.mapchannels.com/dualmaps6/map.htm?lat=39.099181&lng=-84.506493
08 | HAMILTON | HAM | US | 00050 |  | 21.392 |  | SHAMUS00050**C | HAM-50-21.392 | 39.099 | -84.5066 | 2025-12-31 | Active |  |  |  | State | HL0041373 |  |  | State | R2 | Conventional | [14 empty] | No | No | No |  | HPS | 1 | [26 empty] | 2025-11-20 08:44 | NULL |  |  | mneeley | 2025-11-20 08:28 | mneeley | 2025-11-20 08:32 | No | No | No | No | No | Standing | None | None | None | No | No | No |  | No | 2025-11-20 08:44 |  | mneeley | 2025-11-20 08:45 | mneeley | 2025-11-20 08:45 | No Photo Available | No Photo Available | http://data.mapchannels.com/dualmaps6/map.htm?lat=39.099032&lng=-84.506622
08 | HAMILTON | HAM | US | 00050 |  | 21.429 |  | SHAMUS00050**C | HAM-50-21.429 | 39.0991 | -84.5059 | 2025-12-31 | Active |  |  |  | State | HL0041376 |  |  | State | R3 | Conventional | [14 empty] | No | No | No |  | HPS | 1 | [26 empty] | 2025-11-20 08:44 | NULL |  |  | mneeley | 2025-11-20 06:40 | mneeley | 2025-11-20 08:31 | No | No | No | No | No | Standing | None | None | None | No | No | No |  | No | 2025-11-20 08:44 |  | mneeley | 2025-11-20 08:44 | mneeley | 2025-11-20 08:44 | No Photo Available | No Photo Available | http://data.mapchannels.com/dualmaps6/map.htm?lat=39.099127&lng=-84.505942
08 | HAMILTON | HAM | US | 00050 |  | 21.462 |  | SHAMUS00050**C | HAM-50-21.462 | 39.0993 | -84.5053 | 2025-12-31 | Active |  |  |  | State | HL0041377 |  |  | State | R4 | Conventional | [14 empty] | No | No | No |  | HPS | 1 | [26 empty] | 2025-11-20 08:44 | NULL |  |  | mneeley | 2025-11-20 06:40 | mneeley | 2025-11-20 08:31 | No | No | No | No | No | Standing | None | None | None | No | No | No |  | No | 2025-11-20 08:44 |  | mneeley | 2025-11-20 08:44 | mneeley | 2025-11-20 08:44 | No Photo Available | No Photo Available | http://data.mapchannels.com/dualmaps6/map.htm?lat=39.099252&lng=-84.505341
08 | HAMILTON | HAM | US | 00050 |  | 21.498 |  | SHAMUS00050**C | HAM-50-21.498 | 39.0993 | -84.5047 | 2025-12-31 | Active |  |  |  | State | HL0041378 |  |  | State | R5 | Conventional | [14 empty] | No | No | No |  | HPS | 1 | [26 empty] | 2025-11-20 08:44 | NULL |  |  | mneeley | 2025-11-20 06:41 | mneeley | 2025-11-20 08:31 | No | No | No | No | No | Standing | None | None | None | No | No | No |  | No | 2025-11-20 08:44 |  | mneeley | 2025-11-20 08:44 | mneeley | 2025-11-20 08:44 | No Photo Available | No Photo Available | http://data.mapchannels.com/dualmaps6/map.htm?lat=39.099326&lng=-84.504690
08 | HAMILTON | HAM | US | 00050 |  | 21.563 |  | SHAMUS00050**C | HAM-50-21.563 | 39.0997 | -84.5035 | 2025-12-31 | Active |  |  |  | State | HL0041382 |  |  | State | R6 | Conventional | [14 empty] | No | No | No |  | HPS | 1 | [26 empty] | 2025-11-20 08:43 | NULL |  |  | mneeley | 2025-11-20 08:29 | mneeley | 2025-11-20 08:29 | No | No | No | No | No | Standing | None | None | None | No | No | No |  | No | 2025-11-20 08:43 |  | mneeley | 2025-11-20 08:43 | mneeley | 2025-11-20 08:43 | No Photo Available | No Photo Available | http://data.mapchannels.com/dualmaps6/map.htm?lat=39.099654&lng=-84.503523
08 | HAMILTON | HAM | US | 00050 |  | 21.901 |  | SHAMUS00050**C | HAM-50-21.901 | 39.1032 | -84.4992 | 2025-12-31 | Active |  |  |  | State | HL0019505 |  |  | State |  | Conventional | [14 empty] | No | No | No |  | HPS | [28 empty] | NULL |  |  | mhurlow1 | 2018-05-29 12:03 | Dsnyder5 | 2018-07-27 14:07 | [20 empty] | No Photo Available | No Photo Available | http://data.mapchannels.com/dualmaps6/map.htm?lat=39.103186&lng=-84.499213
08 | HAMILTON | HAM | US | 00050 |  | 32.199 |  | SHAMUS00050**C | HAM-50-32.199 | 39.1385 | -84.353 | 2025-12-31 | Active |  |  |  | State | HL0038805 |  |  | State | A-11 | Conventional | No |  | AT | A |  |  |  | 1 |  |  |  |  | No | No | No | No | No |  | LED | 1 |  | 70 |  | No | [22 empty] | 2025-05-23 14:06 | NULL |  | 2025-05-23 14:06 | ascott3 | 2024-06-26 16:17 | jritchie2 | 2026-06-18 12:19 | No | No | No | No | No | Standing | None | None | None | No | No | No |  | No | 2025-05-23 14:06 | 2025-05-23 14:06 | ascott3 | 2025-05-23 14:06 | ascott3 | 2025-05-23 14:06 | No Photo Available | https://collectorweb.dot.state.oh.us/arcgis/rest/services/HIGHWAY_LIGHTING/HighwayLighting_Reference/FeatureServer/7/551618/attachments/ | http://data.mapchannels.com/dualmaps6/map.htm?lat=39.138470&lng=-84.353013
08 | HAMILTON | HAM | US | 00050 |  | 32.216 |  | SHAMUS00050**C | HAM-50-32.216 | 39.1385 | -84.3526 | 2025-12-31 | Active |  |  |  | State | HL0038801 |  |  | State | A-15 | Conventional | No |  | AT | A |  |  |  | 1 |  |  |  |  | No | No | No | No | No |  | LED | 1 |  | 70 | [24 empty] | 2025-05-23 14:33 | NULL |  | 2025-05-23 14:33 | ascott3 | 2024-06-26 16:06 | jritchie2 | 2026-06-18 12:21 | No | No | No | No | No | Standing | None | None | None | No | No | No |  | No | 2025-05-23 14:33 | 2025-05-23 14:33 | ascott3 | 2025-05-23 14:33 | ascott3 | 2025-05-23 14:33 | No Photo Available | No Photo Available | http://data.mapchannels.com/dualmaps6/map.htm?lat=39.138531&lng=-84.352578
08 | HAMILTON | HAM | US | 00050 |  | 32.235 |  | SHAMUS00050**C | HAM-50-32.235 | 39.1382 | -84.3525 | 2025-12-31 | Active |  |  |  | State | HL0038804 |  |  | State | A-12 | Conventional | No |  | AT | A |  |  |  | 1 |  |  |  |  | No | No | No | No | No |  | LED | 1 |  | 70 |  | No | [22 empty] | 2025-05-23 14:09 | NULL |  | 2025-05-23 14:09 | ascott3 | 2024-06-26 16:15 | jritchie2 | 2026-06-18 12:22 | No | No | No | No | No | Standing | None | None | None | No | No | No |  | No | 2025-05-23 14:09 | 2025-05-23 14:09 | ascott3 | 2025-05-23 14:09 | ascott3 | 2025-05-23 14:09 | No Photo Available | https://collectorweb.dot.state.oh.us/arcgis/rest/services/HIGHWAY_LIGHTING/HighwayLighting_Reference/FeatureServer/7/551218/attachments/ | http://data.mapchannels.com/dualmaps6/map.htm?lat=39.138168&lng=-84.352456
08 | HAMILTON | HAM | US | 00050 |  | 32.242 |  | SHAMUS00050**C | HAM-50-32.242 | 39.1383 | -84.3522 | 2025-12-31 | Active |  |  |  | State | HL0038803 |  |  | State | A-17 | Conventional | No |  | AT | A |  |  |  | 1 |  |  |  |  | No | No | No | No | No |  | LED | 1 |  | 70 |  | No | [22 empty] | 2025-05-23 14:22 | NULL |  | 2025-05-23 14:22 | ascott3 | 2024-06-26 16:01 | jritchie2 | 2026-06-18 12:21 | No | No | No | No | No | Standing | None | None | None | No | No | No |  | No | 2025-05-23 14:22 | 2025-05-23 14:22 | ascott3 | 2025-05-23 14:22 | ascott3 | 2025-05-23 14:22 | No Photo Available | https://collectorweb.dot.state.oh.us/arcgis/rest/services/HIGHWAY_LIGHTING/HighwayLighting_Reference/FeatureServer/7/554021/attachments/ | http://data.mapchannels.com/dualmaps6/map.htm?lat=39.138302&lng=-84.352210
08 | HAMILTON | HAM | US | 00050 |  | 32.268 |  | SHAMUS00050**C | HAM-50-32.268 | 39.138 | -84.3519 | 2025-12-31 | Active |  |  |  | State | HL0038802 |  |  | State | A-18 | Conventional | No |  | AT | A |  |  |  | 1 |  |  |  |  | No | No | No | No | No |  | LED | 1 |  | 70 |  | No | [22 empty] | 2025-05-23 14:12 | NULL |  | 2025-05-23 14:12 | ascott3 | 2024-06-26 15:54 | jritchie2 | 2026-06-18 12:23 | No | No | No | No | No | Standing | None | None | None | No | No | No |  | No | 2025-05-23 14:12 | 2025-05-23 14:12 | ascott3 | 2025-05-23 14:12 | ascott3 | 2025-05-23 14:12 | No Photo Available | https://collectorweb.dot.state.oh.us/arcgis/rest/services/HIGHWAY_LIGHTING/HighwayLighting_Reference/FeatureServer/7/551619/attachments/ | http://data.mapchannels.com/dualmaps6/map.htm?lat=39.137954&lng=-84.351887
08 | HAMILTON | HAM | US | 00050 |  | 32.283 |  | SHAMUS00050**C | HAM-50-32.283 | 39.138 | -84.3516 | 2025-12-31 | Active |  |  |  | State | HL0038799 |  |  | State | A-16 | Conventional | No |  | AT | A |  |  |  | 1 |  |  |  |  | No | No | No | No | No |  | LED | 1 |  | 70 | [24 empty] | 2025-05-23 14:17 | NULL |  | 2025-05-23 14:17 | ascott3 | 2024-06-26 15:48 | jritchie2 | 2026-06-18 12:24 | No | No | No | No | No | Standing | None | None | None | No | No | No |  | No | 2025-05-23 14:17 | 2025-05-23 14:17 | ascott3 | 2025-05-23 14:17 | ascott3 | 2025-05-23 14:17 | No Photo Available | https://collectorweb.dot.state.oh.us/arcgis/rest/services/HIGHWAY_LIGHTING/HighwayLighting_Reference/FeatureServer/7/552814/attachments/ | http://data.mapchannels.com/dualmaps6/map.htm?lat=39.138008&lng=-84.351552
08 | HAMILTON | HAM | US | 00050 |  | 32.302 |  | SHAMUS00050**C | HAM-50-32.302 | 39.1378 | -84.3513 | 2025-12-31 | Active |  |  |  | State | HL0038800 |  |  | State | A-14 | Conventional | No |  | AT | A |  |  |  | 1 |  |  |  |  | No | No | No | No | No |  | LED | 1 |  | 70 |  | No | [22 empty] | 2025-05-23 14:14 | NULL |  | 2025-05-23 14:14 | ascott3 | 2024-06-26 15:49 | jritchie2 | 2026-06-18 12:25 | No | No | No | No | No | Standing | None | None | None | No | No | No |  | No | 2025-05-23 14:14 | 2025-05-23 14:14 | ascott3 | 2025-05-23 14:14 | ascott3 | 2025-05-23 14:14 | No Photo Available | https://collectorweb.dot.state.oh.us/arcgis/rest/services/HIGHWAY_LIGHTING/HighwayLighting_Reference/FeatureServer/7/553220/attachments/ | http://data.mapchannels.com/dualmaps6/map.htm?lat=39.137786&lng=-84.351287
08 | HAMILTON | HAM | US | 00052 |  | 20.179 |  | SHAMUS00052**C | HAM-52-20.179 | 39.1395 | -84.5351 | 2025-12-31 | Active |  |  |  | State | HL0032742 |  |  | State | S1-4 | Tower | [14 empty] | No | No | No |  | HPS | [27 empty] | 2022-11-14 15:36 | 4 - Needs Inspected in 4 CY |  |  | COLLECTOR@D31_AG | 2019-01-01 05:00 | csonner1 | 2022-11-14 15:35 | No | No | No | No | No | Standing | None | None | None | No | No | No |  |  | 2022-11-14 15:36 |  | csonner1 | 2022-11-14 15:35 | csonner1 | 2022-11-14 15:35 | No Photo Available | No Photo Available | http://data.mapchannels.com/dualmaps6/map.htm?lat=39.139467&lng=-84.535136
08 | HAMILTON | HAM | US | 00052 |  | 20.288 |  | SHAMUS00052**C | HAM-52-20.288 | 39.138 | -84.5358 | 2025-12-31 | Active |  |  |  | State | HL0034880 |  |  | State | S12 | Tower | [14 empty] | No | No | No |  | LED | [27 empty] | 2022-11-14 16:44 | 4 - Needs Inspected in 4 CY |  |  | rdixon5 | 2022-01-07 03:33 | rdixon5 | 2022-01-07 03:33 | No | No | No | No | No | Standing | None | None | None | No | No | No |  |  | 2022-11-14 16:44 |  | csonner1 | 2022-11-14 16:43 | csonner1 | 2022-11-14 16:43 | No Photo Available | No Photo Available | http://data.mapchannels.com/dualmaps6/map.htm?lat=39.138036&lng=-84.535823
08 | HAMILTON | HAM | US | 00052 |  | 33.52 |  | SHAMUS00052**C | HAM-52-33.520 | 39.0642 | -84.423 | 2025-12-31 | Active |  |  |  | State | HL0009446 |  |  | State | A1-3 | Conventional | [14 empty] | No | No | No |  | HPS | 1 | [26 empty] | 2025-06-03 13:32 | NULL |  | 2025-06-03 13:32 | Dsnyder5 | 2018-06-08 14:03 | ascott3 | 2025-06-03 13:28 | No | No | No | No | No | Standing | None | None | None | No | No | No |  | No | 2025-06-03 13:32 | 2025-06-03 13:32 | ascott3 | 2025-06-03 13:32 | ascott3 | 2025-06-03 13:32 | No Photo Available | No Photo Available | http://data.mapchannels.com/dualmaps6/map.htm?lat=39.064206&lng=-84.422999
08 | HAMILTON | HAM | US | 00052 |  | 33.532 |  | SHAMUS00052**C | HAM-52-33.532 | 39.064 | -84.4231 | 2025-12-31 | Active |  |  |  | State | HL0025994 |  |  | State | K-6 | Conventional | No |  | AT | A |  |  |  | 1 |  |  |  |  | No | No | No | No | No |  | LED | 1 |  | 120 |  | No |  | Philips Lumec |  | 480 L-L | [19 empty] | NULL |  |  | Dsnyder5 | 2018-06-08 14:03 | jritchie2 | 2026-06-11 16:35 | [20 empty] | No Photo Available | No Photo Available | http://data.mapchannels.com/dualmaps6/map.htm?lat=39.063994&lng=-84.423104
08 | HAMILTON | HAM | US | 00052 |  | 33.56 |  | SHAMUS00052**C | HAM-52-33.560 | 39.0637 | -84.4227 | 2025-12-31 | Active |  |  |  | State | HL0019835 |  |  | State | A1-2 | Conventional | [14 empty] | No | No | No |  | HPS | 1 | [26 empty] | 2025-06-03 13:31 | NULL |  | 2025-06-03 13:31 | Dsnyder5 | 2018-06-08 14:03 | ascott3 | 2025-06-03 13:28 | No | No | No | No | No | Standing | None | None | None | No | No | No |  | No | 2025-06-03 13:31 | 2025-06-03 13:31 | ascott3 | 2025-06-03 13:31 | ascott3 | 2025-06-03 13:31 | No Photo Available | https://collectorweb.dot.state.oh.us/arcgis/rest/services/HIGHWAY_LIGHTING/HighwayLighting_Reference/FeatureServer/7/548444/attachments/ | http://data.mapchannels.com/dualmaps6/map.htm?lat=39.063650&lng=-84.422723
08 | HAMILTON | HAM | US | 00052 |  | 33.588 |  | SHAMUS00052**C | HAM-52-33.588 | 39.0632 | -84.4228 | 2025-12-31 | Active |  |  |  | State | HL0025162 |  |  | State | A3-1 | Conventional | [14 empty] | No | No | No |  | HPS | [28 empty] | NULL |  |  | Dsnyder5 | 2018-06-08 14:03 | jhudson | 2022-06-22 16:53 | [20 empty] | No Photo Available | No Photo Available | http://data.mapchannels.com/dualmaps6/map.htm?lat=39.063198&lng=-84.422819
08 | HAMILTON | HAM | US | 00052 |  | 33.612 |  | SHAMUS00052**C | HAM-52-33.612 | 39.0629 | -84.4224 | 2025-12-31 | Active |  |  |  | State | HL0026026 |  |  | State | A1-1 | Conventional | [14 empty] | No | No | No |  | HPS | 1 | [26 empty] | 2025-06-03 13:29 | NULL |  | 2025-06-03 13:29 | Dsnyder5 | 2018-06-08 13:59 | ascott3 | 2025-06-03 13:27 | No | No | No | No | No | Standing | None | None | None | No | No | No |  | No | 2025-06-03 13:29 | 2025-06-03 13:29 | ascott3 | 2025-06-03 13:29 | ascott3 | 2025-06-03 13:29 | No Photo Available | No Photo Available | http://data.mapchannels.com/dualmaps6/map.htm?lat=39.062936&lng=-84.422430
08 | HAMILTON | HAM | US | 00052 |  | 33.68 |  | SHAMUS00052**C | HAM-52-33.680 | 39.0619 | -84.4223 | 2025-12-31 | Active |  |  |  | State | HL0016921 |  |  | State | K-5 | Conventional | No |  | AT | A |  |  |  | 1 |  |  |  |  | No | No | No | No | No |  | LED | 1 |  | 120 | 12,000 - 15,999 | No |  | Philips Lumec |  | 480 L-L | [19 empty] | NULL |  |  | Dsnyder5 | 2018-06-08 14:00 | jritchie2 | 2026-06-11 16:33 | [20 empty] | No Photo Available | No Photo Available | http://data.mapchannels.com/dualmaps6/map.htm?lat=39.061938&lng=-84.422312
08 | HAMILTON | HAM | US | 00052 |  | 33.683 |  | SHAMUS00052**N | HAM-52-33.683 | 39.0621 | -84.4219 | 2025-12-31 | Active |  |  |  | State | HL0035089 |  |  | State | D5-12 | Conventional |  | 4 | AT | Other | [10 empty] | No | No | No |  | HPS | 1 | 400 | [25 empty] | 2025-06-03 13:25 | NULL |  | 2025-06-03 13:25 | jhudson | 2022-06-17 16:59 | jhudson | 2022-06-17 17:00 | No | No | No | No | No | Standing | None | None | None | No | No | No |  | No | 2025-06-03 13:25 | 2025-06-03 13:25 | ascott3 | 2025-06-03 13:25 | ascott3 | 2025-06-03 13:25 | No Photo Available | No Photo Available | http://data.mapchannels.com/dualmaps6/map.htm?lat=39.062089&lng=-84.421947
08 | HAMILTON | HAM | US | 00052 |  | 33.714 |  | SHAMUS00052**N | HAM-52-33.714 | 39.0624 | -84.4215 | 2025-12-31 | Active |  |  |  | State | HL0014170 |  |  | State | d5-11 | Conventional | [14 empty] | No | No | No |  | HPS | [27 empty] | 2025-10-14 12:57 | NULL |  |  | Dsnyder5 | 2018-06-08 14:00 | ascott3 | 2024-06-25 13:38 | No | No | No | No | No | Standing | None | None | None | No | No | No |  | No | 2025-10-14 12:57 |  | mneeley | 2025-10-14 12:57 | mneeley | 2025-10-14 12:57 | No Photo Available | No Photo Available | http://data.mapchannels.com/dualmaps6/map.htm?lat=39.062384&lng=-84.421462
08 | HAMILTON | HAM | US | 00052 |  | 33.746 |  | SHAMUS00052**N | HAM-52-33.746 | 39.0625 | -84.4208 | 2025-12-31 | Active |  |  |  | State | HL0014635 |  |  | State | d5-10 | Conventional | [14 empty] | No | No | No |  | HPS | [27 empty] | 2025-10-14 12:56 | NULL |  |  | Dsnyder5 | 2018-06-08 14:00 | ascott3 | 2024-06-25 13:37 | No | No | No | No | No | Standing | None | None | None | No | No | No |  | No | 2025-10-14 12:56 |  | mneeley | 2025-10-14 12:56 | mneeley | 2025-10-14 12:56 | No Photo Available | No Photo Available | http://data.mapchannels.com/dualmaps6/map.htm?lat=39.062453&lng=-84.420843
08 | HAMILTON | HAM | US | 00052 |  | 33.754 |  | SHAMUS00052**C | HAM-52-33.754 | 39.0609 | -84.4219 | 2025-12-31 | Active |  |  |  | State | HL0020594 |  |  | State | K-3 | Conventional | No |  | AT | A |  |  |  | 1 |  |  |  |  | No | No | No | No | No |  | HPS | 1 |  | 120 | 12,000 - 15,999 | No |  | Philips Lumec |  | 480 L-L | [19 empty] | NULL |  |  | Dsnyder5 | 2018-06-08 13:56 | jritchie2 | 2026-06-11 16:31 | [20 empty] | No Photo Available | No Photo Available | http://data.mapchannels.com/dualmaps6/map.htm?lat=39.060905&lng=-84.421862
08 | HAMILTON | HAM | US | 00052 |  | 33.78 |  | SHAMUS00052**N | HAM-52-33.780 | 39.0624 | -84.4202 | 2025-12-31 | Active |  |  |  | State | HL0014826 |  |  | State | D5-9 | Conventional | [14 empty] | No | No | No |  | HPS | [27 empty] | 2025-10-14 12:56 | NULL |  |  | Dsnyder5 | 2018-06-08 14:00 | jhudson | 2022-06-27 19:17 | No | No | No | No | No | Standing | None | None | None | No | No | No |  | No | 2025-10-14 12:56 |  | mneeley | 2025-10-14 12:56 | mneeley | 2025-10-14 12:56 | No Photo Available | No Photo Available | http://data.mapchannels.com/dualmaps6/map.htm?lat=39.062380&lng=-84.420207
08 | HAMILTON | HAM | US | 00052 |  | 33.811 |  | SHAMUS00052**C | HAM-52-33.811 | 39.0603 | -84.4211 | 2025-12-31 | Active |  |  |  | State | HL0013970 |  |  | State | A1-8 | Conventional | [14 empty] | No | No | No |  | LED | [27 empty] | 2025-10-14 13:35 | NULL |  |  | Dsnyder5 | 2018-06-08 13:55 | jhudson | 2022-06-22 16:52 | No | No | No | No | No | Standing | None | None | None | No | No | No |  | No | 2025-10-14 13:35 |  | mneeley | 2025-10-14 13:35 | mneeley | 2025-10-14 13:35 | No Photo Available | No Photo Available | http://data.mapchannels.com/dualmaps6/map.htm?lat=39.060268&lng=-84.421146
08 | HAMILTON | HAM | US | 00052 |  | 33.813 |  | SHAMUS00052**N | HAM-52-33.813 | 39.0622 | -84.4196 | 2025-12-31 | Active |  |  |  | State | HL0021061 |  |  | State | d2-13 | Conventional | [14 empty] | No | No | No |  | HPS | 1 | [26 empty] | 2025-10-14 12:56 | NULL |  |  | Dsnyder5 | 2018-06-08 14:00 | ascott3 | 2025-08-28 13:13 | No | No | No | No | No | Standing | None | None | None | No | No | No |  | No | 2025-10-14 12:56 |  | mneeley | 2025-10-14 12:56 | mneeley | 2025-10-14 12:56 | No Photo Available | No Photo Available | http://data.mapchannels.com/dualmaps6/map.htm?lat=39.062155&lng=-84.419644
08 | HAMILTON | HAM | US | 00052 |  | 33.817 |  | SHAMUS00052**C | HAM-52-33.817 | 39.0601 | -84.4213 | 2025-12-31 | Active |  |  |  | State | HL0011434 |  |  | State | K-2 | Conventional | No |  | AT | A |  |  |  | 1 |  |  |  |  | No | No | No | No | No |  | LED | 1 |  | 120 |  | No |  | Philips Lumec |  | 480 L-L | [19 empty] | NULL |  |  | Dsnyder5 | 2018-06-08 13:55 | jritchie2 | 2026-06-11 16:29 | [20 empty] | No Photo Available | No Photo Available | http://data.mapchannels.com/dualmaps6/map.htm?lat=39.060114&lng=-84.421256
08 | HAMILTON | HAM | US | 00052 |  | 33.842 |  | SHAMUS00052**C | HAM-52-33.842 | 39.0599 | -84.4207 | 2025-12-31 | Active |  |  |  | State | HL0020882 |  |  | State | K1 | Conventional | [14 empty] | No | No | No |  | HPS | 1 | [27 empty] | NULL |  |  | Dsnyder5 | 2018-06-08 13:56 | mneeley | 2025-10-14 11:23 | [20 empty] | No Photo Available | No Photo Available | http://data.mapchannels.com/dualmaps6/map.htm?lat=39.059947&lng=-84.420717
08 | HAMILTON | HAM | US | 00052 |  | 33.846 |  | SHAMUS00052**N | HAM-52-33.846 | 39.0618 | -84.4192 | 2025-12-31 | Active |  |  |  | State | HL0012979 |  |  | State | D2-11 | Conventional | [14 empty] | No | No | No |  | HPS | 1 | [26 empty] | 2025-10-14 12:56 | NULL |  |  | Dsnyder5 | 2018-06-08 14:00 | ascott3 | 2025-08-28 13:13 | No | No | No | No | No | Standing | None | None | None | No | No | No |  | No | 2025-10-14 12:56 |  | mneeley | 2025-10-14 12:56 | mneeley | 2025-10-14 12:56 | No Photo Available | No Photo Available | http://data.mapchannels.com/dualmaps6/map.htm?lat=39.061836&lng=-84.419164
08 | HAMILTON | HAM | US | 00052 |  | 33.875 |  | SHAMUS00052**C | HAM-52-33.875 | 39.0598 | -84.4203 | 2025-12-31 | Active |  |  |  | State | HL0035090 |  |  | State | D6-6 | Conventional | [14 empty] | No | No | No |  | HPS | 1 | [26 empty] | 2025-10-14 12:16 | NULL |  |  | jhudson | 2022-06-17 17:05 | jhudson | 2022-06-17 17:05 | No | No | No | No | No | Standing | None | None | None | No | No | No |  | No | 2025-10-14 12:16 |  | mneeley | 2025-10-14 12:16 | mneeley | 2025-10-14 12:16 | No Photo Available | No Photo Available | http://data.mapchannels.com/dualmaps6/map.htm?lat=39.059835&lng=-84.420350
08 | HAMILTON | HAM | US | 00052 |  | 33.879 |  | SHAMUS00052**N | HAM-52-33.879 | 39.0615 | -84.4187 | 2025-12-31 | Active |  |  |  | State | HL0024909 |  |  | State | D2-10 | Conventional | [14 empty] | No | No | No |  | HPS | 1 | [26 empty] | 2025-10-14 12:55 | NULL |  |  | Dsnyder5 | 2018-06-08 14:00 | ascott3 | 2025-08-28 13:12 | No | No | No | No | No | Standing | None | None | None | No | No | No |  | No | 2025-10-14 12:55 |  | mneeley | 2025-10-14 12:55 | mneeley | 2025-10-14 12:55 | No Photo Available | No Photo Available | http://data.mapchannels.com/dualmaps6/map.htm?lat=39.061499&lng=-84.418718
08 | HAMILTON | HAM | US | 00052 |  | 33.905 |  | SHAMUS00052**C | HAM-52-33.905 | 39.0598 | -84.4198 | 2025-12-31 | Active |  |  |  | State | HL0005541 |  |  | State | B2-1 | Conventional | No |  | AT | A |  |  |  | 1 |  |  |  |  | No | No | No | No | No |  | LED | 1 |  | 120 |  | No |  | Philips Lumec |  | 480 L-L | [18 empty] | 2025-10-14 12:18 | NULL |  |  | Dsnyder5 | 2018-06-08 13:56 | jritchie2 | 2026-06-11 16:27 | No | No | No | No | No | Standing | None | None | None | No | No | No |  | No | 2025-10-14 12:18 |  | mneeley | 2025-10-14 12:18 | mneeley | 2025-10-14 12:18 | No Photo Available | No Photo Available | http://data.mapchannels.com/dualmaps6/map.htm?lat=39.059772&lng=-84.419791
08 | HAMILTON | HAM | US | 00052 |  | 33.913 |  | SHAMUS00052**N | HAM-52-33.913 | 39.0612 | -84.4183 | 2025-12-31 | Active |  |  |  | State | HL0003029 |  |  | State | D2-9 | Conventional | No |  | AT | Other |  |  |  | 1 |  |  |  |  | No | No | No | No | No |  | LED | 1 |  | 120 | 12,000 - 15,999 |  |  | Philips Lumec |  | 480 L-L | [18 empty] | 2025-10-14 12:55 | NULL |  |  | Dsnyder5 | 2018-06-08 14:00 | jritchie2 | 2026-06-11 16:12 | No | No | No | No | No | Standing | None | None | None | No | No | No |  | No | 2025-10-14 12:55 |  | mneeley | 2025-10-14 12:55 | mneeley | 2025-10-14 12:55 | No Photo Available | No Photo Available | http://data.mapchannels.com/dualmaps6/map.htm?lat=39.061163&lng=-84.418265
08 | HAMILTON | HAM | US | 00052 |  | 33.936 |  | SHAMUS00052**C | HAM-52-33.936 | 39.0598 | -84.4192 | 2025-12-31 | Active |  |  |  | State | HL0026821 |  |  | State | B2-2 | Conventional | No |  | AT | A |  |  |  | 1 |  |  |  |  | No | No | No | No | No |  | LED | 1 |  | 120 | 12,000 - 15,999 | No |  | Philips Lumec |  | 480 L-L | [18 empty] | 2025-10-14 12:18 | NULL |  |  | Dsnyder5 | 2018-06-08 13:56 | jritchie2 | 2026-06-11 16:24 | No | No | No | No | No | Standing | None | None | None | No | No | No |  | No | 2025-10-14 12:18 |  | mneeley | 2025-10-14 12:18 | mneeley | 2025-10-14 12:18 | No Photo Available | No Photo Available | http://data.mapchannels.com/dualmaps6/map.htm?lat=39.059808&lng=-84.419201
08 | HAMILTON | HAM | US | 00052 |  | 33.946 |  | SHAMUS00052**N | HAM-52-33.946 | 39.0608 | -84.4178 | 2025-12-31 | Active |  |  |  | State | HL0016285 |  |  | State | D2-8 | Conventional | [14 empty] | No | No | No |  | HPS | 1 | [26 empty] | 2025-10-14 12:54 | NULL |  |  | Dsnyder5 | 2018-06-08 14:00 | ascott3 | 2025-08-28 13:03 | No | No | No | No | No | Standing | None | None | None | No | No | No |  | No | 2025-10-14 12:54 |  | mneeley | 2025-10-14 12:54 | mneeley | 2025-10-14 12:54 | No Photo Available | No Photo Available | http://data.mapchannels.com/dualmaps6/map.htm?lat=39.060841&lng=-84.417806
08 | HAMILTON | HAM | US | 00052 |  | 33.969 |  | SHAMUS00052**C | HAM-52-33.969 | 39.0598 | -84.4186 | 2025-12-31 | Active |  |  |  | State | HL0011332 |  |  | State | B2-3 | Conventional | [14 empty] | No | No | No |  | HPS | [27 empty] | 2025-10-14 12:19 | NULL |  |  | Dsnyder5 | 2018-06-08 14:02 | jhudson | 2022-06-21 19:14 | No | No | No | No | No | Standing | None | None | None | No | No | No |  | No | 2025-10-14 12:19 |  | mneeley | 2025-10-14 12:19 | mneeley | 2025-10-14 12:19 | No Photo Available | No Photo Available | http://data.mapchannels.com/dualmaps6/map.htm?lat=39.059814&lng=-84.418611
08 | HAMILTON | HAM | US | 00052 |  | 33.98 |  | SHAMUS00052**N | HAM-52-33.980 | 39.0605 | -84.4173 | 2025-12-31 | Active |  |  |  | State | HL0002805 |  |  | State | D2-7 | Conventional | No |  | AT | A |  |  |  | 1 |  |  |  |  | No | No | No | No | No |  | LED | 1 |  | 120 | 12,000 - 15,999 | No | III | Philips Lumec |  | 480 L-L | [18 empty] | 2025-10-14 12:54 | NULL |  |  | Dsnyder5 | 2018-06-08 14:00 | jritchie2 | 2026-06-11 16:04 | No | No | No | No | No | Standing | None | None | None | No | No | No |  | No | 2025-10-14 12:54 |  | mneeley | 2025-10-14 12:54 | mneeley | 2025-10-14 12:54 | No Photo Available | No Photo Available | http://data.mapchannels.com/dualmaps6/map.htm?lat=39.060534&lng=-84.417324
08 | HAMILTON | HAM | US | 00052 |  | 34.001 |  | SHAMUS00052**C | HAM-52-34.001 | 39.0598 | -84.418 | 2025-12-31 | Active |  |  |  | State | HL0005515 |  |  | State | B2-4 | Conventional | [14 empty] | No | No | No |  | HPS | [27 empty] | 2025-10-14 12:19 | NULL |  |  | Dsnyder5 | 2018-06-08 14:02 | jhudson | 2022-06-21 19:15 | No | No | No | No | No | Standing | None | None | None | No | No | No |  | No | 2025-10-14 12:19 |  | mneeley | 2025-10-14 12:19 | mneeley | 2025-10-14 12:19 | No Photo Available | No Photo Available | http://data.mapchannels.com/dualmaps6/map.htm?lat=39.059776&lng=-84.418016
08 | HAMILTON | HAM | US | 00052 |  | 34.014 |  | SHAMUS00052**N | HAM-52-34.014 | 39.0603 | -84.4168 | 2025-12-31 | Active |  |  |  | State | HL0008274 |  |  | State | B2-6 | Conventional | No |  | AT | A |  |  |  | 1 |  |  |  |  | No | No | No | No | No |  | LED | 1 |  | 120 | 12,000 - 15,999 | No |  | Philips Lumec |  | 480 L-L | [18 empty] | 2025-10-14 12:53 | NULL |  |  | Dsnyder5 | 2018-06-08 14:01 | jritchie2 | 2026-06-11 16:02 | No | No | No | No | No | Standing | None | None | None | No | No | No |  | No | 2025-10-14 12:53 |  | mneeley | 2025-10-14 12:54 | mneeley | 2025-10-14 12:54 | No Photo Available | No Photo Available | http://data.mapchannels.com/dualmaps6/map.htm?lat=39.060255&lng=-84.416819
08 | HAMILTON | HAM | US | 00052 |  | 34.018 |  | SHAMUS00052**N | HAM-52-34.018 | 39.0601 | -84.4169 | 2025-12-31 | Active |  |  |  | State | HL0005049 |  |  | State | D2-7 | Conventional | No |  | AT | A |  |  |  | 1 |  |  |  |  | No | No | No | No | No |  | LED | 1 |  | 120 | 12,000 - 15,999 | No |  | Philips Lumec |  | 480 L-L | [18 empty] | 2025-10-14 13:55 | NULL |  |  | Dsnyder5 | 2018-06-08 14:01 | jritchie2 | 2026-06-11 16:02 | No | No | No | No | No | Standing | None | None | None | No | No | No |  | No | 2025-10-14 13:55 |  | mneeley | 2025-10-14 13:55 | mneeley | 2025-10-14 13:55 | No Photo Available | No Photo Available | http://data.mapchannels.com/dualmaps6/map.htm?lat=39.060105&lng=-84.416854
08 | HAMILTON | HAM | US | 00052 |  | 34.033 |  | SHAMUS00052**C | HAM-52-34.033 | 39.0597 | -84.4174 | 2025-12-31 | Active |  |  |  | State | HL0025544 |  |  | State | B2-5 | Conventional | [14 empty] | No | No | No |  | HPS | [27 empty] | 2025-10-14 12:20 | NULL |  |  | Dsnyder5 | 2018-06-08 14:02 | jhudson | 2022-06-21 19:15 | No | No | No | No | No | Standing | None | None | None | No | No | No |  | No | 2025-10-14 12:20 |  | mneeley | 2025-10-14 12:20 | mneeley | 2025-10-14 12:20 | No Photo Available | No Photo Available | http://data.mapchannels.com/dualmaps6/map.htm?lat=39.059674&lng=-84.417436
08 | HAMILTON | HAM | US | 00052 |  | 34.035 |  | SHAMUS00052**C | HAM-52-34.035 | 39.0598 | -84.4174 | 2025-12-31 | Active |  |  |  | State | HL0024975 |  |  | State | B1-5 | Conventional | [14 empty] | No | No | No |  | HPS | [27 empty] | 2025-10-14 13:36 | NULL |  |  | Dsnyder5 | 2018-06-08 14:01 | jhudson | 2022-06-20 17:59 | No | No | No | No | No | Standing | None | None | None | No | No | No |  | No | 2025-10-14 13:36 |  | mneeley | 2025-10-14 13:37 | mneeley | 2025-10-14 13:37 | No Photo Available | No Photo Available | http://data.mapchannels.com/dualmaps6/map.htm?lat=39.059774&lng=-84.417356
08 | HAMILTON | HAM | US | 00052 |  | 34.048 |  | SHAMUS00052**N | HAM-52-34.048 | 39.06 | -84.4163 | 2025-12-31 | Active |  |  |  | State | HL0001654 |  |  | State | D2-5 | Conventional | No |  | AT | A |  |  |  | 1 |  |  |  |  | No | No | No | No | No |  | LED | 1 |  | 120 | 12,000 - 15,999 | No |  | Philips Lumec |  | 480 L-L | [18 empty] | 2025-10-14 12:53 | NULL |  |  | Dsnyder5 | 2018-06-08 14:01 | jritchie2 | 2026-06-11 16:01 | No | No | No | No | No | Standing | None | None | None | No | No | No |  | No | 2025-10-14 12:53 |  | mneeley | 2025-10-14 12:53 | mneeley | 2025-10-14 12:53 | No Photo Available | No Photo Available | http://data.mapchannels.com/dualmaps6/map.htm?lat=39.059995&lng=-84.416285
08 | HAMILTON | HAM | US | 00052 |  | 34.065 |  | SHAMUS00052**C | HAM-52-34.065 | 39.0595 | -84.4169 | 2025-12-31 | Active |  |  |  | State | HL0022394 |  |  | State | B2-6 | Conventional | [14 empty] | No | No | No |  | HPS | [27 empty] | 2025-10-14 12:20 | NULL |  |  | Dsnyder5 | 2018-06-08 14:01 | jhudson | 2022-06-21 19:16 | No | No | No | No | No | Standing | None | None | None | No | No | No |  | No | 2025-10-14 12:20 |  | mneeley | 2025-10-14 12:20 | mneeley | 2025-10-14 12:20 | No Photo Available | No Photo Available | http://data.mapchannels.com/dualmaps6/map.htm?lat=39.059522&lng=-84.416892
08 | HAMILTON | HAM | US | 00052 |  | 34.076 |  | SHAMUS00052**N | HAM-52-34.076 | 39.0598 | -84.4158 | 2025-12-31 | Active |  |  |  | State | HL0021819 |  |  | State | D2-4 | Conventional | No |  | AT | A |  |  |  | 1 |  |  |  |  | No | No | No | No | No |  | LED | 1 |  | 120 | 12,000 - 15,999 | No |  | Philips Lumec |  | 480 L-L | [18 empty] | 2025-10-14 12:53 | NULL |  |  | Dsnyder5 | 2018-06-08 14:01 | jritchie2 | 2026-06-11 16:00 | No | No | No | No | No | Standing | None | None | None | No | No | No |  | No | 2025-10-14 12:53 |  | mneeley | 2025-10-14 12:53 | mneeley | 2025-10-14 12:53 | No Photo Available | No Photo Available | http://data.mapchannels.com/dualmaps6/map.htm?lat=39.059787&lng=-84.415846
08 | HAMILTON | HAM | US | 00052 |  | 34.095 |  | SHAMUS00052**C | HAM-52-34.095 | 39.0593 | -84.4164 | 2025-12-31 | Active |  |  |  | State | HL0018927 |  |  | State | B2-7 | Conventional | [14 empty] | No | No | No |  | HPS | [27 empty] | 2025-10-14 12:20 | NULL |  |  | Dsnyder5 | 2018-06-08 14:01 | jhudson | 2022-06-21 19:18 | No | No | No | No | No | Standing | None | None | None | No | No | No |  | No | 2025-10-14 12:20 |  | mneeley | 2025-10-14 12:20 | mneeley | 2025-10-14 12:20 | No Photo Available | No Photo Available | http://data.mapchannels.com/dualmaps6/map.htm?lat=39.059343&lng=-84.416377
08 | HAMILTON | HAM | US | 00052 |  | 34.109 |  | SHAMUS00052**N | HAM-52-34.109 | 39.0596 | -84.4153 | 2025-12-31 | Active |  |  |  | State | HL0021449 |  |  | State | D2-3 | Conventional | [14 empty] | No | No | No |  | HPS | 1 |  | 120 | 12,000 - 15,999 | No |  | Philips Lumec |  | 480 L-L | [18 empty] | 2025-10-14 12:53 | NULL |  |  | Dsnyder5 | 2018-06-08 14:27 | jritchie2 | 2026-06-11 15:59 | No | No | No | No | No | Standing | None | None | None | No | No | No |  | No | 2025-10-14 12:53 |  | mneeley | 2025-10-14 12:53 | mneeley | 2025-10-14 12:53 | No Photo Available | No Photo Available | http://data.mapchannels.com/dualmaps6/map.htm?lat=39.059554&lng=-84.415301
08 | HAMILTON | HAM | US | 00052 |  | 34.129 |  | SHAMUS00052**C | HAM-52-34.129 | 39.0591 | -84.4158 | 2025-12-31 | Active |  |  |  | State | HL0024798 |  |  | State | B2-8 | Conventional | [14 empty] | No | No | No |  | HPS | [27 empty] | 2025-10-14 12:20 | NULL |  |  | Dsnyder5 | 2018-06-08 14:27 | jhudson | 2022-06-21 19:19 | No | No | No | No | No | Standing | None | None | None | No | No | No |  | No | 2025-10-14 12:20 |  | mneeley | 2025-10-14 12:20 | mneeley | 2025-10-14 12:20 | No Photo Available | No Photo Available | http://data.mapchannels.com/dualmaps6/map.htm?lat=39.059139&lng=-84.415813
08 | HAMILTON | HAM | US | 00052 |  | 34.146 |  | SHAMUS00052**N | HAM-52-34.146 | 39.0593 | -84.4147 | 2025-12-31 | Active |  |  |  | State | HL0019763 |  |  | State | D2-2 | Conventional | No |  | AT | A |  |  |  | 1 |  |  |  |  | No | No | No | No | No |  | LED | 1 |  | 120 | 12,000 - 15,999 | No |  | Philips Lumec |  | 480 L-L | [18 empty] | 2025-10-14 12:52 | NULL |  |  | Dsnyder5 | 2018-06-08 14:27 | jritchie2 | 2026-06-11 15:58 | No | No | No | No | No | Standing | None | None | None | No | No | No |  | No | 2025-10-14 12:52 |  | mneeley | 2025-10-14 12:52 | mneeley | 2025-10-14 12:52 | No Photo Available | No Photo Available | http://data.mapchannels.com/dualmaps6/map.htm?lat=39.059310&lng=-84.414695
08 | HAMILTON | HAM | US | 00052 |  | 34.163 |  | SHAMUS00052**C | HAM-52-34.163 | 39.0589 | -84.4152 | 2025-12-31 | Active |  |  |  | State | HL0023422 |  |  | State | B2-9 | Conventional | [14 empty] | No | No | No |  | HPS | [27 empty] | 2025-10-14 12:21 | NULL |  |  | Dsnyder5 | 2018-06-08 14:27 | jhudson | 2022-06-21 19:19 | No | No | No | No | No | Standing | None | None | None | No | No | No |  | No | 2025-10-14 12:21 |  | mneeley | 2025-10-14 12:21 | mneeley | 2025-10-14 12:21 | No Photo Available | No Photo Available | http://data.mapchannels.com/dualmaps6/map.htm?lat=39.058929&lng=-84.415242
08 | HAMILTON | HAM | US | 00052 |  | 34.198 |  | SHAMUS00052**C | HAM-52-34.198 | 39.0587 | -84.4146 | 2025-12-31 | Active |  |  |  | State | HL0001034 |  |  | State | B2-10 | Conventional | [14 empty] | No | No | No |  | HPS | [27 empty] | 2025-10-14 12:21 | NULL |  |  | Dsnyder5 | 2018-06-08 14:27 | jhudson | 2022-06-21 19:20 | No | No | No | No | No | Standing | None | None | None | No | No | No |  | No | 2025-10-14 12:21 |  | mneeley | 2025-10-14 12:21 | mneeley | 2025-10-14 12:21 | No Photo Available | No Photo Available | http://data.mapchannels.com/dualmaps6/map.htm?lat=39.058712&lng=-84.414639
08 | HAMILTON | HAM | US | 00052 |  | 34.237 |  | SHAMUS00052**C | HAM-52-34.237 | 39.0585 | -84.414 | 2025-12-31 | Active |  |  |  | State | HL0015757 |  |  | State | B2-11 | Conventional | [14 empty] | No | No | No |  | HPS | [27 empty] | 2025-10-14 12:21 | NULL |  |  | Dsnyder5 | 2018-06-08 14:28 | jhudson | 2022-06-21 19:20 | No | No | No | No | No | Standing | None | None | None | No | No | No |  | No | 2025-10-14 12:21 |  | mneeley | 2025-10-14 12:21 | mneeley | 2025-10-14 12:21 | No Photo Available | No Photo Available | http://data.mapchannels.com/dualmaps6/map.htm?lat=39.058487&lng=-84.413979
08 | HAMILTON | HAM | US | 00052 |  | 34.926 |  | SHAMUS00052**N | HAM-52-34.926 | 39.0554 | -84.4013 | 2025-12-31 | Active |  |  |  | State | HL0020103 | 2020-06-04 15:35 |  | State | E-3 | Conventional | [14 empty] | No | No | No |  | HPS |  | 310 | [25 empty] | 2025-10-15 17:05 | NULL | 0 |  | Dsnyder5 | 2018-06-08 14:33 | ascott3 | 2024-07-18 14:26 | No | No | No | No | No | Standing | None | None | None | No | No | No |  | No | 2025-10-15 17:05 |  | csonner1 | 2025-10-15 17:06 | csonner1 | 2025-10-15 17:06 | No Photo Available | No Photo Available | http://data.mapchannels.com/dualmaps6/map.htm?lat=39.055411&lng=-84.401303
08 | HAMILTON | HAM | US | 00052 |  | 34.96 |  | SHAMUS00052**N | HAM-52-34.960 | 39.0554 | -84.4007 | 2025-12-31 | Active |  |  |  | State | HL0038856 |  |  | State | e-2 | Conventional | [14 empty] | No | No | No |  | HPS | [27 empty] | 2025-10-15 17:04 | NULL |  |  | ascott3 | 2024-07-18 14:24 | ascott3 | 2024-07-18 14:27 | No | No | No | No | No | Standing | None | None | None | No | No | No |  | No | 2025-10-15 17:04 |  | csonner1 | 2025-10-15 17:05 | csonner1 | 2025-10-15 17:05 | No Photo Available | No Photo Available | http://data.mapchannels.com/dualmaps6/map.htm?lat=39.055371&lng=-84.400656
08 | HAMILTON | HAM | US | 00052 |  | 34.995 |  | SHAMUS00052**N | HAM-52-34.995 | 39.0553 | -84.4 | 2025-12-31 | Active |  |  |  | State | HL0010466 |  |  | State | e-1 | Conventional | [14 empty] | No | No | No |  | HPS | [27 empty] | 2025-10-15 17:03 | NULL |  |  | Dsnyder5 | 2018-06-08 14:34 | ascott3 | 2024-07-18 14:25 | No | No | No | No | No | Standing | None | None | None | No | No | No |  | No | 2025-10-15 17:03 |  | csonner1 | 2025-10-15 17:03 | csonner1 | 2025-10-15 17:03 | No Photo Available | No Photo Available | http://data.mapchannels.com/dualmaps6/map.htm?lat=39.055286&lng=-84.400026
08 | HAMILTON | HAM | US | 00052 |  | 35.216 |  | SHAMUS00052**C | HAM-52-35.216 | 39.0544 | -84.3967 | 2025-12-31 | Active |  |  |  | State | HL0018564 | 2020-06-04 15:38 |  | State | E7 | Conventional | No |  | AT | A |  |  |  | 1 |  |  |  |  | No | No | No | No | No |  | HPS | 1 | 200 | [25 empty] | 2024-06-27 16:37 | NULL | 0 |  | Dsnyder5 | 2018-06-08 14:35 | jritchie2 | 2026-06-16 15:54 | No | No | No | No | No | Standing | None | None | None | No | No | No |  |  | 2024-06-27 16:37 |  | ascott3 | 2024-06-27 16:37 | ascott3 | 2024-06-27 16:37 | No Photo Available | https://collectorweb.dot.state.oh.us/arcgis/rest/services/HIGHWAY_LIGHTING/HighwayLighting_Reference/FeatureServer/7/482548/attachments/ | http://data.mapchannels.com/dualmaps6/map.htm?lat=39.054382&lng=-84.396719
08 | HAMILTON | HAM | US | 00052 |  | 35.233 |  | SHAMUS00052**C | HAM-52-35.233 | 39.0545 | -84.3964 | 2025-12-31 | Active |  |  |  | State | HL0014706 | 2020-06-04 15:40 |  | State | E8 | Conventional | No |  | AT | A |  |  |  | 1 |  |  |  |  | No | No | No | No | No |  | HPS | 1 | 250 | [25 empty] | 2025-10-15 17:42 | NULL | 0 |  | Dsnyder5 | 2018-06-08 14:35 | jritchie2 | 2026-06-16 15:55 | No | No | No | No | No | Standing | None | None | None | No | No | No |  | No | 2025-10-15 17:42 |  | csonner1 | 2025-10-15 17:42 | csonner1 | 2025-10-15 17:42 | No Photo Available | No Photo Available | http://data.mapchannels.com/dualmaps6/map.htm?lat=39.054467&lng=-84.396367
08 | HAMILTON | HAM | US | 00052 |  | 35.244 |  | SHAMUS00052**C | HAM-52-35.244 | 39.0543 | -84.3962 | 2025-12-31 | Active |  |  |  | State | HL0003960 | 2020-06-04 15:41 |  | State | E9 | Conventional | No |  | AT | A |  |  |  | 1 |  |  |  |  | No | No | No | No | No |  | LED | 1 |  | 129 | [23 empty] | 1-8-24 new led | 2025-10-15 17:45 | NULL |  |  | Dsnyder5 | 2018-06-08 14:35 | jritchie2 | 2026-06-16 15:54 | No | No | No | No | No | Standing | None | None | None | No | No | No |  | No | 2025-10-15 17:45 |  | csonner1 | 2025-10-15 17:45 | csonner1 | 2025-10-15 17:45 | No Photo Available | No Photo Available | http://data.mapchannels.com/dualmaps6/map.htm?lat=39.054307&lng=-84.396209
08 | HAMILTON | HAM | US | 00052 |  | 35.595 |  | SHAMUS00052**C | HAM-52-35.595 | 39.0526 | -84.3908 | 2025-12-31 | Active |  |  |  | State | HL0040993 |  |  | State | A10 | Conventional | [14 empty] | No | No | No |  | HPS | 1 | [26 empty] | 2025-10-29 15:58 | NULL |  |  | csonner1 | 2025-10-29 15:57 | csonner1 | 2025-10-29 15:57 | No | No | No | No | No | Standing | None | None | None | No | No | No |  | No | 2025-10-29 15:58 |  | csonner1 | 2025-10-29 15:58 | csonner1 | 2025-10-29 15:58 | No Photo Available | No Photo Available | http://data.mapchannels.com/dualmaps6/map.htm?lat=39.052598&lng=-84.390832
08 | HAMILTON | HAM | US | 00052 |  | 35.633 |  | SHAMUS00052**C | HAM-52-35.633 | 39.0521 | -84.3905 | 2025-12-31 | Active |  |  |  | State | HL0005211 | 2020-06-04 14:56 |  | State | 16 | Conventional | [14 empty] | No | No | No |  | HPS |  | 200 | [25 empty] | 2022-06-17 16:23 | NULL | 0 |  | Dsnyder5 | 2018-06-08 14:48 | csonner | 2020-06-04 15:37 | No | No | No | No | No | Standing | None | None | None | No | No | No |  |  | 2022-06-17 16:23 |  | jhudson | 2022-06-17 16:22 | jhudson | 2022-06-17 16:22 | No Photo Available | No Photo Available | http://data.mapchannels.com/dualmaps6/map.htm?lat=39.052107&lng=-84.390492
08 | HAMILTON | HAM | US | 00052 |  | 35.64 |  | SHAMUS00052**N | HAM-52-35.640 | 39.0532 | -84.3907 | 2025-12-31 | Active |  |  |  | State | HL0009785 | 2020-06-04 13:27 |  | State | B13 | Conventional | No |  | AT | A |  |  |  | 1 |  |  |  |  | No | No | No | No | No |  | LED | 1 |  | 155 | [24 empty] | 2025-10-29 14:31 | NULL |  |  | Dsnyder5 | 2018-06-08 14:48 | jritchie2 | 2026-06-17 16:26 | No | No | No | No | No | Standing | None | None | None | No | No | No |  | No | 2025-10-29 14:31 |  | csonner1 | 2025-10-29 14:32 | csonner1 | 2025-10-29 14:32 | No Photo Available | No Photo Available | http://data.mapchannels.com/dualmaps6/map.htm?lat=39.053178&lng=-84.390663
08 | HAMILTON | HAM | US | 00052 |  | 36.07 |  | SHAMUS00052**N | HAM-52-36.070 | 39.0473 | -84.3882 | 2025-12-31 | Active |  |  |  | State | HL0009029 | 2020-06-04 17:24 |  | State | B11 | Conventional | No |  | AT | A |  |  |  | 1 |  |  |  |  | No | No | No | No | No |  | LED | 1 |  | 155 | [24 empty] | 2025-10-29 14:19 | NULL |  |  | Dsnyder5 | 2018-06-08 15:23 | jritchie2 | 2026-06-17 16:18 | No | No | No | No | No | Standing | None | None | None | No | No | No |  | No | 2025-10-29 14:19 |  | csonner1 | 2025-10-29 14:19 | csonner1 | 2025-10-29 14:19 | No Photo Available | No Photo Available | http://data.mapchannels.com/dualmaps6/map.htm?lat=39.047296&lng=-84.388155
08 | HAMILTON | HAM | US | 00052 |  | 36.327 |  | SHAMUS00052**C | HAM-52-36.327 | 39.0458 | -84.3827 | 2025-12-31 | Active |  |  |  | State | HL0007634 | 2020-06-04 16:29 |  | State | A21 | Conventional | [14 empty] | No | No | No |  | HPS | 1 | 250 | [25 empty] | 2025-10-29 16:21 | NULL | 0 |  | Dsnyder5 | 2018-06-08 15:24 | csonner1 | 2025-10-29 16:20 | No | No | No | No | No | Standing | None | None | None | No | No | No |  | No | 2025-10-29 16:21 |  | csonner1 | 2025-10-29 16:21 | csonner1 | 2025-10-29 16:21 | No Photo Available | No Photo Available | http://data.mapchannels.com/dualmaps6/map.htm?lat=39.045794&lng=-84.382699
08 | HAMILTON | HAM | US | 00052 |  | 36.33 |  | SHAMUS00052**N | HAM-52-36.330 | 39.0461 | -84.384 | 2025-12-31 | Active |  |  |  | State | HL0026576 | 2020-06-04 16:42 |  | State | B3 | Conventional | [14 empty] | No | No | No |  | HPS | 1 | 310 | [25 empty] | 2025-10-29 13:56 | NULL | 0 |  | Dsnyder5 | 2018-06-08 15:24 | csonner1 | 2025-10-29 13:55 | No | No | No | No | No | Standing | None | None | None | No | No | No |  | No | 2025-10-29 13:56 |  | csonner1 | 2025-10-29 13:56 | csonner1 | 2025-10-29 13:56 | No Photo Available | No Photo Available | http://data.mapchannels.com/dualmaps6/map.htm?lat=39.046087&lng=-84.383968
08 | HAMILTON | HAM | US | 00052 |  | 36.482 |  | SHAMUS00052**N | HAM-52-36.482 | 39.046 | -84.3811 | 2025-12-31 | Active |  |  |  | State | HL0010289 | 2020-06-04 16:37 |  | State | B1 | Conventional | [14 empty] | No | No | No |  | HPS | 1 | 200 | [25 empty] | 2025-10-29 13:52 | NULL | 0 |  | Dsnyder5 | 2018-06-08 15:31 | csonner1 | 2025-10-29 13:51 | No | No | No | No | No | Standing | None | None | None | No | No | No |  | No | 2025-10-29 13:52 |  | csonner1 | 2025-10-29 13:52 | csonner1 | 2025-10-29 13:52 | No Photo Available | No Photo Available | http://data.mapchannels.com/dualmaps6/map.htm?lat=39.046029&lng=-84.381128
08 | HAMILTON | HAM | US | 00052 |  | 37.908 |  | SHAMUS00052**C | HAM-52-37.908 | 39.0406 | -84.3542 | 2025-12-31 | Active |  |  |  | State | HL0001526 |  |  | State | F1-2 | Conventional | No |  | AT | A |  |  |  | 1 |  |  |  |  | No | No | No | No | No |  | LED | 1 |  | 120 |  | No |  | Philips Lumec |  | 480 L-L | [18 empty] | 2024-07-18 16:04 | NULL |  |  | Dsnyder5 | 2018-06-08 15:30 | jritchie2 | 2026-06-16 16:00 | No | No | No | No | No | Standing | None | None | None | No | No | No |  |  | 2024-07-18 16:04 |  | ascott3 | 2024-07-18 16:04 | ascott3 | 2024-07-18 16:04 | No Photo Available | No Photo Available | http://data.mapchannels.com/dualmaps6/map.htm?lat=39.040607&lng=-84.354241
08 | HAMILTON | HAM | US | 00052 |  | 37.956 |  | SHAMUS00052**N | HAM-52-37.956 | 39.041 | -84.3545 | 2025-12-31 | Active |  |  |  | State | HL0018358 |  |  | State | F1-1 | Conventional | No |  | AT | A |  |  |  | 1 |  |  |  |  | No | No | No | No | No |  | LED | 1 |  | 120 | 12,000 - 15,999 | No |  | Philips Lumec | [20 empty] | 2024-07-18 16:04 | NULL |  |  | Dsnyder5 | 2018-06-08 15:30 | jritchie2 | 2026-06-16 15:59 | No | No | Yes | No | No | Standing | None | None | None | No | No | No |  |  | 2024-07-18 16:04 |  | ascott3 | 2024-07-18 16:05 | ascott3 | 2024-07-18 16:22 | No Photo Available | https://collectorweb.dot.state.oh.us/arcgis/rest/services/HIGHWAY_LIGHTING/HighwayLighting_Reference/FeatureServer/7/491765/attachments/ | http://data.mapchannels.com/dualmaps6/map.htm?lat=39.041001&lng=-84.354499
08 | HAMILTON | HAM | US | 00052 |  | 37.986 |  | SHAMUS00052**N | HAM-52-37.986 | 39.0409 | -84.354 | 2025-12-31 | Retired |  |  |  | State | HL0038699 |  |  | State | LCC is here | Other | [14 empty] | Yes | Yes | No |  | HPS | [28 empty] | NULL |  |  | odotonline\rdixon5 | 2024-06-06 15:04 | acode1@Admin | 2025-06-04 18:49 | [20 empty] | No Photo Available | No Photo Available | http://data.mapchannels.com/dualmaps6/map.htm?lat=39.040920&lng=-84.354030
08 | HAMILTON | HAM | US | 00127 |  | 5.163 |  | SHAMUS00127**C | HAM-127-5.163 | 39.1541 | -84.5378 | 2025-12-31 | Active |  |  |  | State | HL0012337 |  |  | State |  | Conventional | [14 empty] | No | No | No |  | HPS | [28 empty] | NULL |  |  | mhurlow1 | 2018-08-01 14:56 | mhurlow1 | 2018-08-01 14:56 | [20 empty] | No Photo Available | No Photo Available | http://data.mapchannels.com/dualmaps6/map.htm?lat=39.154131&lng=-84.537808
08 | HAMILTON | HAM | US | 00127 |  | 5.214 |  | SHAMUS00127**C | HAM-127-5.214 | 39.1545 | -84.5387 | 2025-12-31 | Active | 2025-09-01 13:44 | 104668 | 2025-09-01 | State | HL0040774 |  |  | State | X1 1 | Conventional | No |  | AT | A |  |  |  | 1 |  |  |  |  | No | No | No | No | No |  | LED | 1 |  | 190 |  | No |  |  |  | 240 L-L | No | No | No | No | No | [14 empty] | NULL |  |  | odotonline\rsuing | 2025-09-23 14:04 | odotonline\rsuing | 2025-09-23 14:05 | [20 empty] | https://collectorweb.dot.state.oh.us/arcgis/rest/services/HIGHWAY_LIGHTING/HighwayLighting_Reference/FeatureServer/6/460464/attachments/ | No Photo Available | http://data.mapchannels.com/dualmaps6/map.htm?lat=39.154549&lng=-84.538738
08 | HAMILTON | HAM | US | 00127 |  | 5.227 |  | SHAMUS00127**C | HAM-127-5.227 | 39.1549 | -84.5385 | 2025-12-31 | Active |  |  |  | State | HL0013030 |  |  | State |  | Conventional | [14 empty] | No | No | No |  | HPS | [28 empty] | NULL |  |  | mhurlow1 | 2018-08-01 14:56 | mhurlow1 | 2018-08-01 14:56 | [20 empty] | No Photo Available | No Photo Available | http://data.mapchannels.com/dualmaps6/map.htm?lat=39.154854&lng=-84.538454
08 | HAMILTON | HAM | US | 00127 |  | 5.259 |  | SHAMUS00127**C | HAM-127-5.259 | 39.1552 | -84.5388 | 2025-12-31 | Active |  |  |  | State | HL0012450 |  |  | State |  | Conventional | [14 empty] | No | No | No |  | HPS | [28 empty] | NULL |  |  | mhurlow1 | 2018-08-01 14:57 | mhurlow1 | 2018-08-01 14:57 | [20 empty] | No Photo Available | No Photo Available | http://data.mapchannels.com/dualmaps6/map.htm?lat=39.155235&lng=-84.538827
08 | HAMILTON | HAM | US | 00127 |  | 5.289 |  | SHAMUS00127**C | HAM-127-5.289 | 39.1557 | -84.5387 | 2025-12-31 | Active |  |  |  | State | HL0017057 |  |  | State |  | Conventional | [14 empty] | No | No | No |  | HPS | [28 empty] | NULL |  |  | mhurlow1 | 2018-08-01 14:57 | mhurlow1 | 2018-08-01 14:57 | [20 empty] | No Photo Available | No Photo Available | http://data.mapchannels.com/dualmaps6/map.htm?lat=39.155701&lng=-84.538723
08 | HAMILTON | HAM | US | 00127 |  | 5.321 |  | SHAMUS00127**C | HAM-127-5.321 | 39.1561 | -84.539 | 2025-12-31 | Active |  |  |  | State | HL0014654 |  |  | State |  | Conventional | [14 empty] | No | No | No |  | HPS | [28 empty] | NULL |  |  | mhurlow1 | 2018-08-01 14:57 | mhurlow1 | 2018-08-01 14:57 | [20 empty] | No Photo Available | No Photo Available | http://data.mapchannels.com/dualmaps6/map.htm?lat=39.156142&lng=-84.539007
08 | HAMILTON | HAM | US | 00127 |  | 5.352 |  | SHAMUS00127**C | HAM-127-5.352 | 39.1566 | -84.5389 | 2025-12-31 | Active |  |  |  | State | HL0003679 |  |  | State |  | Conventional | [14 empty] | No | No | No |  | HPS | [28 empty] | NULL |  |  | mhurlow1 | 2018-08-01 14:58 | mhurlow1 | 2018-08-01 14:58 | [20 empty] | No Photo Available | No Photo Available | http://data.mapchannels.com/dualmaps6/map.htm?lat=39.156599&lng=-84.538897
08 | HAMILTON | HAM | US | 00127 |  | 5.383 |  | SHAMUS00127**C | HAM-127-5.383 | 39.157 | -84.5392 | 2025-12-31 | Active |  |  |  | State | HL0012509 |  |  | State |  | Conventional | [14 empty] | No | No | No |  | HPS | [28 empty] | NULL |  |  | mhurlow1 | 2018-08-01 14:58 | mhurlow1 | 2018-08-01 14:58 | [20 empty] | No Photo Available | No Photo Available | http://data.mapchannels.com/dualmaps6/map.htm?lat=39.157032&lng=-84.539170
08 | HAMILTON | HAM | US | 00127 |  | 5.416 |  | SHAMUS00127**C | HAM-127-5.416 | 39.1575 | -84.5391 | 2025-12-31 | Active |  |  |  | State | HL0009061 |  |  | State |  | Conventional | [14 empty] | No | No | No |  | HPS | [28 empty] | NULL |  |  | mhurlow1 | 2018-08-01 14:58 | mhurlow1 | 2018-08-01 14:58 | [20 empty] | No Photo Available | No Photo Available | http://data.mapchannels.com/dualmaps6/map.htm?lat=39.157517&lng=-84.539055
08 | HAMILTON | HAM | US | 00127 |  | 10.337 |  | SHAMUS00127**C | HAM-127-10.337 | 39.2265 | -84.5488 | 2025-12-31 | Active |  |  |  | State | HL0024959 |  |  | State |  | Conventional | [14 empty] | No | No | No |  | HPS | [28 empty] | NULL |  |  | mhurlow1 | 2018-05-21 15:28 | ascott3 | 2024-06-13 13:12 | [20 empty] | No Photo Available | No Photo Available | http://data.mapchannels.com/dualmaps6/map.htm?lat=39.226479&lng=-84.548834
08 | HAMILTON | HAM | US | 00127 |  | 11.968 |  | SHAMUS00127**C | HAM-127-11.968 | 39.2501 | -84.5473 | 2025-12-31 | Active |  |  |  | State | HL0033837 | 2020-06-03 17:11 |  | State | 1 | Conventional | [7 empty] | 1 | [6 empty] | No | No | No |  | HPS | 1 | 200 | [8 empty] | Yes | [16 empty] | 2025-06-05 12:52 | NULL | 0 | 2025-06-05 12:52 | dturner | 2020-06-03 17:12 | dturner | 2020-06-03 17:12 | No | No | No | No | No | Standing | None | None | None | No | No | No |  | No | 2025-06-05 12:52 | 2025-06-05 12:52 | ascott3 | 2025-06-05 12:52 | ascott3 | 2025-06-05 12:52 | No Photo Available | https://collectorweb.dot.state.oh.us/arcgis/rest/services/HIGHWAY_LIGHTING/HighwayLighting_Reference/FeatureServer/7/548851/attachments/ | http://data.mapchannels.com/dualmaps6/map.htm?lat=39.250069&lng=-84.547279
08 | HAMILTON | HAM | US | 00127 |  | 14.516 |  | SHAMUS00127**C | HAM-127-14.516 | 39.2834 | -84.5645 | 2025-12-31 | Active |  |  |  | State | HL0006760 | 2020-01-14 12:53 |  | State | Ha-4 | Conventional | [7 empty] | 1 | [6 empty] | No | No | No |  | HPS | 1 | 200 | [6 empty] | 480 L-N | [18 empty] | 2025-05-21 14:43 | NULL | 0 | 2025-05-21 14:43 | mhurlow1 | 2018-05-23 15:01 | cneeley | 2020-01-15 13:36 | No | No | No | No | No | Standing | None | None | None | No | No | No |  | No | 2025-05-21 14:43 | 2025-05-21 14:43 | ascott3 | 2025-05-21 14:43 | ascott3 | 2025-05-21 14:43 | No Photo Available | https://collectorweb.dot.state.oh.us/arcgis/rest/services/HIGHWAY_LIGHTING/HighwayLighting_Reference/FeatureServer/7/550806/attachments/ | http://data.mapchannels.com/dualmaps6/map.htm?lat=39.283428&lng=-84.564451
08 | HAMILTON | HAM | US | 00127 |  | 14.557 |  | SHAMUS00127**C | HAM-127-14.557 | 39.284 | -84.564 | 2025-12-31 | Active |  |  |  | State | HL0018523 | 2020-01-14 12:54 |  | State | Ha-2 | Conventional | [7 empty] | 1 | [6 empty] | No | No | No |  | HPS |  | 200 | [6 empty] | 480 L-N | [18 empty] | 2025-05-21 14:43 | NULL | 0 | 2025-05-21 14:43 | mhurlow1 | 2018-05-23 16:07 | cneeley | 2020-01-15 13:34 | No | No | No | No | No | Standing | None | None | None | No | No | No |  | No | 2025-05-21 14:43 | 2025-05-21 14:43 | ascott3 | 2025-05-21 14:43 | ascott3 | 2025-05-21 14:43 | No Photo Available | No Photo Available | http://data.mapchannels.com/dualmaps6/map.htm?lat=39.283995&lng=-84.563982
08 | HAMILTON | HAM | US | 00127 |  | 14.804 |  | SHAMUS00127**C | HAM-127-14.804 | 39.2876 | -84.5642 | 2025-12-31 | Active |  |  |  | State | HL0006185 | 2020-01-14 12:51 |  | State | Ha-5 | Conventional | [7 empty] | 1 | [6 empty] | No | No | No |  | HPS | 1 | 200 | [6 empty] | 480 L-N | [18 empty] | 2025-05-21 14:38 | NULL | 0 | 2025-05-21 14:38 | mhurlow1 | 2018-05-23 15:53 | cneeley | 2020-01-15 13:33 | No | No | No | No | No | Standing | None | None | None | No | No | No |  | No | 2025-05-21 14:38 | 2025-05-21 14:38 | ascott3 | 2025-05-21 14:38 | ascott3 | 2025-05-21 14:38 | No Photo Available | https://collectorweb.dot.state.oh.us/arcgis/rest/services/HIGHWAY_LIGHTING/HighwayLighting_Reference/FeatureServer/7/551208/attachments/ | http://data.mapchannels.com/dualmaps6/map.htm?lat=39.287584&lng=-84.564221
08 | HAMILTON | HAM | US | 00127 |  | 14.843 |  | SHAMUS00127**C | HAM-127-14.843 | 39.2881 | -84.5637 | 2025-12-31 | Active |  |  |  | State | HL0001142 | 2020-01-14 12:50 |  | State | Ha-4 | Conventional | [7 empty] | 1 | [6 empty] | No | No | No |  | HPS | 1 | 200 | [6 empty] | 480 L-N | [18 empty] | 2025-05-21 14:31 | NULL | 0 | 2025-05-21 14:31 | mhurlow1 | 2018-05-23 15:52 | cneeley | 2020-01-15 13:33 | No | No | No | No | No | Standing | None | None | None | No | No | No |  | No | 2025-05-21 14:31 | 2025-05-21 14:31 | ascott3 | 2025-05-21 14:32 | ascott3 | 2025-05-21 14:32 | No Photo Available | https://collectorweb.dot.state.oh.us/arcgis/rest/services/HIGHWAY_LIGHTING/HighwayLighting_Reference/FeatureServer/7/551207/attachments/ | http://data.mapchannels.com/dualmaps6/map.htm?lat=39.288139&lng=-84.563737
08 | HAMILTON | HAM | WS | 90014 |  | 0.025 |  | SHAMWS90014**C | HAM-90014-0.025 | 39.2504 | -84.7868 | 2025-12-31 | Active |  |  |  | State | HL0005886 | 2020-06-03 14:06 |  | State | A1 | Conventional | No |  | AT | A |  |  |  | 1 |  |  |  |  | No | No | No | No | No |  | LED | 1 |  | 70 |  | No | [22 empty] | 2025-09-29 15:40 | NULL |  |  | mhurlow1 | 2018-05-17 16:04 | jritchie2 | 2026-08-05 14:34 | No | No | No | No | No | Standing | None | None | None | No | No | No |  | No | 2025-09-29 15:40 |  | mneeley | 2025-09-29 15:41 | mneeley | 2025-09-29 15:41 | No Photo Available | No Photo Available | http://data.mapchannels.com/dualmaps6/map.htm?lat=39.250372&lng=-84.786805
08 | HAMILTON | HAM | WS | 90014 |  | 0.092 |  | SHAMWS90014**C | HAM-90014-0.092 | 39.2496 | -84.786 | 2025-12-31 | Active |  |  |  | State | HL0013028 | 2020-06-03 14:06 |  | State | A2 | Conventional | No |  | AT | A |  |  |  | 1 |  |  |  |  | No | No | No | No | No |  | LED | 1 |  | 70 | [24 empty] | 2025-09-29 15:40 | NULL |  |  | mhurlow1 | 2018-05-17 16:05 | jritchie2 | 2026-08-05 14:34 | No | No | No | No | No | Standing | None | None | None | No | No | No |  | No | 2025-09-29 15:40 |  | mneeley | 2025-09-29 15:41 | mneeley | 2025-09-29 15:41 | No Photo Available | No Photo Available | http://data.mapchannels.com/dualmaps6/map.htm?lat=39.249644&lng=-84.786015
08 | HAMILTON | HAM | WS | 90014 |  | 0.118 |  | SHAMWS90014**C | HAM-90014-0.118 | 39.2494 | -84.7856 | 2025-12-31 | Active |  |  |  | State | HL0001377 | 2020-06-03 14:05 |  | State | A3 | Conventional | No |  | AT | A |  |  |  | 1 |  |  |  |  | No | No | No | No | No |  | LED | 1 |  | 70 | [24 empty] | 2025-09-29 15:40 | NULL |  |  | mhurlow1 | 2018-05-17 16:08 | jritchie2 | 2026-08-05 14:34 | No | No | No | No | No | Standing | None | None | None | No | No | No |  | No | 2025-09-29 15:40 |  | mneeley | 2025-09-29 15:40 | mneeley | 2025-09-29 15:40 | No Photo Available | No Photo Available | http://data.mapchannels.com/dualmaps6/map.htm?lat=39.249412&lng=-84.785582
08 | HAMILTON | HAM | WS | 90014 |  | 0.129 |  | SHAMWS90014**C | HAM-90014-0.129 | 39.2492 | -84.7856 | 2025-12-31 | Active |  |  |  | State | HL0018910 | 2020-06-03 14:03 |  | State | A4 | Conventional | No |  | AT | A |  |  |  | 1 |  |  |  |  | No | No | No | No | No |  | LED | 1 |  | 70 | [24 empty] | 2025-09-29 15:40 | NULL |  |  | mhurlow1 | 2018-05-17 16:07 | jritchie2 | 2026-08-05 14:35 | No | No | No | No | No | Standing | None | None | None | No | No | No |  | No | 2025-09-29 15:40 |  | mneeley | 2025-09-29 15:40 | mneeley | 2025-09-29 15:40 | No Photo Available | No Photo Available | http://data.mapchannels.com/dualmaps6/map.htm?lat=39.249213&lng=-84.785589
08 | HAMILTON | HAM | WS | 90014 |  | 0.183 |  | SHAMWS90014**C | HAM-90014-0.183 | 39.2487 | -84.7849 | 2025-12-31 | Active |  |  |  | State | HL0026473 | 2020-06-03 13:58 |  | State | A5 | Conventional | [14 empty] | No | No | No |  | LED | 1 |  | 70 | [24 empty] | 2025-09-29 15:40 | NULL |  |  | mhurlow1 | 2018-05-17 16:08 | mneeley | 2025-09-29 13:24 | No | No | No | No | No | Standing | None | None | None | No | No | No |  | No | 2025-09-29 15:40 |  | mneeley | 2025-09-29 15:40 | mneeley | 2025-09-29 15:40 | No Photo Available | No Photo Available | http://data.mapchannels.com/dualmaps6/map.htm?lat=39.248654&lng=-84.784881
08 | HAMILTON | HAM | WS | 90014 |  | 0.194 |  | SHAMWS90014**C | HAM-90014-0.194 | 39.2482 | -84.7853 | 2025-12-31 | Active |  |  |  | State | HL0016911 | 2020-06-03 13:38 |  | State | A8 | Conventional | [7 empty] | 1 | [6 empty] | No | No | No |  | LED | 1 |  | 70 | [24 empty] | 2025-09-29 15:39 | NULL |  |  | mhurlow1 | 2018-05-17 16:11 | mneeley | 2025-09-29 13:24 | No | No | No | No | No | Standing | None | None | None | No | No | No |  | No | 2025-09-29 15:39 |  | mneeley | 2025-09-29 15:40 | mneeley | 2025-09-29 15:40 | No Photo Available | No Photo Available | http://data.mapchannels.com/dualmaps6/map.htm?lat=39.248162&lng=-84.785282
08 | HAMILTON | HAM | WS | 90014 |  | 0.217 |  | SHAMWS90014**C | HAM-90014-0.217 | 39.2483 | -84.7845 | 2025-12-31 | Active |  |  |  | State | HL0016034 | 2020-06-03 13:58 |  | State | A6 | Conventional | [14 empty] | No | No | No |  | LED | 1 |  | 70 | [24 empty] | 2025-09-29 15:39 | NULL |  |  | mhurlow1 | 2018-05-17 16:10 | mneeley | 2025-09-29 13:25 | No | No | No | No | No | Standing | None | None | None | No | No | No |  | No | 2025-09-29 15:39 |  | mneeley | 2025-09-29 15:39 | mneeley | 2025-09-29 15:39 | No Photo Available | No Photo Available | http://data.mapchannels.com/dualmaps6/map.htm?lat=39.248295&lng=-84.784463
08 | HAMILTON | HAM | WS | 90014 |  | 0.218 |  | SHAMWS90014**C | HAM-90014-0.218 | 39.2479 | -84.785 | 2025-12-31 | Active |  |  |  | State | HL0023970 | 2020-06-03 13:47 |  | State | A9 | Conventional | [7 empty] | 1 | [6 empty] | No | No | No |  | LED | 1 |  | 70 | [24 empty] | 2025-09-29 15:39 | NULL |  |  | mhurlow1 | 2018-05-17 16:11 | mneeley | 2025-09-29 13:24 | No | No | No | No | No | Standing | None | None | None | No | No | No |  | No | 2025-09-29 15:39 |  | mneeley | 2025-09-29 15:39 | mneeley | 2025-09-29 15:39 | No Photo Available | No Photo Available | http://data.mapchannels.com/dualmaps6/map.htm?lat=39.247897&lng=-84.784968
08 | HAMILTON | HAM | WS | 90014 |  | 0.243 |  | SHAMWS90014**C | HAM-90014-0.243 | 39.2476 | -84.7846 | 2025-12-31 | Active |  |  |  | State | HL0025733 | 2020-06-03 13:50 |  | State | A10 | Conventional | [14 empty] | No | No | No |  | LED | 1 |  | 70 | [24 empty] | 2025-09-29 15:39 | NULL |  |  | mhurlow1 | 2018-05-17 16:12 | mneeley | 2025-09-29 13:25 | No | No | No | No | No | Standing | None | None | None | No | No | No |  | No | 2025-09-29 15:39 |  | mneeley | 2025-09-29 15:39 | mneeley | 2025-09-29 15:39 | No Photo Available | No Photo Available | http://data.mapchannels.com/dualmaps6/map.htm?lat=39.247639&lng=-84.784640
08 | HAMILTON | HAM | WS | 90014 |  | 0.243 |  | SHAMWS90014**C | HAM-90014-0.243 | 39.248 | -84.7841 | 2025-12-31 | Active |  |  |  | State | HL0025736 | 2020-06-03 13:55 |  | State | A7 | Conventional | [14 empty] | No | No | No |  | LED | 1 |  | 70 | [24 empty] | 2025-09-29 15:38 | NULL |  |  | mhurlow1 | 2018-05-17 16:13 | mneeley | 2025-09-29 13:25 | No | No | No | No | No | Standing | None | None | None | No | No | No |  | No | 2025-09-29 15:38 |  | mneeley | 2025-09-29 15:39 | mneeley | 2025-09-29 15:39 | No Photo Available | No Photo Available | http://data.mapchannels.com/dualmaps6/map.htm?lat=39.248028&lng=-84.784127
08 | HAMILTON | HAM | WS | 90014 |  | 0.273 |  | SHAMWS90014**C | HAM-90014-0.273 | 39.2476 | -84.7838 | 2025-12-31 | Active |  |  |  | State | HL0000589 | 2020-06-03 13:53 |  | State | A11 | Conventional | [14 empty] | No | No | No |  | LED | 1 |  | 70 | [24 empty] | 2025-09-29 15:38 | NULL |  |  | mhurlow1 | 2018-05-17 16:12 | mneeley | 2025-09-29 13:26 | No | No | No | No | No | Standing | None | None | None | No | No | No |  | No | 2025-09-29 15:38 |  | mneeley | 2025-09-29 15:38 | mneeley | 2025-09-29 15:38 | No Photo Available | No Photo Available | http://data.mapchannels.com/dualmaps6/map.htm?lat=39.247638&lng=-84.783827
08 | WARREN | WAR | IR | 00071 |  | 0.57 |  | SWARIR00071**C | WAR-71-0.570 | 39.2983 | -84.309 | 2025-12-31 | Active |  |  |  | State | HL0000036 | 2020-02-17 18:46 |  | State | MI-7 | Conventional | No |  | AT | A |  |  |  | 1 |  |  |  | No | No | No | No | No | No |  | LED | 1 |  |  | 12,000 - 15,999 | No |  |  |  | 480 L-N |  | No | No | No | No | No | [12 empty] | 2024-06-18 12:29 | NULL |  |  | mhurlow1 | 2018-05-30 16:47 | jritchie2 | 2026-06-23 16:44 | No | No | No | No | No | Standing | None | None | None | No | No | No |  |  | 2024-06-18 12:29 |  | ascott3 | 2024-06-18 12:29 | ascott3 | 2024-06-18 12:29 | No Photo Available | No Photo Available | http://data.mapchannels.com/dualmaps6/map.htm?lat=39.298332&lng=-84.309023
08 | WARREN | WAR | IR | 00071 |  | 3.917 |  | SWARIR00071**C | WAR-71-3.917 | 39.3403 | -84.2794 | 2025-12-31 | Active |  |  |  | State | HL0033496 | 2020-02-18 16:49 |  | State | B-22 | Conventional | No | [6 empty] | 1 |  |  |  | No |  | Yes | No | No | No |  | HPS | 1 | 200 |  |  | No |  | Cooper/Eaton |  | 480 L-N |  | No | No | No | No | No | [12 empty] | 2025-04-28 14:20 | NULL | 0 | 2025-04-28 14:19 | dturner | 2020-02-18 16:50 | dturner | 2020-02-18 20:19 | No | No | No | No | No | Standing | None | None | None | No | No | No |  | No | 2025-04-28 14:20 | 2025-04-28 14:19 | ascott3 | 2025-04-28 14:21 | ascott3 | 2025-04-28 14:21 | No Photo Available | https://collectorweb.dot.state.oh.us/arcgis/rest/services/HIGHWAY_LIGHTING/HighwayLighting_Reference/FeatureServer/7/541611/attachments/ | http://data.mapchannels.com/dualmaps6/map.htm?lat=39.340295&lng=-84.279433
08 | WARREN | WAR | IR | 00071 |  | 3.948 |  | SWARIR00071**C | WAR-71-3.948 | 39.3407 | -84.2792 | 2025-12-31 | Active |  |  |  | State | HL0033497 | 2020-02-18 16:59 |  | State | B-21 | Conventional | No | [6 empty] | 1 |  |  |  | No |  | Yes | No | No | No |  | HPS | 1 | 200 |  |  | No |  | Cooper/Eaton |  | 480 L-N |  | No | No | No | No | No | [12 empty] | 2025-04-28 14:21 | NULL | 0 | 2025-04-28 14:21 | dturner | 2020-02-18 16:59 | dturner | 2020-02-18 20:21 | No | No | No | No | No | Standing | None | None | None | No | No | No |  | No | 2025-04-28 14:21 | 2025-04-28 14:21 | ascott3 | 2025-04-28 14:21 | ascott3 | 2025-04-28 14:21 | No Photo Available | https://collectorweb.dot.state.oh.us/arcgis/rest/services/HIGHWAY_LIGHTING/HighwayLighting_Reference/FeatureServer/7/543612/attachments/ | http://data.mapchannels.com/dualmaps6/map.htm?lat=39.340695&lng=-84.279163
08 | WARREN | WAR | IR | 00071 |  | 3.988 |  | SWARIR00071**C | WAR-71-3.988 | 39.3412 | -84.2788 | 2025-12-31 | Active |  |  |  | State | HL0033498 | 2020-02-18 17:06 |  | State | B-20 | Conventional | No | [6 empty] | 1 |  |  |  | No |  |  | No | No | No |  | HPS | 1 | 200 |  |  | No |  | Cooper/Eaton |  | 480 L-N |  | No | No | No | No | No | [12 empty] | 2025-04-28 14:23 | NULL | 0 | 2025-04-28 14:23 | dturner | 2020-02-18 17:07 | dturner | 2020-02-18 20:23 | No | No | No | No | No | Standing | None | None | None | No | No | No |  | No | 2025-04-28 14:23 | 2025-04-28 14:23 | ascott3 | 2025-04-28 14:24 | ascott3 | 2025-04-28 14:24 | No Photo Available | https://collectorweb.dot.state.oh.us/arcgis/rest/services/HIGHWAY_LIGHTING/HighwayLighting_Reference/FeatureServer/7/543212/attachments/ | http://data.mapchannels.com/dualmaps6/map.htm?lat=39.341172&lng=-84.278767
08 | WARREN | WAR | IR | 00071 |  | 4.026 |  | SWARIR00071**C | WAR-71-4.026 | 39.3417 | -84.2784 | 2025-12-31 | Active |  |  |  | State | HL0033499 | 2020-02-18 17:15 |  | State | B-19 | Conventional | No | [6 empty] | 1 |  |  |  | No |  | Yes | No | No | No |  | HPS | 1 | 200 |  |  | No |  | Cooper/Eaton |  | 480 L-N |  | No | No | No | No | No | [12 empty] | 2025-04-28 14:24 | NULL | 0 | 2025-04-28 14:24 | dturner | 2020-02-18 17:15 | dturner | 2020-02-18 20:24 | No | No | No | No | No | Standing | None | None | None | No | No | No |  | No | 2025-04-28 14:24 | 2025-04-28 14:24 | ascott3 | 2025-04-28 14:24 | ascott3 | 2025-04-28 14:24 | No Photo Available | https://collectorweb.dot.state.oh.us/arcgis/rest/services/HIGHWAY_LIGHTING/HighwayLighting_Reference/FeatureServer/7/544811/attachments/ | http://data.mapchannels.com/dualmaps6/map.htm?lat=39.341664&lng=-84.278446
08 | WARREN | WAR | IR | 00071 |  | 4.067 |  | SWARIR00071**C | WAR-71-4.067 | 39.3422 | -84.278 | 2025-12-31 | Active |  |  |  | State | HL0033500 | 2020-02-18 17:23 |  | State | B-18 | Conventional | No | [6 empty] | 1 | [5 empty] | Yes | No | No | No |  | HPS | 1 | 200 |  |  | No |  | Cooper/Eaton |  | 240 L-N |  | No | No | No | No | No | [12 empty] | 2025-04-28 14:25 | NULL | 0 | 2025-04-28 14:25 | dturner | 2020-02-18 17:23 | dturner | 2020-02-18 20:26 | No | No | No | No | No | Standing | None | None | None | No | No | No |  | No | 2025-04-28 14:25 | 2025-04-28 14:25 | ascott3 | 2025-04-28 14:25 | ascott3 | 2025-04-28 14:25 | No Photo Available | https://collectorweb.dot.state.oh.us/arcgis/rest/services/HIGHWAY_LIGHTING/HighwayLighting_Reference/FeatureServer/7/543213/attachments/ | http://data.mapchannels.com/dualmaps6/map.htm?lat=39.342174&lng=-84.278045
08 | WARREN | WAR | IR | 00071 |  | 4.1 |  | SWARIR00071**C | WAR-71-4.100 | 39.3426 | -84.2777 | 2025-12-31 | Active |  |  |  | State | HL0033501 | 2020-02-18 17:32 |  | State | B-17 | Conventional | No | [6 empty] | 1 |  |  |  | No |  | Yes | No | No | No |  | HPS | 1 | 200 |  |  | No |  | Cooper/Eaton |  | 480 L-N |  | No | No | No | No | No | [12 empty] | 2025-04-28 14:26 | NULL | 0 | 2025-04-28 14:26 | dturner | 2020-02-18 17:32 | dturner | 2020-02-18 20:28 | No | No | No | No | No | Standing | None | None | None | No | No | No |  | No | 2025-04-28 14:26 | 2025-04-28 14:26 | ascott3 | 2025-04-28 14:27 | ascott3 | 2025-04-28 14:27 | No Photo Available | https://collectorweb.dot.state.oh.us/arcgis/rest/services/HIGHWAY_LIGHTING/HighwayLighting_Reference/FeatureServer/7/544413/attachments/ | http://data.mapchannels.com/dualmaps6/map.htm?lat=39.342581&lng=-84.277734
08 | WARREN | WAR | IR | 00071 |  | 4.135 |  | SWARIR00071**C | WAR-71-4.135 | 39.343 | -84.2774 | 2025-12-31 | Active |  |  |  | State | HL0033502 | 2020-02-18 17:43 |  | State | B-16 | Conventional | No | [6 empty] | 1 |  |  |  | No |  | Yes | No | No | No |  | HPS | 1 | 200 |  |  | No |  | Cooper/Eaton |  | 480 L-N |  | No | No | No | No | No | [12 empty] | 2025-04-28 14:27 | NULL | 0 | 2025-04-28 14:27 | dturner | 2020-02-18 17:43 | dturner | 2020-02-18 20:30 | No | No | No | No | No | Standing | None | None | None | No | No | No |  | No | 2025-04-28 14:27 | 2025-04-28 14:27 | ascott3 | 2025-04-28 14:27 | ascott3 | 2025-04-28 14:27 | No Photo Available | https://collectorweb.dot.state.oh.us/arcgis/rest/services/HIGHWAY_LIGHTING/HighwayLighting_Reference/FeatureServer/7/544812/attachments/ | http://data.mapchannels.com/dualmaps6/map.htm?lat=39.342995&lng=-84.277369
08 | WARREN | WAR | IR | 00071 |  | 4.172 |  | SWARIR00071**C | WAR-71-4.172 | 39.3434 | -84.277 | 2025-12-31 | Active |  |  |  | State | HL0033503 | 2020-02-18 17:51 |  | State | B-15 | Conventional | No | [6 empty] | 1 |  |  |  | No |  | Yes | No | No | No |  | HPS | 1 | 200 |  |  | No |  | Cooper/Eaton |  | 480 L-N |  | No | No | No | No | No | [12 empty] | 2025-04-28 14:30 | NULL | 0 | 2025-04-28 14:30 | dturner | 2020-02-18 17:51 | dturner | 2020-02-18 20:38 | No | No | No | No | No | Standing | None | None | None | No | No | No |  | No | 2025-04-28 14:30 | 2025-04-28 14:30 | ascott3 | 2025-04-28 14:31 | ascott3 | 2025-04-28 14:31 | No Photo Available | https://collectorweb.dot.state.oh.us/arcgis/rest/services/HIGHWAY_LIGHTING/HighwayLighting_Reference/FeatureServer/7/542812/attachments/ | http://data.mapchannels.com/dualmaps6/map.htm?lat=39.343435&lng=-84.276981
08 | WARREN | WAR | IR | 00071 |  | 4.208 |  | SWARIR00071**C | WAR-71-4.208 | 39.3438 | -84.2766 | 2025-12-31 | Active |  |  |  | State | HL0033504 | 2020-02-18 18:00 |  | State | B-14 | Conventional | No | [6 empty] | 1 |  |  |  | No |  | Yes | No | No | No |  | HPS | 1 | 200 |  |  | No |  | Cooper/Eaton |  | 480 L-N |  | No | No | No | No | No | [12 empty] | 2026-04-27 14:34 | NULL | 0 | 2026-04-27 14:34 | dturner | 2020-02-18 18:00 | dturner | 2020-02-18 20:40 | No | No | No | No | No | Down | None | None | None | No | No | No | New foundation/ removed old foundation/seeded and STRAWED ready for complete pole installation | Yes | 2026-04-27 14:34 | 2026-04-27 14:34 | csonner1 | 2026-04-27 14:36 | csonner1 | 2026-04-27 14:36 | No Photo Available | https://collectorweb.dot.state.oh.us/arcgis/rest/services/HIGHWAY_LIGHTING/HighwayLighting_Reference/FeatureServer/7/582599/attachments/ | http://data.mapchannels.com/dualmaps6/map.htm?lat=39.343833&lng=-84.276563
08 | WARREN | WAR | IR | 00071 |  | 4.242 |  | SWARIR00071**C | WAR-71-4.242 | 39.3442 | -84.2762 | 2025-12-31 | Active |  |  |  | State | HL0033505 | 2020-02-18 18:09 |  | State | B-13 | Conventional | No | [6 empty] | 1 |  |  |  | No |  | Yes | No | No | No |  | HPS | 1 | 200 |  |  | No |  | Cooper/Eaton |  | 480 L-N |  | No | No | No | No | No | [12 empty] | 2022-06-23 17:25 | NULL | 0 |  | dturner | 2020-02-18 18:10 | dturner | 2020-02-18 20:42 | No | No | No | No | No | Standing | None | None | None | No | No | No |  |  | 2022-06-23 17:25 |  | rdixon5 | 2022-06-23 17:24 | rdixon5 | 2022-06-23 17:24 | No Photo Available | No Photo Available | http://data.mapchannels.com/dualmaps6/map.htm?lat=39.344246&lng=-84.276222
08 | WARREN | WAR | IR | 00071 |  | 4.281 |  | SWARIR00071**C | WAR-71-4.281 | 39.3447 | -84.2758 | 2025-12-31 | Active |  |  |  | State | HL0033506 | 2020-02-18 18:17 |  | State | B-12 | Conventional | No | [6 empty] | 1 |  |  |  | No |  | Yes | No | No | No |  | HPS | 1 | 200 |  |  | No |  | Cooper/Eaton |  | 480 L-N |  | No | No | No | No | No | [12 empty] | 2025-04-28 14:31 | NULL | 0 | 2025-04-28 14:31 | dturner | 2020-02-18 18:18 | dturner | 2020-02-18 20:44 | No | No | No | No | No | Standing | None | None | None | No | No | No |  | No | 2025-04-28 14:31 | 2025-04-28 14:31 | ascott3 | 2025-04-28 14:32 | ascott3 | 2025-04-28 14:32 | No Photo Available | https://collectorweb.dot.state.oh.us/arcgis/rest/services/HIGHWAY_LIGHTING/HighwayLighting_Reference/FeatureServer/7/539609/attachments/ | http://data.mapchannels.com/dualmaps6/map.htm?lat=39.344701&lng=-84.275800
08 | WARREN | WAR | IR | 00071 |  | 4.314 |  | SWARIR00071**C | WAR-71-4.314 | 39.3451 | -84.2754 | 2025-12-31 | Active |  |  |  | State | HL0033507 | 2020-02-18 18:27 |  | State | B-11 | Conventional | No | [6 empty] | 1 |  |  |  | No |  | Yes | No | No | No |  | HPS | 1 | 200 |  |  | No |  | Cooper/Eaton |  | 480 L-N |  | No | No | No | No | No | [12 empty] | 2025-04-28 14:33 | NULL | 0 | 2025-04-28 14:33 | dturner | 2020-02-18 18:27 | dturner | 2020-02-18 20:47 | No | Yes | No | No | No | Standing | None | None | None | No | No | No |  | No | 2025-04-28 14:33 | 2025-04-28 14:33 | ascott3 | 2025-04-28 14:33 | ascott3 | 2025-04-28 14:33 | No Photo Available | https://collectorweb.dot.state.oh.us/arcgis/rest/services/HIGHWAY_LIGHTING/HighwayLighting_Reference/FeatureServer/7/543214/attachments/ | http://data.mapchannels.com/dualmaps6/map.htm?lat=39.345087&lng=-84.275430
08 | WARREN | WAR | IR | 00071 |  | 4.349 |  | SWARIR00071**C | WAR-71-4.349 | 39.3456 | -84.2751 | 2025-12-31 | Active |  |  |  | State | HL0033508 | 2020-02-18 18:35 |  | State | B-10 | Conventional | No | [6 empty] | 1 |  |  |  | No |  | Yes | No | No | No |  | HPS | 1 | 200 |  |  | No |  | Cooper/Eaton |  | 480 L-N |  | No | No | No | No | No | [12 empty] | 2025-04-28 14:35 | NULL | 0 | 2025-04-28 14:35 | dturner | 2020-02-18 18:35 | dturner | 2020-02-18 20:48 | No | Yes | No | No | No | Standing | None | None | None | No | No | No |  | No | 2025-04-28 14:35 | 2025-04-28 14:35 | ascott3 | 2025-04-28 14:36 | ascott3 | 2025-04-28 14:36 | No Photo Available | https://collectorweb.dot.state.oh.us/arcgis/rest/services/HIGHWAY_LIGHTING/HighwayLighting_Reference/FeatureServer/7/542011/attachments/ | http://data.mapchannels.com/dualmaps6/map.htm?lat=39.345559&lng=-84.275143
08 | WARREN | WAR | IR | 00071 |  | 4.383 |  | SWARIR00071**C | WAR-71-4.383 | 39.3459 | -84.2747 | 2025-12-31 | Active |  |  |  | State | HL0033509 | 2020-02-19 17:49 |  | State | B-9 | Conventional | No | [6 empty] | 1 |  |  |  | No |  | Yes | No | No | No |  | HPS | 1 | 200 |  |  | No |  | Cooper/Eaton |  | 480 L-N |  | No | No | No | No | No | [12 empty] | 2025-04-28 14:37 | NULL | 0 | 2025-04-28 14:37 | dturner | 2020-02-19 17:49 | dturner | 2020-02-19 21:07 | Yes | Yes | No | No | No | Standing | None | None | None | No | No | No |  | No | 2025-04-28 14:37 | 2025-04-28 14:37 | ascott3 | 2025-04-28 14:37 | ascott3 | 2025-04-28 14:37 | No Photo Available | https://collectorweb.dot.state.oh.us/arcgis/rest/services/HIGHWAY_LIGHTING/HighwayLighting_Reference/FeatureServer/7/540412/attachments/ | http://data.mapchannels.com/dualmaps6/map.htm?lat=39.345877&lng=-84.274664
08 | WARREN | WAR | IR | 00071 |  | 4.412 |  | SWARIR00071**C | WAR-71-4.412 | 39.3462 | -84.2743 | 2025-12-31 | Active |  |  |  | State | HL0033510 | 2020-02-19 17:58 |  | State | B-8 | Conventional | No | [6 empty] | 1 |  |  |  | No |  | Yes | No | No | No |  | HPS | 1 | 200 |  |  | No |  | Cooper/Eaton |  | 480 L-N |  | No | No | No | No | No | [12 empty] | 2025-04-28 14:38 | NULL | 0 | 2025-04-28 14:38 | dturner | 2020-02-19 17:58 | dturner | 2020-02-19 21:06 | No | No | No | No | No | Standing | None | None | None | No | No | No |  | No | 2025-04-28 14:38 | 2025-04-28 14:38 | ascott3 | 2025-04-28 14:39 | ascott3 | 2025-04-28 14:39 | No Photo Available | https://collectorweb.dot.state.oh.us/arcgis/rest/services/HIGHWAY_LIGHTING/HighwayLighting_Reference/FeatureServer/7/541612/attachments/ | http://data.mapchannels.com/dualmaps6/map.htm?lat=39.346216&lng=-84.274326
08 | WARREN | WAR | IR | 00071 |  | 4.452 |  | SWARIR00071**C | WAR-71-4.452 | 39.3467 | -84.2739 | 2025-12-31 | Active |  |  |  | State | HL0033511 | 2020-02-19 18:08 |  | State | B-7 | Conventional | No | [6 empty] | 1 |  |  |  | No |  | Yes | No | No | No |  | HPS | 1 | 200 |  |  | No |  | Cooper/Eaton |  | 480 L-N |  | No | No | No | No | No | [12 empty] | 2025-04-28 14:40 | NULL | 0 | 2025-04-28 14:40 | dturner | 2020-02-19 18:08 | dturner | 2020-02-19 21:20 | No | No | No | No | No | Standing | None | None | None | No | No | No |  | No | 2025-04-28 14:40 | 2025-04-28 14:40 | ascott3 | 2025-04-28 14:41 | ascott3 | 2025-04-28 14:41 | No Photo Available | https://collectorweb.dot.state.oh.us/arcgis/rest/services/HIGHWAY_LIGHTING/HighwayLighting_Reference/FeatureServer/7/541613/attachments/ | http://data.mapchannels.com/dualmaps6/map.htm?lat=39.346665&lng=-84.273858
08 | WARREN | WAR | IR | 00071 |  | 4.486 |  | SWARIR00071**C | WAR-71-4.486 | 39.347 | -84.2735 | 2025-12-31 | Active |  |  |  | State | HL0033512 | 2020-02-19 18:20 |  | State | B-6 | Conventional | No | [6 empty] | 1 |  |  |  | No |  | Yes | No | No | No |  | HPS | 1 | 200 |  |  | No |  | Cooper/Eaton |  | 480 L-N |  | No | No | No | No | No | [12 empty] | 2025-04-28 14:42 | NULL | 0 | 2025-04-28 14:42 | dturner | 2020-02-19 18:20 | dturner | 2020-02-19 21:22 | No | No | No | No | No | Standing | None | None | None | No | No | No |  | No | 2025-04-28 14:42 | 2025-04-28 14:42 | ascott3 | 2025-04-28 14:42 | ascott3 | 2025-04-28 14:42 | No Photo Available | https://collectorweb.dot.state.oh.us/arcgis/rest/services/HIGHWAY_LIGHTING/HighwayLighting_Reference/FeatureServer/7/542813/attachments/ | http://data.mapchannels.com/dualmaps6/map.htm?lat=39.347049&lng=-84.273462
08 | WARREN | WAR | IR | 00071 |  | 4.527 |  | SWARIR00071**C | WAR-71-4.527 | 39.3475 | -84.273 | 2025-12-31 | Active |  |  |  | State | HL0033513 | 2020-02-19 18:29 |  | State | B-5 | Conventional | No | [6 empty] | 1 |  |  |  | No |  | No | No | No | No |  | HPS | 1 | 200 |  |  | No |  | Cooper/Eaton |  | 480 L-N |  | No | No | No | No | No | [12 empty] | 2025-04-28 14:43 | NULL | 0 | 2025-04-28 14:43 | dturner | 2020-02-19 18:29 | dturner | 2020-02-19 21:24 | Yes | No | No | No | No | Standing | None | None | None | No | No | No |  | No | 2025-04-28 14:43 | 2025-04-28 14:43 | ascott3 | 2025-04-28 14:44 | ascott3 | 2025-04-28 14:44 | No Photo Available | https://collectorweb.dot.state.oh.us/arcgis/rest/services/HIGHWAY_LIGHTING/HighwayLighting_Reference/FeatureServer/7/544012/attachments/ | http://data.mapchannels.com/dualmaps6/map.htm?lat=39.347522&lng=-84.273003
08 | WARREN | WAR | IR | 00071 |  | 4.556 |  | SWARIR00071**C | WAR-71-4.556 | 39.3479 | -84.2727 | 2025-12-31 | Active |  |  |  | State | HL0033514 | 2020-02-19 18:41 |  | State | B-4 | Conventional | No | [6 empty] | 1 |  |  |  | No |  | Yes | No | No | No |  | HPS | 1 | 200 |  |  | No |  | Cooper/Eaton |  | 480 L-N |  | No | No | No | No | No | [12 empty] | 2025-04-28 14:44 | NULL | 0 | 2025-04-28 14:44 | dturner | 2020-02-19 18:41 | dturner | 2020-02-19 21:25 | No | No | No | No | No | Standing | None | None | None | No | No | No |  | No | 2025-04-28 14:44 | 2025-04-28 14:44 | ascott3 | 2025-04-28 14:45 | ascott3 | 2025-04-28 14:45 | No Photo Available | https://collectorweb.dot.state.oh.us/arcgis/rest/services/HIGHWAY_LIGHTING/HighwayLighting_Reference/FeatureServer/7/544414/attachments/ | http://data.mapchannels.com/dualmaps6/map.htm?lat=39.347852&lng=-84.272655
08 | WARREN | WAR | IR | 00071 |  | 4.597 |  | SWARIR00071**C | WAR-71-4.597 | 39.3483 | -84.2722 | 2025-12-31 | Active |  |  |  | State | HL0033515 | 2020-02-19 18:50 |  | State | B-3 | Conventional | No | [6 empty] | 1 |  |  |  | No |  | Yes | No | No | No |  | HPS | 1 | 200 |  |  | No |  | Cooper/Eaton |  | 480 L-N |  | No | No | No | No | No | [12 empty] | 2025-04-28 14:48 | NULL | 0 | 2025-04-28 14:48 | dturner | 2020-02-19 18:51 | dturner | 2020-02-19 21:27 | No | No | No | No | No | Standing | None | None | None | No | No | No |  | No | 2025-04-28 14:48 | 2025-04-28 14:48 | ascott3 | 2025-04-28 14:48 | ascott3 | 2025-04-28 14:48 | No Photo Available | https://collectorweb.dot.state.oh.us/arcgis/rest/services/HIGHWAY_LIGHTING/HighwayLighting_Reference/FeatureServer/7/544813/attachments/ | http://data.mapchannels.com/dualmaps6/map.htm?lat=39.348336&lng=-84.272207
08 | WARREN | WAR | IR | 00071 |  | 4.634 |  | SWARIR00071**C | WAR-71-4.634 | 39.3488 | -84.2718 | 2025-12-31 | Active |  |  |  | State | HL0033516 | 2020-02-19 19:00 |  | State | B-2 | Conventional | No | [6 empty] | 1 |  |  |  | No |  | Yes | No | No | No |  | HPS | 1 | 200 |  |  | No |  | Cooper/Eaton |  | 480 L-N |  | No | No | No | No | No | [12 empty] | 2026-01-05 17:30 | NULL | 0 | 2026-01-05 17:30 | dturner | 2020-02-19 19:00 | dturner | 2020-02-19 21:29 | No | No | No | No | No | Standing | None | None | None | No | No | No | Reset pole today still needs fixture | Yes | 2026-01-05 17:30 | 2026-01-05 17:30 | csonner1 | 2026-01-05 17:32 | csonner1 | 2026-01-05 17:32 | No Photo Available | No Photo Available | http://data.mapchannels.com/dualmaps6/map.htm?lat=39.348755&lng=-84.271791
08 | WARREN | WAR | IR | 00071 |  | 4.662 |  | SWARIR00071**C | WAR-71-4.662 | 39.3491 | -84.2715 | 2025-12-31 | Active |  |  |  | State | HL0033517 | 2020-02-19 19:08 |  | State | B-1 | Conventional | No | [6 empty] | 1 |  |  |  | No |  | Yes | No | No | No |  | HPS | 1 | 200 |  |  | No |  | Cooper/Eaton |  | 480 L-N |  | No | No | No | No | No | [12 empty] | 2025-04-28 14:50 | NULL | 0 | 2025-04-28 14:50 | dturner | 2020-02-19 19:09 | dturner | 2020-02-19 21:30 | No | No | No | No | No | Standing | None | None | None | No | No | No |  | No | 2025-04-28 14:50 | 2025-04-28 14:50 | ascott3 | 2025-04-28 14:51 | ascott3 | 2025-04-28 14:51 | No Photo Available | https://collectorweb.dot.state.oh.us/arcgis/rest/services/HIGHWAY_LIGHTING/HighwayLighting_Reference/FeatureServer/7/544013/attachments/ | http://data.mapchannels.com/dualmaps6/map.htm?lat=39.349074&lng=-84.271459
08 | WARREN | WAR | IR | 00071 |  | 5.296 |  | SWARIR00071**C | WAR-71-5.296 | 39.3564 | -84.2643 | 2025-12-31 | Active |  |  |  | State | HL0038795 |  |  | State | D2-9 | Conventional | [14 empty] | No | No | No |  | LED | [27 empty] | 2025-04-28 15:33 | NULL |  | 2025-04-28 15:33 | ascott3 | 2024-06-20 12:07 | ascott3 | 2024-06-20 12:07 | No | No | No | No | No | Standing | None | None | None | No | No | No |  | No | 2025-04-28 15:33 | 2025-04-28 15:33 | ascott3 | 2025-04-28 15:33 | ascott3 | 2025-04-28 15:33 | No Photo Available | https://collectorweb.dot.state.oh.us/arcgis/rest/services/HIGHWAY_LIGHTING/HighwayLighting_Reference/FeatureServer/7/544415/attachments/ | http://data.mapchannels.com/dualmaps6/map.htm?lat=39.356368&lng=-84.264259
08 | WARREN | WAR | IR | 00071 |  | 13.87 |  | SWARIR00071**N | WAR-71-13.870 | 39.4147 | -84.1305 | 2025-12-31 | Active |  |  |  | State | HL0005631 |  |  | State |  | Conventional | [14 empty] | No | No | No |  | HPS | [28 empty] | NULL |  |  | Dsnyder5 | 2018-06-13 16:44 | mhurlow1 | 2018-07-25 12:49 | [20 empty] | No Photo Available | No Photo Available | http://data.mapchannels.com/dualmaps6/map.htm?lat=39.414651&lng=-84.130457
08 | WARREN | WAR | IR | 00071 |  | 13.913 |  | SWARIR00071**N | WAR-71-13.913 | 39.4147 | -84.1297 | 2025-12-31 | Active |  |  |  | State | HL0002403 |  |  | State |  | Conventional | [14 empty] | No | No | No |  | HPS | [28 empty] | NULL |  |  | Dsnyder5 | 2018-06-13 16:44 | mhurlow1 | 2018-07-25 12:49 | [20 empty] | No Photo Available | No Photo Available | http://data.mapchannels.com/dualmaps6/map.htm?lat=39.414722&lng=-84.129655
08 | WARREN | WAR | IR | 00071 |  | 13.956 |  | SWARIR00071**N | WAR-71-13.956 | 39.4148 | -84.1289 | 2025-12-31 | Active |  |  |  | State | HL0018982 |  |  | State |  | Conventional | [14 empty] | No | No | No |  | HPS | [28 empty] | NULL |  |  | Dsnyder5 | 2018-06-13 16:44 | mhurlow1 | 2018-07-25 12:49 | [20 empty] | No Photo Available | No Photo Available | http://data.mapchannels.com/dualmaps6/map.htm?lat=39.414790&lng=-84.128861
08 | WARREN | WAR | IR | 00071 |  | 13.998 |  | SWARIR00071**N | WAR-71-13.998 | 39.4149 | -84.1281 | 2025-12-31 | Active |  |  |  | State | HL0008162 |  |  | State |  | Conventional | [14 empty] | No | No | No |  | HPS | [28 empty] | NULL |  |  | Dsnyder5 | 2018-06-13 16:44 | mhurlow1 | 2018-07-25 12:49 | [20 empty] | No Photo Available | No Photo Available | http://data.mapchannels.com/dualmaps6/map.htm?lat=39.414855&lng=-84.128070
08 | WARREN | WAR | IR | 00071 |  | 16.255 |  | SWARIR00071**N | WAR-71-16.255 | 39.4251 | -84.0885 | 2025-12-31 | Active |  |  |  | State | HL0038780 |  |  | State | C1-1 | Conventional | No |  | AT | A |  |  |  | 1 |  |  |  |  | No | No | No | No | No |  | LED | 1 |  | 77 |  | No | [22 empty] | 2025-04-24 16:34 | NULL |  | 2025-04-24 16:34 | ascott3 | 2024-06-19 16:43 | jritchie2 | 2026-06-22 17:22 | No | No | No | No | No | Standing | None | None | None | No | No | No |  | No | 2025-04-24 16:34 | 2025-04-24 16:34 | ascott3 | 2025-04-24 16:34 | ascott3 | 2025-04-24 16:34 | No Photo Available | https://collectorweb.dot.state.oh.us/arcgis/rest/services/HIGHWAY_LIGHTING/HighwayLighting_Reference/FeatureServer/7/544403/attachments/ | http://data.mapchannels.com/dualmaps6/map.htm?lat=39.425114&lng=-84.088505
08 | WARREN | WAR | IR | 00071 |  | 16.565 |  | SWARIR00071**C | WAR-71-16.565 | 39.4273 | -84.083 | 2025-12-31 | Active |  |  |  | State | HL0038763 |  |  | State | C1-8 | Conventional | No |  | AT | A |  |  |  | 1 |  |  |  |  | No | No | No | No | No |  | LED | 1 |  | 70 |  | No |  | Philips Lumec | [20 empty] | 2025-04-24 16:45 | NULL |  | 2025-04-24 16:46 | ascott3 | 2024-06-19 15:30 | jritchie2 | 2026-06-22 17:19 | No | No | No | No | No | Standing | None | None | None | No | No | No |  | No | 2025-04-24 16:45 | 2025-04-24 16:46 | ascott3 | 2025-04-24 16:46 | ascott3 | 2025-04-24 16:46 | No Photo Available | https://collectorweb.dot.state.oh.us/arcgis/rest/services/HIGHWAY_LIGHTING/HighwayLighting_Reference/FeatureServer/7/539605/attachments/ | http://data.mapchannels.com/dualmaps6/map.htm?lat=39.427313&lng=-84.083010
08 | WARREN | WAR | IR | 00071 |  | 17.212 |  | SWARIR00071**C | WAR-71-17.212 | 39.4331 | -84.0735 | 2025-12-31 | Active |  |  |  | State | HL0038774 |  |  | State | C1-16 | Conventional | No |  | AT | A |  |  |  | 1 |  |  |  |  | No | No | No | No | No |  | LED | 1 |  | 90 | 12,000 - 15,999 | No | [22 empty] | 2025-04-24 17:10 | NULL |  | 2025-04-24 17:10 | ascott3 | 2024-06-19 15:50 | jritchie2 | 2026-06-22 17:05 | No | No | No | No | No | Standing | None | None | None | No | No | No |  | No | 2025-04-24 17:10 | 2025-04-24 17:10 | ascott3 | 2025-04-24 17:10 | ascott3 | 2025-04-24 17:10 | No Photo Available | https://collectorweb.dot.state.oh.us/arcgis/rest/services/HIGHWAY_LIGHTING/HighwayLighting_Reference/FeatureServer/7/543207/attachments/ | http://data.mapchannels.com/dualmaps6/map.htm?lat=39.433113&lng=-84.073526
08 | WARREN | WAR | IR | 00075 |  | 0.015 |  | SWARIR00075**N | WAR-75-0.015 | 39.4354 | -84.3388 | 2025-12-31 | Active |  |  |  | State | HL0027919 |  |  | State | A25 | Tower |  | 4 | [12 empty] | No | No | No |  | HPS | [27 empty] | 2021-07-16 04:00 | 3 - Needs Inspected in 3 CY |  |  | teri.scanlon | 2014-12-12 10:00 | teri.scanlon | 2014-12-12 10:00 | No | No | No | No | No | Standing | None | None | None | No | No | No |  |  | 2021-07-16 04:00 |  | rdixon5 | 2021-07-16 18:42 | acode1@Admin | 2022-05-20 15:09 | No Photo Available | No Photo Available | http://data.mapchannels.com/dualmaps6/map.htm?lat=39.435370&lng=-84.338752
08 | WARREN | WAR | IR | 00075 |  | 0.101 |  | SWARIR00075**N | WAR-75-0.101 | 39.4365 | -84.3381 | 2025-12-31 | Active |  |  |  | State | HL0027915 |  |  | State | A26 | Tower |  | 4 | [12 empty] | No | No | No |  | HPS | [27 empty] | 2021-07-16 04:00 | 3 - Needs Inspected in 3 CY |  |  | teri.scanlon | 2014-12-12 09:58 | teri.scanlon | 2014-12-12 09:58 | No | No | No | No | No | Standing | None | None | None | No | No | No |  |  | 2021-07-16 04:00 |  | rdixon5 | 2021-07-16 18:41 | acode1@Admin | 2022-05-20 15:07 | No Photo Available | No Photo Available | http://data.mapchannels.com/dualmaps6/map.htm?lat=39.436492&lng=-84.338065
08 | WARREN | WAR | IR | 00075 |  | 0.191 |  | SWARIR00075**N | WAR-75-0.191 | 39.4377 | -84.3374 | 2025-12-31 | Active |  |  |  | State | HL0027913 |  |  | State | B14 | Tower |  | 4 | [12 empty] | No | No | No |  | HPS | [27 empty] | 2022-10-24 13:36 | 4 - Needs Inspected in 4 CY |  |  | teri.scanlon | 2014-12-12 09:56 | teri.scanlon | 2014-12-12 09:56 | No | No | No | No | No | Standing | None | None | None | No | No | No |  |  | 2022-10-24 13:36 |  | csonner1 | 2022-10-24 13:36 | csonner1 | 2022-10-24 13:36 | No Photo Available | No Photo Available | http://data.mapchannels.com/dualmaps6/map.htm?lat=39.437666&lng=-84.337355
08 | WARREN | WAR | IR | 00075 |  | 0.251 |  | SWARIR00075**N | WAR-75-0.251 | 39.4385 | -84.3369 | 2025-12-31 | Active |  |  |  | State | HL0027910 |  |  | State | B13 | Tower |  | 4 | [12 empty] | No | No | No |  | HPS | [27 empty] | 2022-10-24 13:37 | 4 - Needs Inspected in 4 CY |  |  | teri.scanlon | 2014-12-12 09:54 | teri.scanlon | 2014-12-12 09:54 | No | No | No | No | No | Standing | None | None | None | No | No | No |  |  | 2022-10-24 13:37 |  | csonner1 | 2022-10-24 13:36 | csonner1 | 2022-10-24 13:36 | No Photo Available | No Photo Available | http://data.mapchannels.com/dualmaps6/map.htm?lat=39.438461&lng=-84.336874
08 | WARREN | WAR | IR | 00075 |  | 0.508 |  | SWARIR00075**C | WAR-75-0.508 | 39.4412 | -84.3352 | 2025-12-31 | Active |  |  |  | State | HL0027906 |  |  | State | B1-2 | Tower |  | 4 | [12 empty] | No | No | No |  | HPS | [27 empty] | 2022-10-24 14:54 | 4 - Needs Inspected in 4 CY |  |  | phillip.monnier | 2014-12-12 09:50 | csonner1 | 2022-10-24 14:53 | No | No | No | No | No | Standing | None | None | None | No | No | No |  |  | 2022-10-24 14:54 |  | csonner1 | 2022-10-24 14:53 | csonner1 | 2022-10-24 14:53 | No Photo Available | No Photo Available | http://data.mapchannels.com/dualmaps6/map.htm?lat=39.441249&lng=-84.335176
08 | WARREN | WAR | IR | 00075 |  | 0.542 |  | SWARIR00075**N | WAR-75-0.542 | 39.4423 | -84.3346 | 2025-12-31 | Active |  |  |  | State | HL0027904 |  |  | State | B11 | Tower |  | 4 | [12 empty] | No | No | No |  | HPS | [27 empty] | 2022-10-24 14:54 | 4 - Needs Inspected in 4 CY |  |  | phillip.monnier | 2014-12-12 09:48 | phillip.monnier | 2014-12-12 09:48 | No | No | No | No | No | Standing | None | None | None | No | No | No |  |  | 2022-10-24 14:54 |  | csonner1 | 2022-10-24 14:54 | csonner1 | 2022-10-24 14:54 | No Photo Available | No Photo Available | http://data.mapchannels.com/dualmaps6/map.htm?lat=39.442278&lng=-84.334574
08 | WARREN | WAR | IR | 00075 |  | 0.627 |  | SWARIR00075**N | WAR-75-0.627 | 39.4434 | -84.3339 | 2025-12-31 | Active |  |  |  | State | HL0027902 |  |  | State | B31 | Tower |  | 4 | [12 empty] | No | No | No |  | HPS | [27 empty] | 2025-09-19 12:56 | 7 - Needs Inspected in 7 CY |  | 2025-09-19 12:56 | phillip.monnier | 2014-12-12 09:46 | phillip.monnier | 2014-12-12 09:46 | No | No | No | No | No | Standing | None | None | None | No | No | No | REPLACED TOWER PLUGS/FAULTY | No | 2025-09-19 12:56 | 2025-09-19 12:56 | csonner1 | 2025-09-19 12:57 | csonner1 | 2025-09-19 12:57 | No Photo Available | https://collectorweb.dot.state.oh.us/arcgis/rest/services/HIGHWAY_LIGHTING/HighwayLighting_Reference/FeatureServer/7/557733/attachments/ | http://data.mapchannels.com/dualmaps6/map.htm?lat=39.443398&lng=-84.333891
08 | WARREN | WAR | IR | 00075 |  | 0.711 |  | SWARIR00075**N | WAR-75-0.711 | 39.4445 | -84.3332 | 2025-12-31 | Active |  |  |  | State | HL0027899 |  |  | State | B32 | Tower |  | 4 | [12 empty] | No | No | No |  | HPS | [27 empty] | 2022-10-24 17:23 | 4 - Needs Inspected in 4 CY |  |  | phillip.monnier | 2014-12-12 09:44 | phillip.monnier | 2014-12-12 09:44 | No | No | No | No | No | Standing | None | None | None | No | No | No |  |  | 2022-10-24 17:23 |  | csonner1 | 2022-10-24 17:22 | csonner1 | 2022-10-24 17:22 | No Photo Available | No Photo Available | http://data.mapchannels.com/dualmaps6/map.htm?lat=39.444502&lng=-84.333228
08 | WARREN | WAR | IR | 00075 |  | 0.797 |  | SWARIR00075**N | WAR-75-0.797 | 39.4456 | -84.3326 | 2025-12-31 | Active |  |  |  | State | HL0027896 |  |  | State | B33 | Tower |  | 4 | [12 empty] | No | No | No |  | HPS | [27 empty] | 2022-10-24 17:23 | 4 - Needs Inspected in 4 CY |  |  | phillip.monnier | 2014-12-12 09:42 | phillip.monnier | 2014-12-12 09:42 | No | No | No | No | No | Standing | None | None | None | No | No | No |  |  | 2022-10-24 17:23 |  | csonner1 | 2022-10-24 17:23 | csonner1 | 2022-10-24 17:23 | No Photo Available | No Photo Available | http://data.mapchannels.com/dualmaps6/map.htm?lat=39.445631&lng=-84.332551
08 | WARREN | WAR | IR | 00075 |  | 0.887 |  | SWARIR00075**N | WAR-75-0.887 | 39.4468 | -84.3319 | 2025-12-31 | Active |  |  |  | State | HL0027894 |  |  | State | B34 | Tower |  | 4 | [12 empty] | No | No | No |  | HPS | [27 empty] | 2025-06-17 17:04 | 7 - Needs Inspected in 7 CY |  | 2025-06-17 17:04 | phillip.monnier | 2014-12-12 09:40 | phillip.monnier | 2014-12-12 09:40 | No | No | No | No | No | Standing | None | None | None | No | No | No |  | No | 2025-06-17 17:04 | 2025-06-17 17:04 | ascott3 | 2025-06-17 17:05 | ascott3 | 2025-06-17 17:05 | No Photo Available | https://collectorweb.dot.state.oh.us/arcgis/rest/services/HIGHWAY_LIGHTING/HighwayLighting_Reference/FeatureServer/7/550858/attachments/ | http://data.mapchannels.com/dualmaps6/map.htm?lat=39.446813&lng=-84.331852
08 | WARREN | WAR | IR | 00075 |  | 0.978 |  | SWARIR00075**N | WAR-75-0.978 | 39.448 | -84.3311 | 2025-12-31 | Active |  |  |  | State | HL0027891 |  |  | State | B35 | Tower |  | 4 | [12 empty] | No | No | No |  | HPS | [27 empty] | 2025-06-17 17:42 | 7 - Needs Inspected in 7 CY |  |  | phillip.monnier | 2014-12-12 09:37 | phillip.monnier | 2014-12-12 09:37 | No | No | No | No | No | Standing | None | None | None | No | No | No | 1 fixture 1 cluster | Yes | 2025-06-17 17:42 |  | ascott3 | 2025-06-17 17:42 | ascott3 | 2025-06-17 17:42 | No Photo Available | No Photo Available | http://data.mapchannels.com/dualmaps6/map.htm?lat=39.447995&lng=-84.331118
08 | WARREN | WAR | IR | 00075 |  | 1.069 |  | SWARIR00075**N | WAR-75-1.069 | 39.4492 | -84.3304 | 2025-12-31 | Active |  |  |  | State | HL0027890 |  |  | State | B36 | Tower |  | 4 | [12 empty] | No | No | No |  | HPS | [27 empty] | 2025-06-17 17:41 | 7 - Needs Inspected in 7 CY |  | 2025-06-17 17:41 | phillip.monnier | 2014-12-12 09:35 | phillip.monnier | 2014-12-12 09:35 | No | No | No | No | No | Standing | None | None | None | No | No | No |  | No | 2025-06-17 17:41 | 2025-06-17 17:41 | ascott3 | 2025-06-17 17:42 | ascott3 | 2025-06-17 17:42 | No Photo Available | https://collectorweb.dot.state.oh.us/arcgis/rest/services/HIGHWAY_LIGHTING/HighwayLighting_Reference/FeatureServer/7/552857/attachments/ | http://data.mapchannels.com/dualmaps6/map.htm?lat=39.449206&lng=-84.330403
08 | WARREN | WAR | IR | 00075 |  | 1.16 |  | SWARIR00075**N | WAR-75-1.160 | 39.4504 | -84.3297 | 2025-12-31 | Active |  |  |  | State | HL0027887 |  |  | State | B37 | Tower |  | 4 | [12 empty] | No | No | No |  | HPS | [27 empty] | 2025-06-17 18:03 | 7 - Needs Inspected in 7 CY |  | 2025-06-17 18:03 | phillip.monnier | 2014-12-12 09:33 | phillip.monnier | 2014-12-12 09:33 | No | No | No | No | No | Standing | None | None | None | No | No | No |  | No | 2025-06-17 18:03 | 2025-06-17 18:03 | ascott3 | 2025-06-17 18:03 | ascott3 | 2025-06-17 18:03 | No Photo Available | https://collectorweb.dot.state.oh.us/arcgis/rest/services/HIGHWAY_LIGHTING/HighwayLighting_Reference/FeatureServer/7/551258/attachments/ | http://data.mapchannels.com/dualmaps6/map.htm?lat=39.450417&lng=-84.329742
08 | WARREN | WAR | IR | 00075 |  | 1.248 |  | SWARIR00075**N | WAR-75-1.248 | 39.4516 | -84.3292 | 2025-12-31 | Active |  |  |  | State | HL0027886 |  |  | State | B39 | Tower |  | 4 | [12 empty] | No | No | No |  | HPS | [27 empty] | 2025-06-17 18:16 | 7 - Needs Inspected in 7 CY |  | 2025-06-17 18:16 | phillip.monnier | 2014-12-12 09:31 | phillip.monnier | 2014-12-12 09:31 | No | No | No | No | No | Standing | None | None | None | No | No | No |  | No | 2025-06-17 18:16 | 2025-06-17 18:16 | ascott3 | 2025-06-17 18:26 | ascott3 | 2025-06-17 18:26 | No Photo Available | https://collectorweb.dot.state.oh.us/arcgis/rest/services/HIGHWAY_LIGHTING/HighwayLighting_Reference/FeatureServer/7/552858/attachments/ | http://data.mapchannels.com/dualmaps6/map.htm?lat=39.451617&lng=-84.329156
08 | WARREN | WAR | IR | 00075 |  | 4.799 |  | SWARIR00075**C | WAR-75-4.799 | 39.5021 | -84.3231 | 2025-12-31 | Active |  |  |  | State | HL0015393 | 2020-01-30 20:19 |  | State | CB-8 | Conventional | No |  | AT | A |  |  |  | 1 |  |  |  | No | No | No | No | No | No |  | LED | 1 |  | 70 |  | No |  |  |  | 480 L-N |  | No | No | No | No | No | [12 empty] | 2025-10-13 18:26 | NULL |  |  | mhurlow1 | 2018-04-26 17:42 | jritchie2 | 2026-06-25 14:09 | No | No | No | No | No | Standing | None | None | None | No | No | No |  | No | 2025-10-13 18:26 |  | csonner1 | 2025-10-13 18:26 | csonner1 | 2025-10-13 18:26 | No Photo Available | No Photo Available | http://data.mapchannels.com/dualmaps6/map.htm?lat=39.502062&lng=-84.323087
08 | WARREN | WAR | IR | 00075 |  | 7.51 |  | SWARIR00075**N | WAR-75-7.510 | 39.537 | -84.3023 | 2025-12-31 | Active |  |  |  | State | HL0006936 | 2020-01-30 19:22 |  | State | BA-1 | Conventional | No | [6 empty] | 1 |  |  |  | No |  | Yes | No | No | No |  | LED | 1 |  | 130 |  | No |  |  |  | 480 L-N |  | No | No | No | No | No | [12 empty] | 2025-10-14 11:38 | NULL |  |  | mhurlow1 | 2018-05-30 18:19 | jritchie2 | 2026-06-25 14:14 | No | No | No | No | No | Standing | None | None | None | No | No | No |  | No | 2025-10-14 11:38 |  | csonner1 | 2025-10-14 11:38 | csonner1 | 2025-10-14 11:38 | No Photo Available | No Photo Available | http://data.mapchannels.com/dualmaps6/map.htm?lat=39.536993&lng=-84.302348
08 | WARREN | WAR | IR | 00075 |  | 8.591 |  | SWARIR00075**C | WAR-75-8.591 | 39.5468 | -84.2875 | 2025-12-31 | Active |  |  |  | State | HL0016824 | 2020-01-30 01:04 |  | State | BA-18 | Conventional | No |  | AT | A |  |  |  | 1 |  |  |  | No | No | Yes | No | No | No |  | LED | 1 |  | 90 | 12,000 - 15,999 | No |  |  |  | 480 L-N |  | No | No | No | No | No | [12 empty] | 2025-10-14 11:31 | NULL |  |  | mhurlow1 | 2018-04-26 18:00 | jritchie2 | 2026-06-25 14:20 | No | No | No | No | No | Standing | None | None | None | No | No | No |  | No | 2025-10-14 11:31 |  | csonner1 | 2025-10-14 11:31 | csonner1 | 2025-10-14 11:31 | No Photo Available | No Photo Available | http://data.mapchannels.com/dualmaps6/map.htm?lat=39.546813&lng=-84.287492
08 | WARREN | WAR | IR | 00075 |  | 9.591 |  | SWARIR00075**N | WAR-75-9.591 | 39.5584 | -84.275 | 2025-12-31 | Active |  |  |  | State | HL0011188 | 2020-01-30 00:31 |  | State | AA-1 | Conventional | No | [6 empty] | 1 |  |  |  | No |  | Yes | No | No | No |  | HPS | 1 | 400 |  |  | No |  | Cooper/Eaton |  | 480 L-N |  | No | No | No | No | No | [12 empty] | 2025-10-14 12:16 | NULL | 0 |  | mhurlow1 | 2018-04-26 18:11 | ascott3 | 2024-05-31 12:58 | No | No | No | No | No | Standing | None | None | None | No | No | No |  | No | 2025-10-14 12:16 |  | csonner1 | 2025-10-14 12:16 | csonner1 | 2025-10-14 12:16 | No Photo Available | No Photo Available | http://data.mapchannels.com/dualmaps6/map.htm?lat=39.558354&lng=-84.274979
08 | WARREN | WAR | RA | 31528 |  | 0.106 |  | SWARRA31528**C | WAR-31528-0.106 | 39.2938 | -84.3151 | 2025-12-31 | Active |  |  |  | State | HL0021559 | 2020-02-14 20:59 |  | State | A-1 | Conventional | No |  | AT | A |  |  |  | 1 |  |  |  | No | No | No | No | No | No |  | LED | 1 |  | 90 | 12,000 - 15,999 | No |  |  |  | 480 L-N |  | No | No | No | No | No | [12 empty] | 2025-04-28 17:09 | NULL |  | 2025-04-28 17:09 | mhurlow1 | 2018-05-30 16:35 | jritchie2 | 2026-06-23 17:05 | No | No | No | No | No | Standing | None | None | None | No | No | No |  | No | 2025-04-28 17:09 | 2025-04-28 17:09 | ascott3 | 2025-04-28 17:09 | ascott3 | 2025-04-28 17:09 | No Photo Available | https://collectorweb.dot.state.oh.us/arcgis/rest/services/HIGHWAY_LIGHTING/HighwayLighting_Reference/FeatureServer/7/526839/attachments/ | http://data.mapchannels.com/dualmaps6/map.htm?lat=39.293752&lng=-84.315144
08 | WARREN | WAR | RA | 31528 |  | 0.137 |  | SWARRA31528**C | WAR-31528-0.137 | 39.2939 | -84.3147 | 2025-12-31 | Active |  |  |  | State | HL0017601 | 2020-02-14 21:02 |  | State | A-2 | Conventional | No |  | AT | A |  |  |  | 1 |  |  |  | No | No | No | No | No | No |  | LED | 1 |  | 90 |  | No |  |  |  | 480 L-N |  | No | No | No | No | No | [12 empty] | 2025-04-28 17:07 | NULL |  | 2025-04-28 17:07 | mhurlow1 | 2018-05-30 16:36 | jritchie2 | 2026-06-23 17:05 | No | No | No | No | No | Standing | None | None | None | No | No | No |  | No | 2025-04-28 17:07 | 2025-04-28 17:07 | ascott3 | 2025-04-28 17:07 | ascott3 | 2025-04-28 17:07 | No Photo Available | https://collectorweb.dot.state.oh.us/arcgis/rest/services/HIGHWAY_LIGHTING/HighwayLighting_Reference/FeatureServer/7/532047/attachments/ | http://data.mapchannels.com/dualmaps6/map.htm?lat=39.293943&lng=-84.314694
08 | WARREN | WAR | RA | 31528 |  | 0.17 |  | SWARRA31528**C | WAR-31528-0.170 | 39.2938 | -84.3142 | 2025-12-31 | Active |  |  |  | State | HL0019881 | 2020-02-14 21:05 |  | State | A-3 | Conventional | No |  | AT | A |  |  |  | 1 |  |  |  | No | No | No | No | No | No |  | LED | 1 |  | 90 | 12,000 - 15,999 | No |  |  |  | 480 L-N |  | No | No | No | No | No | [12 empty] | 2025-04-28 17:12 | NULL |  | 2025-04-28 17:12 | mhurlow1 | 2018-05-30 16:36 | jritchie2 | 2026-06-23 17:06 | No | No | No | No | No | Standing | None | None | None | No | No | No |  | No | 2025-04-28 17:12 | 2025-04-28 17:12 | ascott3 | 2025-04-28 17:12 | ascott3 | 2025-04-28 17:12 | No Photo Available | https://collectorweb.dot.state.oh.us/arcgis/rest/services/HIGHWAY_LIGHTING/HighwayLighting_Reference/FeatureServer/7/542450/attachments/ | http://data.mapchannels.com/dualmaps6/map.htm?lat=39.293810&lng=-84.314206
08 | WARREN | WAR | RA | 31528 |  | 0.199 |  | SWARRA31528**C | WAR-31528-0.199 | 39.2935 | -84.314 | 2025-12-31 | Active |  |  |  | State | HL0021195 | 2020-02-14 21:07 |  | State | A-4 | Conventional | No |  | AT | A |  |  |  | 1 |  |  |  | No | No | No | No | No | No |  | LED | 1 |  | 90 |  | No |  |  |  | 480 L-N |  | No | No | No | No | No | [12 empty] | 2025-04-28 17:14 | NULL |  | 2025-04-28 17:14 | mhurlow1 | 2018-05-30 16:37 | jritchie2 | 2026-06-23 17:06 | No | No | No | No | No | Standing | None | None | None | No | No | No |  | No | 2025-04-28 17:14 | 2025-04-28 17:14 | ascott3 | 2025-04-28 17:14 | ascott3 | 2025-04-28 17:14 | No Photo Available | https://collectorweb.dot.state.oh.us/arcgis/rest/services/HIGHWAY_LIGHTING/HighwayLighting_Reference/FeatureServer/7/545215/attachments/ | http://data.mapchannels.com/dualmaps6/map.htm?lat=39.293491&lng=-84.314012
08 | WARREN | WAR | RA | 31528 |  | 0.236 |  | SWARRA31528**C | WAR-31528-0.236 | 39.2931 | -84.3142 | 2025-12-31 | Active |  |  |  | State | HL0010349 | 2020-02-14 21:09 |  | State | A-5 | Conventional | No |  | AT | A |  |  |  | 1 |  |  |  | No | No | No | No | No | No |  | LED | 1 |  | 90 |  | No |  |  |  | 480 L-N |  | No | No | No | No | No | [12 empty] | 2025-04-28 16:07 | NULL |  | 2025-04-28 16:08 | mhurlow1 | 2018-05-30 16:38 | jritchie2 | 2026-06-23 17:07 | No | No | No | No | No | Standing | None | None | None | No | No | No |  | No | 2025-04-28 16:07 | 2025-04-28 16:08 | ascott3 | 2025-04-28 16:08 | ascott3 | 2025-04-28 16:08 | No Photo Available | https://collectorweb.dot.state.oh.us/arcgis/rest/services/HIGHWAY_LIGHTING/HighwayLighting_Reference/FeatureServer/7/542013/attachments/ | http://data.mapchannels.com/dualmaps6/map.htm?lat=39.293100&lng=-84.314232
08 | WARREN | WAR | RA | 31528 |  | 0.27 |  | SWARRA31528**C | WAR-31528-0.270 | 39.293 | -84.3147 | 2025-12-31 | Active |  |  |  | State | HL0014987 | 2020-02-14 21:12 |  | State | A-6 | Conventional | No |  | AT | A |  |  |  | 1 |  |  |  | No | No | No | No | No | No |  | LED | 1 |  | 90 | 12,000 - 15,999 | No |  |  |  | 480 L-N |  | No | No | No | No | No | [12 empty] | 2025-04-28 16:10 | NULL |  | 2025-04-28 16:10 | mhurlow1 | 2018-05-30 16:38 | jritchie2 | 2026-06-23 17:09 | No | No | No | No | No | Standing | None | None | None | No | No | No |  | No | 2025-04-28 16:10 | 2025-04-28 16:10 | ascott3 | 2025-04-28 16:10 | ascott3 | 2025-04-28 16:10 | No Photo Available | https://collectorweb.dot.state.oh.us/arcgis/rest/services/HIGHWAY_LIGHTING/HighwayLighting_Reference/FeatureServer/7/541614/attachments/ | http://data.mapchannels.com/dualmaps6/map.htm?lat=39.292972&lng=-84.314742
08 | WARREN | WAR | RA | 31528 |  | 0.302 |  | SWARRA31528**C | WAR-31528-0.302 | 39.2931 | -84.3153 | 2025-12-31 | Active |  |  |  | State | HL0013096 | 2020-02-14 21:21 |  | State | A-7 | Conventional | No |  | AT | A |  |  |  | 1 |  |  |  | No | No | No | No | No | No |  | LED | 1 |  | 90 | 12,000 - 15,999 | No |  |  |  | 480 L-N |  | No | No | No | No | No | [12 empty] | 2025-04-28 16:12 | NULL |  | 2025-04-28 16:12 | mhurlow1 | 2018-05-30 16:39 | jritchie2 | 2026-06-23 17:10 | No | No | No | No | No | Standing | None | None | None | No | No | No |  | No | 2025-04-28 16:12 | 2025-04-28 16:12 | ascott3 | 2025-04-28 16:13 | ascott3 | 2025-04-28 16:13 | No Photo Available | https://collectorweb.dot.state.oh.us/arcgis/rest/services/HIGHWAY_LIGHTING/HighwayLighting_Reference/FeatureServer/7/541211/attachments/ | http://data.mapchannels.com/dualmaps6/map.htm?lat=39.293084&lng=-84.315252
08 | WARREN | WAR | RA | 31528 |  | 0.338 |  | SWARRA31528**C | WAR-31528-0.338 | 39.2935 | -84.3154 | 2025-12-31 | Active |  |  |  | State | HL0010657 | 2020-02-14 20:56 |  | State | A-8 | Conventional | No |  | AT | A |  |  |  | 1 |  |  |  | No | No | No | No | No | No |  | LED | 1 |  | 90 |  | No |  |  |  | 480 L-N |  | No | No | No | No | No | [12 empty] | 2025-04-28 16:16 | NULL |  | 2025-04-28 16:16 | mhurlow1 | 2018-05-30 16:41 | jritchie2 | 2026-06-23 17:04 | Yes | No | No | No | No | Standing | None | None | None | No | No | No |  | No | 2025-04-28 16:16 | 2025-04-28 16:16 | ascott3 | 2025-04-28 16:16 | ascott3 | 2025-04-28 16:16 | No Photo Available | https://collectorweb.dot.state.oh.us/arcgis/rest/services/HIGHWAY_LIGHTING/HighwayLighting_Reference/FeatureServer/7/544015/attachments/ | http://data.mapchannels.com/dualmaps6/map.htm?lat=39.293528&lng=-84.315413
08 | WARREN | WAR | RA | 83009 |  | 0.536 |  | SWARRA83009**C | WAR-83009-0.536 | 39.3832 | -84.2249 | 2025-12-31 | Active |  |  |  | State | HL0042849 |  |  | State | B34 | Conventional | No |  | AT | A |  |  |  | 1 | [5 empty] | No | No | No | No |  | LED | 1 |  | 120 | 12,000 - 15,999 | No |  |  |  | 480 L-L | [19 empty] | NULL |  |  | jritchie2 | 2026-04-28 15:53 | jritchie2 | 2026-04-28 15:53 | [20 empty] | https://collectorweb.dot.state.oh.us/arcgis/rest/services/HIGHWAY_LIGHTING/HighwayLighting_Reference/FeatureServer/6/481462/attachments/ | No Photo Available | http://data.mapchannels.com/dualmaps6/map.htm?lat=39.383246&lng=-84.224858
08 | WARREN | WAR | RA | 83009 |  | 0.588 |  | SWARRA83009**C | WAR-83009-0.588 | 39.383 | -84.2258 | 2025-12-31 | Active |  |  |  | State | HL0042848 |  |  | State | B35 | Conventional | No |  | AT | A |  |  |  | 1 | [5 empty] | No | No | No | No |  | LED | 1 |  | 120 | 16,000 - 19,999 | No |  | Philips Lumec |  | 480 L-L | [19 empty] | NULL |  |  | jritchie2 | 2026-04-28 15:55 | jritchie2 | 2026-04-28 15:55 | [20 empty] | https://collectorweb.dot.state.oh.us/arcgis/rest/services/HIGHWAY_LIGHTING/HighwayLighting_Reference/FeatureServer/6/481062/attachments/ | No Photo Available | http://data.mapchannels.com/dualmaps6/map.htm?lat=39.383043&lng=-84.225792
08 | WARREN | WAR | RA | 83009 |  | 0.638 |  | SWARRA83009**C | WAR-83009-0.638 | 39.3828 | -84.2267 | 2025-12-31 | Active |  |  |  | State | HL0042847 |  |  | State | B36 | Conventional | No |  | AT | A |  |  |  | 1 |  |  |  |  | No | No | No | No | No |  | LED | 1 |  | 120 | 16,000 - 19,999 | No | [23 empty] | NULL |  |  | jritchie2 | 2026-04-28 15:58 | jritchie2 | 2026-04-28 15:58 | [20 empty] | https://collectorweb.dot.state.oh.us/arcgis/rest/services/HIGHWAY_LIGHTING/HighwayLighting_Reference/FeatureServer/6/479429/attachments/ | No Photo Available | http://data.mapchannels.com/dualmaps6/map.htm?lat=39.382830&lng=-84.226693
08 | WARREN | WAR | RA | 83009 |  | 0.687 |  | SWARRA83009**C | WAR-83009-0.687 | 39.3826 | -84.2276 | 2025-12-31 | Active |  |  |  | State | HL0042846 |  |  | State | B37 | Conventional | No |  | AT | A |  |  |  | 1 |  |  |  |  | No | No | No | No | No |  | LED | 1 |  | 120 | 12,000 - 15,999 | No | [23 empty] | NULL |  |  | jritchie2 | 2026-04-28 16:00 | jritchie2 | 2026-04-28 16:00 | [20 empty] | https://collectorweb.dot.state.oh.us/arcgis/rest/services/HIGHWAY_LIGHTING/HighwayLighting_Reference/FeatureServer/6/479029/attachments/ | No Photo Available | http://data.mapchannels.com/dualmaps6/map.htm?lat=39.382644&lng=-84.227574
08 | WARREN | WAR | RA | 83010 |  | 0.033 |  | SWARRA83010**C | WAR-83010-0.033 | 39.3823 | -84.2206 | 2025-12-31 | Active |  |  |  | State | HL0042832 |  |  | State | C2 | Conventional | No |  | AT | A |  |  |  | 1 | [5 empty] | No | No | No | No |  | LED | 1 |  | 120 | 16,000 - 19,999 | No | [23 empty] | NULL |  |  | jritchie2 | 2026-04-27 16:42 | jritchie2 | 2026-04-27 16:42 | [20 empty] | https://collectorweb.dot.state.oh.us/arcgis/rest/services/HIGHWAY_LIGHTING/HighwayLighting_Reference/FeatureServer/6/478217/attachments/ | No Photo Available | http://data.mapchannels.com/dualmaps6/map.htm?lat=39.382321&lng=-84.220581
08 | WARREN | WAR | RA | 83010 |  | 0.045 |  | SWARRA83010**C | WAR-83010-0.045 | 39.3822 | -84.2203 | 2025-12-31 | Active |  |  |  | State | HL0042835 |  |  | State | C3 | Conventional | No |  | AT | A |  |  |  | 1 | [5 empty] | No | No | No | No |  | LED | 1 |  | 120 | 12,000 - 15,999 | No | [23 empty] | NULL |  |  | jritchie2 | 2026-04-27 16:45 | jritchie2 | 2026-04-27 16:45 | [20 empty] | https://collectorweb.dot.state.oh.us/arcgis/rest/services/HIGHWAY_LIGHTING/HighwayLighting_Reference/FeatureServer/6/478218/attachments/ | No Photo Available | http://data.mapchannels.com/dualmaps6/map.htm?lat=39.382214&lng=-84.220318
08 | WARREN | WAR | RA | 83011 |  | 0.137 |  | SWARRA83011**C | WAR-83011-0.137 | 39.3835 | -84.219 | 2025-12-31 | Active |  |  |  | State | HL0042815 |  |  | State | C6 | Conventional | No |  | AT | A |  |  |  | 1 | [5 empty] | No | No | No | No |  | LED | 1 |  | 120 | 16,000 - 19,999 | No |  |  |  | 480 L-N | [19 empty] | NULL |  |  | jritchie2 | 2026-04-24 16:33 | jritchie2 | 2026-04-24 16:40 | [20 empty] | https://collectorweb.dot.state.oh.us/arcgis/rest/services/HIGHWAY_LIGHTING/HighwayLighting_Reference/FeatureServer/6/477815/attachments/ | No Photo Available | http://data.mapchannels.com/dualmaps6/map.htm?lat=39.383511&lng=-84.219019
08 | WARREN | WAR | RA | 83011 |  | 0.166 |  | SWARRA83011**C | WAR-83011-0.166 | 39.3835 | -84.2185 | 2025-12-31 | Active |  |  |  | State | HL0042814 |  |  | State | C7 | Conventional |  |  | AT | A |  |  |  | 1 | [6 empty] | No | No | No |  | LED | 1 |  | 120 | 16,000 - 19,999 |  |  |  |  | 480 L-N | [19 empty] | NULL |  |  | jritchie2 | 2026-04-24 16:49 | jritchie2 | 2026-04-24 16:49 | [20 empty] | https://collectorweb.dot.state.oh.us/arcgis/rest/services/HIGHWAY_LIGHTING/HighwayLighting_Reference/FeatureServer/6/475554/attachments/ | No Photo Available | http://data.mapchannels.com/dualmaps6/map.htm?lat=39.383510&lng=-84.218494
08 | WARREN | WAR | RA | 83011 |  | 0.191 |  | SWARRA83011**C | WAR-83011-0.191 | 39.3834 | -84.2181 | 2025-12-31 | Active |  |  |  | State | HL0042822 |  |  | State | C8 | Conventional |  |  | AT | A |  |  |  | 1 | [5 empty] | No | No | No | No |  | LED | 1 |  | 120 | 16,000 - 19,999 | No |  |  |  | 480 L-N | [19 empty] | NULL |  |  | jritchie2 | 2026-04-24 16:54 | pmonnier | 2026-04-24 17:03 | [20 empty] | https://collectorweb.dot.state.oh.us/arcgis/rest/services/HIGHWAY_LIGHTING/HighwayLighting_Reference/FeatureServer/6/473525/attachments/ | No Photo Available | http://data.mapchannels.com/dualmaps6/map.htm?lat=39.383369&lng=-84.218124
08 | WARREN | WAR | RA | 83011 |  | 0.219 |  | SWARRA83011**C | WAR-83011-0.219 | 39.3831 | -84.2178 | 2025-12-31 | Active |  |  |  | State | HL0042813 |  |  | State | C9 | Conventional | No |  | AT | A |  |  |  | 1 |  |  |  |  | No | No | No | No | No |  | LED | 1 |  | 120 | 16,000 - 19,999 | No |  |  |  | 480 L-N |  | No | No | No | No | No | [13 empty] | NULL |  |  | jritchie2 | 2026-04-24 16:59 | jritchie2 | 2026-04-24 16:59 | [20 empty] | https://collectorweb.dot.state.oh.us/arcgis/rest/services/HIGHWAY_LIGHTING/HighwayLighting_Reference/FeatureServer/6/465780/attachments/ | No Photo Available | http://data.mapchannels.com/dualmaps6/map.htm?lat=39.383093&lng=-84.217836
08 | WARREN | WAR | RA | 83011 |  | 0.245 |  | SWARRA83011**C | WAR-83011-0.245 | 39.3828 | -84.2178 | 2025-12-31 | Active |  |  |  | State | HL0042824 |  |  | State | C10 | Conventional | No |  | AT | A |  |  |  | 1 |  |  |  |  | No | No | No | No | No |  | LED | 1 |  | 120 | 16,000 - 19,999 | No |  |  |  | 480 L-N | [19 empty] | NULL |  |  | pmonnier | 2026-04-24 17:00 | pmonnier | 2026-04-24 17:00 | [20 empty] | https://collectorweb.dot.state.oh.us/arcgis/rest/services/HIGHWAY_LIGHTING/HighwayLighting_Reference/FeatureServer/6/482274/attachments/ | No Photo Available | http://data.mapchannels.com/dualmaps6/map.htm?lat=39.382770&lng=-84.217812
08 | WARREN | WAR | RA | 83011 |  | 0.271 |  | SWARRA83011**C | WAR-83011-0.271 | 39.3825 | -84.218 | 2025-12-31 | Active |  |  |  | State | HL0042825 |  |  | State | c11 | Conventional | No |  | AT | A |  |  |  | 1 |  |  |  |  | No | No | No | No | No |  | LED | 1 |  | 120 | 16,000 - 19,999 | No |  |  |  | 480 L-N | [19 empty] | NULL |  |  | pmonnier | 2026-04-24 17:02 | pmonnier | 2026-04-24 17:02 | [20 empty] | https://collectorweb.dot.state.oh.us/arcgis/rest/services/HIGHWAY_LIGHTING/HighwayLighting_Reference/FeatureServer/6/482275/attachments/ | No Photo Available | http://data.mapchannels.com/dualmaps6/map.htm?lat=39.382465&lng=-84.218006
08 | WARREN | WAR | RA | 83011 |  | 0.299 |  | SWARRA83011**C | WAR-83011-0.299 | 39.3823 | -84.2184 | 2025-12-31 | Active |  |  |  | State | HL0042821 |  |  | State | c12 | Conventional |  |  | AT | A |  |  |  | 1 | [5 empty] | No | No | No | No |  | HPS | 1 |  | 120 | 16,000 - 19,999 | No |  |  |  | 480 L-N | [19 empty] | NULL |  |  | jritchie2 | 2026-04-24 17:03 | jritchie2 | 2026-04-24 17:03 | [20 empty] | https://collectorweb.dot.state.oh.us/arcgis/rest/services/HIGHWAY_LIGHTING/HighwayLighting_Reference/FeatureServer/6/481056/attachments/ | No Photo Available | http://data.mapchannels.com/dualmaps6/map.htm?lat=39.382251&lng=-84.218406
08 | WARREN | WAR | RA | 83011 |  | 0.325 |  | SWARRA83011**C | WAR-83011-0.325 | 39.3822 | -84.2188 | 2025-12-31 | Active |  |  |  | State | HL0042820 |  |  | State | C13 | Conventional | No |  | AT | A |  |  |  | 1 |  |  |  |  | No | No | No | No | No |  | LED | 1 |  | 120 | 16,000 - 19,999 | No |  |  |  | 480 L-N | [19 empty] | NULL |  |  | pmonnier | 2026-04-24 17:05 | pmonnier | 2026-04-24 17:05 | [20 empty] | https://collectorweb.dot.state.oh.us/arcgis/rest/services/HIGHWAY_LIGHTING/HighwayLighting_Reference/FeatureServer/6/479423/attachments/ | No Photo Available | http://data.mapchannels.com/dualmaps6/map.htm?lat=39.382150&lng=-84.218847
08 | WARREN | WAR | RA | 83011 |  | 0.352 |  | SWARRA83011**C | WAR-83011-0.352 | 39.3822 | -84.2193 | 2025-12-31 | Active |  |  |  | State | HL0042816 |  |  | State | C14 | Conventional | No |  | AT | A |  |  |  | 1 |  |  |  |  | No | No | No | No | No |  | LED | 1 |  | 120 | 16,000 - 19,999 | No |  |  |  | 480 L-N | [19 empty] | NULL |  |  | pmonnier | 2026-04-24 17:08 | pmonnier | 2026-04-24 17:12 | [20 empty] | https://collectorweb.dot.state.oh.us/arcgis/rest/services/HIGHWAY_LIGHTING/HighwayLighting_Reference/FeatureServer/6/479424/attachments/ | No Photo Available | http://data.mapchannels.com/dualmaps6/map.htm?lat=39.382178&lng=-84.219336
08 | WARREN | WAR | RA | 83011 |  | 0.379 |  | SWARRA83011**C | WAR-83011-0.379 | 39.3823 | -84.2198 | 2025-12-31 | Active |  |  |  | State | HL0042819 |  |  | State | C15 | Conventional |  |  | AT | A |  |  |  | 1 | [6 empty] | No | No | No |  | HPS | 1 |  | 120 | 16,000 - 19,999 | No |  |  |  | 480 L-N | [19 empty] | NULL |  |  | jritchie2 | 2026-04-24 17:07 | jritchie2 | 2026-04-24 17:07 | [20 empty] | https://collectorweb.dot.state.oh.us/arcgis/rest/services/HIGHWAY_LIGHTING/HighwayLighting_Reference/FeatureServer/6/478623/attachments/ | No Photo Available | http://data.mapchannels.com/dualmaps6/map.htm?lat=39.382281&lng=-84.219779
08 | WARREN | WAR | RA | 83011 |  | 0.407 |  | SWARRA83011**C | WAR-83011-0.407 | 39.3826 | -84.22 | 2025-12-31 | Active |  |  |  | State | HL0042817 |  |  | State | C16 | Conventional |  |  | AT | A |  |  |  | 1 | [6 empty] | No | No | No |  | HPS | 1 |  | 120 | 16,000 - 19,999 | No | [23 empty] | NULL |  |  | jritchie2 | 2026-04-24 17:11 | jritchie2 | 2026-04-24 17:11 | [20 empty] | https://collectorweb.dot.state.oh.us/arcgis/rest/services/HIGHWAY_LIGHTING/HighwayLighting_Reference/FeatureServer/6/477416/attachments/ | No Photo Available | http://data.mapchannels.com/dualmaps6/map.htm?lat=39.382591&lng=-84.220033
08 | WARREN | WAR | RA | 83011 |  | 0.431 |  | SWARRA83011**C | WAR-83011-0.431 | 39.3829 | -84.2201 | 2025-12-31 | Active |  |  |  | State | HL0042818 |  |  | State | c17 | Conventional | No |  | AT | A |  |  |  | 1 |  |  |  |  | No | No | No | No | No |  | LED | 1 |  | 120 | 16,000 - 19,999 | No |  |  |  | 480 L-N | [19 empty] | NULL |  |  | pmonnier | 2026-04-24 17:10 | pmonnier | 2026-04-24 17:10 | [20 empty] | https://collectorweb.dot.state.oh.us/arcgis/rest/services/HIGHWAY_LIGHTING/HighwayLighting_Reference/FeatureServer/6/478216/attachments/ | No Photo Available | http://data.mapchannels.com/dualmaps6/map.htm?lat=39.382909&lng=-84.220114
08 | WARREN | WAR | RA | 83011 |  | 0.452 |  | SWARRA83011**C | WAR-83011-0.452 | 39.3832 | -84.22 | 2025-12-31 | Active |  |  |  | State | HL0042826 |  |  | State | c18 | Conventional | No |  | AT | A |  |  |  | 1 |  |  |  |  | No | No | No | No | No |  | LED | 1 |  | 120 | 16,000 - 19,999 | No |  |  |  | 480 L-N | [19 empty] | NULL |  |  | pmonnier | 2026-04-24 17:12 | pmonnier | 2026-04-24 17:12 | [20 empty] | https://collectorweb.dot.state.oh.us/arcgis/rest/services/HIGHWAY_LIGHTING/HighwayLighting_Reference/FeatureServer/6/482276/attachments/ | No Photo Available | http://data.mapchannels.com/dualmaps6/map.htm?lat=39.383186&lng=-84.219971
08 | WARREN | WAR | RA | 83011 |  | 0.546 |  | SWARRA83011**C | WAR-83011-0.546 | 39.3844 | -84.2192 | 2025-12-31 | Active |  |  |  | State | HL0042845 |  |  | State | A19 | Conventional | No |  | AT | A |  |  |  | 1 | [5 empty] | No | No | No | No |  | LED | 1 |  | 120 | 12,000 - 15,999 | No |  |  |  | 480 L-L | [19 empty] | NULL |  |  | jritchie2 | 2026-04-28 15:15 | jritchie2 | 2026-04-28 15:15 | [20 empty] | https://collectorweb.dot.state.oh.us/arcgis/rest/services/HIGHWAY_LIGHTING/HighwayLighting_Reference/FeatureServer/6/479026/attachments/ | No Photo Available | http://data.mapchannels.com/dualmaps6/map.htm?lat=39.384410&lng=-84.219162
08 | WARREN | WAR | RA | 83014 |  | 0.142 |  | SWARRA83014**C | WAR-83014-0.142 | 39.3839 | -84.2207 | 2025-12-31 | Active |  |  |  | State | HL0042836 |  |  | State | B31 | Conventional | No |  | AT | A |  |  |  | 1 | [5 empty] | No | No | No | No |  | LED | 1 |  | 120 | 16,000 - 19,999 | No | [23 empty] | NULL |  |  | jritchie2 | 2026-04-27 17:01 | jritchie2 | 2026-04-30 12:54 | [20 empty] | No Photo Available | No Photo Available | http://data.mapchannels.com/dualmaps6/map.htm?lat=39.383894&lng=-84.220653
08 | WARREN | WAR | RA | 83014 |  | 0.166 |  | SWARRA83014**C | WAR-83014-0.166 | 39.3839 | -84.2211 | 2025-12-31 | Active |  |  |  | State | HL0042833 |  |  | State | B32 | Conventional | No |  | AT | A |  |  |  | 1 | [5 empty] | No | No | No | No |  | LED | 1 |  | 120 | 16,000 - 19,999 | No |  |  |  | 480 L-L | [19 empty] | NULL |  |  | jritchie2 | 2026-04-27 17:00 | jritchie2 | 2026-04-27 17:00 | [20 empty] | https://collectorweb.dot.state.oh.us/arcgis/rest/services/HIGHWAY_LIGHTING/HighwayLighting_Reference/FeatureServer/6/477417/attachments/ | No Photo Available | http://data.mapchannels.com/dualmaps6/map.htm?lat=39.383877&lng=-84.221081
08 | WARREN | WAR | RA | 83014 |  | 0.194 |  | SWARRA83014**C | WAR-83014-0.194 | 39.384 | -84.2215 | 2025-12-31 | Active |  |  |  | State | HL0042834 |  |  | State | B33 | Conventional | No |  | AT | A |  |  |  | 1 | [6 empty] | No | No | No |  | LED | 1 |  | 120 | 12,000 - 15,999 | No |  |  |  | 480 L-L | [19 empty] | NULL |  |  | jritchie2 | 2026-04-27 16:57 | acode1@Admin | 2026-04-30 12:57 | [20 empty] | https://collectorweb.dot.state.oh.us/arcgis/rest/services/HIGHWAY_LIGHTING/HighwayLighting_Reference/FeatureServer/6/477817/attachments/ | No Photo Available | http://data.mapchannels.com/dualmaps6/map.htm?lat=39.384017&lng=-84.221529
08 | WARREN | WAR | RA | 83014 |  | 0.222 |  | SWARRA83014**C | WAR-83014-0.222 | 39.3844 | -84.2218 | 2025-12-31 | Active |  |  |  | State | HL0042837 |  |  | State | B30 | Conventional | No |  | AT | A |  |  |  | 1 | [5 empty] | No | No | No | No |  | LED | 1 |  | 120 | 16,000 - 19,999 | No | [23 empty] | NULL |  |  | jritchie2 | 2026-04-27 17:06 | jritchie2 | 2026-04-27 17:06 | [20 empty] | https://collectorweb.dot.state.oh.us/arcgis/rest/services/HIGHWAY_LIGHTING/HighwayLighting_Reference/FeatureServer/6/479425/attachments/ | No Photo Available | http://data.mapchannels.com/dualmaps6/map.htm?lat=39.384351&lng=-84.221751
08 | WARREN | WAR | RA | 83014 |  | 0.251 |  | SWARRA83014**C | WAR-83014-0.251 | 39.3847 | -84.2216 | 2025-12-31 | Active |  |  |  | State | HL0042840 |  |  | State | B29 | Conventional | No |  | AT | A |  |  |  | 1 | [6 empty] | No | No | No |  | LED | 1 |  | 120 | 16,000 - 19,999 | No |  |  |  | 480 L-L | [19 empty] | NULL |  |  | jritchie2 | 2026-04-27 17:09 | jritchie2 | 2026-04-27 17:09 | [20 empty] | https://collectorweb.dot.state.oh.us/arcgis/rest/services/HIGHWAY_LIGHTING/HighwayLighting_Reference/FeatureServer/6/478219/attachments/ | No Photo Available | http://data.mapchannels.com/dualmaps6/map.htm?lat=39.384702&lng=-84.221595
08 | WARREN | WAR | RA | 83014 |  | 0.267 |  | SWARRA83014**C | WAR-83014-0.267 | 39.3849 | -84.2214 | 2025-12-31 | Active |  |  |  | State | HL0042839 |  |  | State | B28 | Conventional | No |  | AT | A |  |  |  | 1 | [6 empty] | No | No | No |  | LED | 1 |  | 120 | 16,000 - 19,999 | No |  |  |  | 480 L-L | [19 empty] | NULL |  |  | jritchie2 | 2026-04-27 17:10 | jritchie2 | 2026-04-30 12:55 | [20 empty] | No Photo Available | No Photo Available | http://data.mapchannels.com/dualmaps6/map.htm?lat=39.384868&lng=-84.221427
08 | WARREN | WAR | RA | 83014 |  | 0.285 |  | SWARRA83014**C | WAR-83014-0.285 | 39.3849 | -84.2211 | 2025-12-31 | Active |  |  |  | State | HL0042841 |  |  | State | B27 | Conventional | No |  | AT | A |  |  |  | 1 | [5 empty] | No | No | No | No |  | LED | 1 |  | 120 | 16,000 - 19,999 | No |  |  |  | 480 L-L | [19 empty] | NULL |  |  | jritchie2 | 2026-04-27 17:12 | jritchie2 | 2026-04-30 12:57 | [20 empty] | No Photo Available | No Photo Available | http://data.mapchannels.com/dualmaps6/map.htm?lat=39.384935&lng=-84.221107
08 | WARREN | WAR | RA | 83014 |  | 0.332 |  | SWARRA83014**C | WAR-83014-0.332 | 39.3849 | -84.2203 | 2025-12-31 | Active |  |  |  | State | HL0042842 |  |  | State | B26 | Conventional | No |  | AT | A |  |  |  | 1 | [5 empty] | No | No | No | No |  | LED | 1 |  | 120 | [5 empty] | 480 L-L | [19 empty] | NULL |  |  | jritchie2 | 2026-04-27 17:14 | jritchie2 | 2026-04-27 17:14 | [20 empty] | https://collectorweb.dot.state.oh.us/arcgis/rest/services/HIGHWAY_LIGHTING/HighwayLighting_Reference/FeatureServer/6/465783/attachments/ | No Photo Available | http://data.mapchannels.com/dualmaps6/map.htm?lat=39.384905&lng=-84.220271
08 | WARREN | WAR | RA | 83015 |  | 0.036 |  | SWARRA83015**C | WAR-83015-0.036 | 39.385 | -84.2197 | 2025-12-31 | Active |  |  |  | State | HL0042829 |  |  | State | A24 | Conventional | No |  | AT | A |  |  |  | 1 | [5 empty] | No | No | No | No |  | HPS | 1 |  | 120 | 16,000 - 19,999 | No | [23 empty] | NULL |  |  | jritchie2 | 2026-04-27 16:23 | jritchie2 | 2026-04-27 16:23 | [20 empty] | https://collectorweb.dot.state.oh.us/arcgis/rest/services/HIGHWAY_LIGHTING/HighwayLighting_Reference/FeatureServer/6/481057/attachments/ | No Photo Available | http://data.mapchannels.com/dualmaps6/map.htm?lat=39.384975&lng=-84.219717
08 | WARREN | WAR | RA | 83016 |  | 0.159 |  | SWARRA83016**C | WAR-83016-0.159 | 39.3273 | -84.2853 | 2025-12-31 | Active |  |  |  | State | HL0033460 | 2020-02-13 17:03 |  | State | A-1 | Conventional | No | [6 empty] | 1 |  |  |  | No |  | Yes | No | No | No |  | HPS | 1 | 200 |  |  | No |  | American Electric Lighting (AEL) |  | 480 L-N |  | No | No | No | No | No | [12 empty] | 2025-04-28 14:39 | NULL | 0 | 2025-04-28 14:39 | dturner | 2020-02-13 17:03 | dturner | 2020-02-13 18:41 | No | No | No | No | No | Standing | None | None | None | No | No | No |  | No | 2025-04-28 14:39 | 2025-04-28 14:39 | ascott3 | 2025-04-28 14:40 | ascott3 | 2025-04-28 14:40 | No Photo Available | https://collectorweb.dot.state.oh.us/arcgis/rest/services/HIGHWAY_LIGHTING/HighwayLighting_Reference/FeatureServer/7/545210/attachments/ | http://data.mapchannels.com/dualmaps6/map.htm?lat=39.327324&lng=-84.285284
08 | WARREN | WAR | RA | 83016 |  | 0.32 |  | SWARRA83016**C | WAR-83016-0.320 | 39.3295 | -84.2843 | 2025-12-31 | Active |  |  |  | State | HL0033461 | 2020-02-13 17:22 |  | State | A-2 | Conventional | No | [6 empty] | 1 |  |  |  | No |  | Yes | No | No | No |  | HPS | 1 | 200 |  |  | No |  | American Electric Lighting (AEL) |  | 480 L-N |  | No | No | No | No | No | [12 empty] | 2025-04-28 14:44 | NULL | 0 | 2025-04-28 14:44 | dturner | 2020-02-13 17:22 | dturner | 2020-02-13 18:42 | No | No | No | No | No | Standing | None | None | None | No | No | No |  | No | 2025-04-28 14:44 | 2025-04-28 14:44 | ascott3 | 2025-04-28 14:44 | ascott3 | 2025-04-28 14:44 | No Photo Available | https://collectorweb.dot.state.oh.us/arcgis/rest/services/HIGHWAY_LIGHTING/HighwayLighting_Reference/FeatureServer/7/542447/attachments/ | http://data.mapchannels.com/dualmaps6/map.htm?lat=39.329528&lng=-84.284325
08 | WARREN | WAR | RA | 83016 |  | 0.322 |  | SWARRA83016**C | WAR-83016-0.322 | 39.3296 | -84.2845 | 2025-12-31 | Active |  |  |  | State | HL0033462 | 2020-02-13 17:23 |  | State | A-3 | Conventional | No | [6 empty] | 1 |  |  |  | No |  | Yes | No | No | No |  | HPS | 1 | 200 |  |  | No |  | American Electric Lighting (AEL) |  | 480 L-N |  | No | No | No | No | No | [12 empty] | 2024-06-18 14:09 | NULL | 0 |  | dturner | 2020-02-13 17:23 | dturner | 2020-02-13 18:44 | No | No | No | No | No | Standing | None | None | None | No | No | No |  |  | 2024-06-18 14:09 |  | ascott3 | 2024-06-18 14:09 | ascott3 | 2024-06-18 14:09 | No Photo Available | No Photo Available | http://data.mapchannels.com/dualmaps6/map.htm?lat=39.329613&lng=-84.284533
08 | WARREN | WAR | RA | 83016 |  | 0.354 |  | SWARRA83016**C | WAR-83016-0.354 | 39.33 | -84.2841 | 2025-12-31 | Active |  |  |  | State | HL0033463 | 2020-02-13 17:48 |  | State | A-4 | Conventional | No | [6 empty] | 1 |  |  |  | No |  | Yes | No | No | No |  | HPS | 1 | 200 |  |  | No |  | American Electric Lighting (AEL) |  | 480 L-N |  | No | No | No | No | No | [12 empty] | 2025-04-28 14:51 | NULL | 0 | 2025-04-28 14:51 | dturner | 2020-02-13 17:48 | dturner | 2020-02-13 18:47 | No | No | No | No | No | Standing | None | None | None | No | No | No |  | No | 2025-04-28 14:51 | 2025-04-28 14:51 | ascott3 | 2025-04-28 14:52 | ascott3 | 2025-04-28 14:52 | No Photo Available | https://collectorweb.dot.state.oh.us/arcgis/rest/services/HIGHWAY_LIGHTING/HighwayLighting_Reference/FeatureServer/7/542448/attachments/ | http://data.mapchannels.com/dualmaps6/map.htm?lat=39.329991&lng=-84.284132
08 | WARREN | WAR | RA | 83016 |  | 0.72 |  | SWARRA83016**C | WAR-83016-0.720 | 39.3344 | -84.281 | 2025-12-31 | Active |  |  |  | State | HL0033464 | 2020-02-13 17:53 |  | State | A-5 | Conventional | No | [6 empty] | 1 |  |  |  | No |  | Yes | No | No | No |  | HPS | 1 | 200 |  |  | No |  | American Electric Lighting (AEL) |  | 480 L-N |  | No | No | No | No | No | [12 empty] | 2025-04-28 16:56 | NULL | 0 | 2025-04-28 16:56 | dturner | 2020-02-13 17:53 | dturner | 2020-02-13 18:49 | No | No | No | No | No | Standing | None | None | None | No | No | No |  | No | 2025-04-28 16:56 | 2025-04-28 16:56 | ascott3 | 2025-04-28 16:56 | ascott3 | 2025-04-28 16:56 | No Photo Available | https://collectorweb.dot.state.oh.us/arcgis/rest/services/HIGHWAY_LIGHTING/HighwayLighting_Reference/FeatureServer/7/541213/attachments/ | http://data.mapchannels.com/dualmaps6/map.htm?lat=39.334355&lng=-84.280976
08 | WARREN | WAR | RA | 83016 |  | 0.771 |  | SWARRA83016**C | WAR-83016-0.771 | 39.3347 | -84.2801 | 2025-12-31 | Active |  |  |  | State | HL0033465 | 2020-02-13 18:13 |  | State | A-6 | Conventional | No | [6 empty] | 1 |  |  |  | No |  | Yes | No | No | No |  | HPS | 1 | 200 |  |  | No |  | American Electric Lighting (AEL) |  | 480 L-N |  | No | No | No | No | No | [12 empty] | 2025-04-28 16:59 | NULL | 0 | 2025-04-28 16:59 | dturner | 2020-02-13 18:13 | dturner | 2020-02-13 18:51 | No | No | No | No | No | Standing | None | None | None | No | No | No |  | No | 2025-04-28 16:59 | 2025-04-28 16:59 | ascott3 | 2025-04-28 16:59 | ascott3 | 2025-04-28 16:59 | No Photo Available | https://collectorweb.dot.state.oh.us/arcgis/rest/services/HIGHWAY_LIGHTING/HighwayLighting_Reference/FeatureServer/7/545214/attachments/ | http://data.mapchannels.com/dualmaps6/map.htm?lat=39.334703&lng=-84.280145
08 | WARREN | WAR | RA | 83016 |  | 0.853 |  | SWARRA83016**C | WAR-83016-0.853 | 39.3356 | -84.2791 | 2025-12-31 | Active |  |  |  | State | HL0001199 |  |  | State | s-4 | Conventional | [14 empty] | No | No | No |  | HPS | 1 | [26 empty] | 2025-04-28 15:39 | NULL |  | 2025-04-28 15:39 | Dsnyder5 | 2018-06-13 16:32 | ascott3 | 2025-04-28 15:41 | No | No | No | No | No | Standing | None | None | None | No | No | No |  | No | 2025-04-28 15:39 | 2025-04-28 15:39 | ascott3 | 2025-04-28 15:39 | ascott3 | 2025-04-28 15:39 | No Photo Available | https://collectorweb.dot.state.oh.us/arcgis/rest/services/HIGHWAY_LIGHTING/HighwayLighting_Reference/FeatureServer/7/544416/attachments/ | http://data.mapchannels.com/dualmaps6/map.htm?lat=39.335646&lng=-84.279132
08 | WARREN | WAR | RA | 83016 |  | 0.87 |  | SWARRA83016**C | WAR-83016-0.870 | 39.3359 | -84.2789 | 2025-12-31 | Active |  |  |  | State | HL0000817 |  |  | State | s-3 | Conventional | [14 empty] | No | No | No |  | HPS | 1 | [26 empty] | 2025-04-28 15:40 | NULL |  | 2025-04-28 15:40 | Dsnyder5 | 2018-06-13 16:31 | ascott3 | 2025-04-28 15:41 | No | No | No | No | No | Standing | None | None | None | No | No | No |  | No | 2025-04-28 15:40 | 2025-04-28 15:40 | ascott3 | 2025-04-28 15:40 | ascott3 | 2025-04-28 15:40 | No Photo Available | https://collectorweb.dot.state.oh.us/arcgis/rest/services/HIGHWAY_LIGHTING/HighwayLighting_Reference/FeatureServer/7/544417/attachments/ | http://data.mapchannels.com/dualmaps6/map.htm?lat=39.335884&lng=-84.278931
08 | WARREN | WAR | RA | 83016 |  | 0.878 |  | SWARRA83016**C | WAR-83016-0.878 | 39.3362 | -84.2789 | 2025-12-31 | Active |  |  |  | State | HL0039849 |  |  | State | S-2 | Conventional | [14 empty] | No | No | No |  | HPS | 1 | [26 empty] | 2025-04-28 17:05 | NULL |  | 2025-04-28 17:05 | ascott3 | 2025-03-17 16:17 | ascott3 | 2025-03-17 16:17 | No | No | No | No | No | Standing | None | None | None | No | No | No |  | No | 2025-04-28 17:05 | 2025-04-28 17:05 | ascott3 | 2025-04-28 17:05 | ascott3 | 2025-04-28 17:05 | No Photo Available | https://collectorweb.dot.state.oh.us/arcgis/rest/services/HIGHWAY_LIGHTING/HighwayLighting_Reference/FeatureServer/7/544016/attachments/ | http://data.mapchannels.com/dualmaps6/map.htm?lat=39.336158&lng=-84.278853
08 | WARREN | WAR | RA | 83017 |  | 0.601 |  | SWARRA83017**C | WAR-83017-0.601 | 39.33 | -84.2852 | 2025-12-31 | Active |  |  |  | State | HL0033490 | 2020-02-18 15:32 |  | State | C-9 | Conventional | No | [6 empty] | 1 |  |  |  | No |  | Yes | No | No | No |  | HPS | 1 | 200 |  |  | No |  | Cooper/Eaton |  | 480 L-N |  | No | No | No | No | No | [12 empty] | 2025-04-28 14:16 | NULL | 0 | 2025-04-28 14:16 | dturner | 2020-02-18 15:33 | jritchie2 | 2026-06-17 14:24 | No | No | No | No | No | Standing | None | None | None | No | No | No |  | No | 2025-04-28 14:16 | 2025-04-28 14:16 | ascott3 | 2025-04-28 14:17 | ascott3 | 2025-04-28 14:17 | https://collectorweb.dot.state.oh.us/arcgis/rest/services/HIGHWAY_LIGHTING/HighwayLighting_Reference/FeatureServer/6/95621/attachments/ | https://collectorweb.dot.state.oh.us/arcgis/rest/services/HIGHWAY_LIGHTING/HighwayLighting_Reference/FeatureServer/7/542010/attachments/ | http://data.mapchannels.com/dualmaps6/map.htm?lat=39.330013&lng=-84.285247
08 | WARREN | WAR | RA | 83017 |  | 0.667 |  | SWARRA83017**C | WAR-83017-0.667 | 39.3291 | -84.2855 | 2025-12-31 | Active |  |  |  | State | HL0033491 | 2020-02-18 15:44 |  | State | C-10 | Conventional | No |  | AT | A |  |  |  | 1 |  |  |  | No |  | Yes | No | No | No |  | HPS | 1 | 200 |  |  | No |  | Cooper/Eaton |  | 480 L-N |  | No | No | No | No | No | [12 empty] | 2024-06-18 14:12 | NULL | 0 |  | dturner | 2020-02-18 15:44 | jritchie2 | 2026-06-17 14:25 | No | No | No | No | No | Standing | None | None | None | No | No | No |  |  | 2024-06-18 14:12 |  | ascott3 | 2024-06-18 14:12 | ascott3 | 2024-06-18 14:12 | https://collectorweb.dot.state.oh.us/arcgis/rest/services/HIGHWAY_LIGHTING/HighwayLighting_Reference/FeatureServer/6/95622/attachments/ | No Photo Available | http://data.mapchannels.com/dualmaps6/map.htm?lat=39.329083&lng=-84.285520
08 | WARREN | WAR | RA | 83017 |  | 0.738 |  | SWARRA83017**C | WAR-83017-0.738 | 39.3281 | -84.2858 | 2025-12-31 | Active |  |  |  | State | HL0033492 | 2020-02-18 15:52 |  | State | C-11 | Conventional | No |  | AT | A |  |  |  | 1 |  |  |  | No |  | Yes | No | No | No |  | HPS | 1 | 200 |  |  | No |  | Cooper/Eaton |  | 480 L-N |  | No | No | No | No | No | [12 empty] | 2025-04-28 14:22 | NULL | 0 | 2025-04-28 14:22 | dturner | 2020-02-18 15:52 | jritchie2 | 2026-06-17 14:27 | No | No | No | No | No | Standing | None | None | None | No | No | No |  | No | 2025-04-28 14:22 | 2025-04-28 14:22 | ascott3 | 2025-04-28 14:23 | ascott3 | 2025-04-28 14:23 | https://collectorweb.dot.state.oh.us/arcgis/rest/services/HIGHWAY_LIGHTING/HighwayLighting_Reference/FeatureServer/6/95623/attachments/ | https://collectorweb.dot.state.oh.us/arcgis/rest/services/HIGHWAY_LIGHTING/HighwayLighting_Reference/FeatureServer/7/544011/attachments/ | http://data.mapchannels.com/dualmaps6/map.htm?lat=39.328097&lng=-84.285832
08 | WARREN | WAR | RA | 83019 |  | 0.233 |  | SWARRA83019**C | WAR-83019-0.233 | 39.3606 | -84.2599 | 2025-12-31 | Active |  |  |  | State | HL0038789 |  |  | State | D1-6 | Conventional | [14 empty] | No | No | No |  | LED | [27 empty] | 2025-04-28 17:22 | NULL |  | 2025-04-28 17:22 | ascott3 | 2024-06-20 13:28 | ascott3 | 2024-06-20 13:28 | No | Yes | No | No | No | Standing | None | None | None | No | No | No | ditch line needs clean out so we can get to the t-base | No | 2025-04-28 17:22 | 2025-04-28 17:22 | ascott3 | 2025-04-28 17:23 | ascott3 | 2025-04-28 17:23 | No Photo Available | https://collectorweb.dot.state.oh.us/arcgis/rest/services/HIGHWAY_LIGHTING/HighwayLighting_Reference/FeatureServer/7/524838/attachments/ | http://data.mapchannels.com/dualmaps6/map.htm?lat=39.360634&lng=-84.259859
08 | WARREN | WAR | RA | 83019 |  | 0.341 |  | SWARRA83019**C | WAR-83019-0.341 | 39.3618 | -84.2585 | 2025-12-31 | Active |  |  |  | State | HL0038790 |  |  | State | D1-7 | Conventional | [14 empty] | No | No | No |  | LED | [27 empty] | 2025-04-28 17:24 | NULL |  | 2025-04-28 17:24 | ascott3 | 2024-06-20 13:32 | ascott3 | 2024-06-20 13:32 | No | No | Yes | No | No | Standing | None | None | None | No | No | No |  | No | 2025-04-28 17:24 | 2025-04-28 17:24 | ascott3 | 2025-04-28 17:24 | ascott3 | 2025-04-28 17:24 | No Photo Available | https://collectorweb.dot.state.oh.us/arcgis/rest/services/HIGHWAY_LIGHTING/HighwayLighting_Reference/FeatureServer/7/541615/attachments/ | http://data.mapchannels.com/dualmaps6/map.htm?lat=39.361815&lng=-84.258538
08 | WARREN | WAR | RA | 83019 |  | 0.424 |  | SWARRA83019**C | WAR-83019-0.424 | 39.3628 | -84.2577 | 2025-12-31 | Active |  |  |  | State | HL0038798 |  |  | State | D1-8 | Conventional | [14 empty] | No | No | No |  | HPS | [27 empty] | 2025-04-28 17:26 | NULL |  | 2025-04-28 17:26 | ascott3 | 2024-06-20 13:32 | ascott3 | 2024-06-20 13:32 | No | No | No | No | No | Standing | None | None | None | No | No | No |  | No | 2025-04-28 17:26 | 2025-04-28 17:26 | ascott3 | 2025-04-28 17:26 | ascott3 | 2025-04-28 17:26 | No Photo Available | https://collectorweb.dot.state.oh.us/arcgis/rest/services/HIGHWAY_LIGHTING/HighwayLighting_Reference/FeatureServer/7/542451/attachments/ | http://data.mapchannels.com/dualmaps6/map.htm?lat=39.362829&lng=-84.257701
08 | WARREN | WAR | RA | 83021 |  | 0.023 |  | SWARRA83021**C | WAR-83021-0.023 | 39.361 | -84.2603 | 2025-12-31 | Active |  |  |  | State | HL0038781 |  |  | State | D1-4 | Conventional | [14 empty] | No | No | No |  | LED | [27 empty] | 2025-04-24 17:45 | NULL |  | 2025-04-24 17:45 | ascott3 | 2024-06-20 10:44 | ascott3 | 2024-06-20 10:44 | No | No | No | No | No | Standing | None | None | None | No | No | No |  | No | 2025-04-24 17:45 | 2025-04-24 17:45 | ascott3 | 2025-04-24 17:47 | ascott3 | 2025-04-24 17:47 | No Photo Available | https://collectorweb.dot.state.oh.us/arcgis/rest/services/HIGHWAY_LIGHTING/HighwayLighting_Reference/FeatureServer/7/540404/attachments/ | http://data.mapchannels.com/dualmaps6/map.htm?lat=39.360997&lng=-84.260305
08 | WARREN | WAR | RA | 83021 |  | 0.158 |  | SWARRA83021**C | WAR-83021-0.158 | 39.3595 | -84.262 | 2025-12-31 | Active |  |  |  | State | HL0038782 |  |  | State | D1-3 | Conventional | [14 empty] | No | No | No |  | LED | [27 empty] | 2025-04-24 17:50 | NULL |  | 2025-04-24 17:50 | ascott3 | 2024-06-20 10:50 | ascott3 | 2024-06-20 10:50 | No | No | No | No | No | Standing | None | None | None | No | No | No |  | No | 2025-04-24 17:50 | 2025-04-24 17:50 | ascott3 | 2025-04-24 17:50 | ascott3 | 2025-04-24 17:50 | No Photo Available | https://collectorweb.dot.state.oh.us/arcgis/rest/services/HIGHWAY_LIGHTING/HighwayLighting_Reference/FeatureServer/7/544007/attachments/ | http://data.mapchannels.com/dualmaps6/map.htm?lat=39.359535&lng=-84.261958
08 | WARREN | WAR | RA | 83021 |  | 0.192 |  | SWARRA83021**C | WAR-83021-0.192 | 39.3591 | -84.2623 | 2025-12-31 | Active |  |  |  | State | HL0038783 |  |  | State | D1-1 | Conventional | [14 empty] | No | No | No |  | LED | [27 empty] | 2025-04-24 17:55 | NULL |  | 2025-04-24 17:55 | ascott3 | 2024-06-20 10:56 | ascott3 | 2024-06-20 10:56 | No | No | No | No | No | Standing | None | None | None | No | No | No |  | No | 2025-04-24 17:55 | 2025-04-24 17:55 | ascott3 | 2025-04-24 17:55 | ascott3 | 2025-04-24 17:55 | No Photo Available | https://collectorweb.dot.state.oh.us/arcgis/rest/services/HIGHWAY_LIGHTING/HighwayLighting_Reference/FeatureServer/7/541207/attachments/ | http://data.mapchannels.com/dualmaps6/map.htm?lat=39.359077&lng=-84.262274
08 | WARREN | WAR | RA | 83021 |  | 0.204 |  | SWARRA83021**C | WAR-83021-0.204 | 39.3591 | -84.2626 | 2025-12-31 | Active |  |  |  | State | HL0038791 |  |  | State | D1-2 | Conventional | [14 empty] | No | No | No |  | LED | [27 empty] | 2025-04-24 17:53 | NULL |  | 2025-04-24 17:53 | ascott3 | 2024-06-20 10:57 | ascott3 | 2024-06-20 10:57 | No | No | No | No | No | Standing | None | None | None | No | No | No |  | No | 2025-04-24 17:53 | 2025-04-24 17:53 | ascott3 | 2025-04-24 17:53 | ascott3 | 2025-04-24 17:53 | No Photo Available | https://collectorweb.dot.state.oh.us/arcgis/rest/services/HIGHWAY_LIGHTING/HighwayLighting_Reference/FeatureServer/7/544008/attachments/ | http://data.mapchannels.com/dualmaps6/map.htm?lat=39.359085&lng=-84.262572
08 | WARREN | WAR | RA | 83023 |  | 0.133 |  | SWARRA83023**C | WAR-83023-0.133 | 39.4285 | -84.0809 | 2025-12-31 | Active |  |  |  | State | HL0038762 |  |  | State | C1-9 | Conventional | No |  | AT | A |  |  |  | 1 |  |  |  |  | No | No | No | No | No |  | LED | 1 |  | 90 |  |  |  | Philips Lumec |  | 480 L-L | [18 empty] | 2025-04-24 16:49 | NULL |  | 2025-04-24 16:49 | ascott3 | 2024-06-19 15:28 | jritchie2 | 2026-06-22 17:15 | No | No | No | No | No | Standing | None | None | None | No | No | No |  | No | 2025-04-24 16:49 | 2025-04-24 16:49 | ascott3 | 2025-04-24 16:49 | ascott3 | 2025-04-24 16:49 | No Photo Available | https://collectorweb.dot.state.oh.us/arcgis/rest/services/HIGHWAY_LIGHTING/HighwayLighting_Reference/FeatureServer/7/544406/attachments/ | http://data.mapchannels.com/dualmaps6/map.htm?lat=39.428536&lng=-84.080851
08 | WARREN | WAR | RA | 83023 |  | 0.156 |  | SWARRA83023**C | WAR-83023-0.156 | 39.4288 | -84.0805 | 2025-12-31 | Active |  |  |  | State | HL0038764 |  |  | State | C1-11 | Conventional | No |  | AT | A |  |  |  | 1 |  |  |  |  | No | No | No | No | No |  | LED | 1 |  | 70 |  | No |  | Philips Lumec |  | 480 L-L | [18 empty] | 2025-04-24 16:53 | NULL |  | 2025-04-24 16:53 | ascott3 | 2024-06-19 15:35 | jritchie2 | 2026-06-22 17:14 | No | No | No | No | No | Standing | None | None | None | No | No | No |  | No | 2025-04-24 16:53 | 2025-04-24 16:53 | ascott3 | 2025-04-24 16:53 | ascott3 | 2025-04-24 16:53 | No Photo Available | https://collectorweb.dot.state.oh.us/arcgis/rest/services/HIGHWAY_LIGHTING/HighwayLighting_Reference/FeatureServer/7/543206/attachments/ | http://data.mapchannels.com/dualmaps6/map.htm?lat=39.428788&lng=-84.080545
08 | WARREN | WAR | RA | 83023 |  | 0.169 |  | SWARRA83023**C | WAR-83023-0.169 | 39.4288 | -84.0803 | 2025-12-31 | Active |  |  |  | State | HL0038771 |  |  | State | C1-10 | Conventional | No |  | AT | A |  |  |  | 1 |  |  |  |  | No | No | No | No | No |  | LED | 1 |  |  | 12,000 - 15,999 | No |  | Philips Lumec |  | 480 L-L | [18 empty] | 2025-04-24 16:55 | NULL |  | 2025-04-24 16:55 | ascott3 | 2024-06-19 15:35 | jritchie2 | 2026-06-22 17:13 | No | No | No | No | No | Standing | None | None | None | No | No | No |  | No | 2025-04-24 16:55 | 2025-04-24 16:55 | ascott3 | 2025-04-24 16:55 | ascott3 | 2025-04-24 16:55 | No Photo Available | https://collectorweb.dot.state.oh.us/arcgis/rest/services/HIGHWAY_LIGHTING/HighwayLighting_Reference/FeatureServer/7/545206/attachments/ | http://data.mapchannels.com/dualmaps6/map.htm?lat=39.428787&lng=-84.080274
08 | WARREN | WAR | RA | 83023 |  | 0.328 |  | SWARRA83023**C | WAR-83023-0.328 | 39.4296 | -84.0776 | 2025-12-31 | Active |  |  |  | State | HL0038772 |  |  | State | C1-12 | Conventional | No |  | AT | A |  |  |  | 1 |  |  |  |  | No | No | No | No | No |  | LED | 1 |  | 70 |  | No | [22 empty] | 2025-04-24 16:57 | NULL |  | 2025-04-24 16:57 | ascott3 | 2024-06-19 15:38 | jritchie2 | 2026-06-22 17:10 | No | No | No | No | No | Standing | None | None | None | No | No | No |  | No | 2025-04-24 16:57 | 2025-04-24 16:57 | ascott3 | 2025-04-24 16:57 | ascott3 | 2025-04-24 16:57 | No Photo Available | https://collectorweb.dot.state.oh.us/arcgis/rest/services/HIGHWAY_LIGHTING/HighwayLighting_Reference/FeatureServer/7/544005/attachments/ | http://data.mapchannels.com/dualmaps6/map.htm?lat=39.429559&lng=-84.077566
08 | WARREN | WAR | RA | 83024 |  | 0.002 |  | SWARRA83024**C | WAR-83024-0.002 | 39.4297 | -84.0779 | 2025-12-31 | Active |  |  |  | State | HL0038765 |  |  | State | C1-13 | Conventional | No |  | AT | A |  |  |  | 1 |  |  |  |  | No | No | No | No | No |  | LED | 1 |  | 70 |  | No |  | Philips Lumec | [20 empty] | 2025-04-24 17:00 | NULL |  | 2025-04-24 17:00 | ascott3 | 2024-06-19 15:38 | jritchie2 | 2026-06-22 17:09 | No | No | No | No | No | Standing | None | None | None | No | No | No |  | No | 2025-04-24 17:00 | 2025-04-24 17:00 | ascott3 | 2025-04-24 17:00 | ascott3 | 2025-04-24 17:00 | No Photo Available | https://collectorweb.dot.state.oh.us/arcgis/rest/services/HIGHWAY_LIGHTING/HighwayLighting_Reference/FeatureServer/7/540402/attachments/ | http://data.mapchannels.com/dualmaps6/map.htm?lat=39.429728&lng=-84.077884
08 | WARREN | WAR | RA | 83024 |  | 0.171 |  | SWARRA83024**C | WAR-83024-0.171 | 39.4316 | -84.076 | 2025-12-31 | Active |  |  |  | State | HL0038773 |  |  | State | C1-14 | Conventional | No |  | AT | A |  |  |  | 1 |  |  |  |  | No | No | No | No | No |  | LED | 1 |  | 90 | [24 empty] | 2026-07-30 14:27 | NULL |  |  | ascott3 | 2024-06-19 15:47 | jritchie2 | 2026-06-22 17:07 | No | No | No | No | No | Standing | None | None | None | No | No | No | Needs a fixture | Yes | 2026-07-30 14:27 |  | ascott3 | 2026-07-30 14:27 | ascott3 | 2026-07-30 14:27 | No Photo Available | No Photo Available | http://data.mapchannels.com/dualmaps6/map.htm?lat=39.431649&lng=-84.075999
08 | WARREN | WAR | RA | 83024 |  | 0.264 |  | SWARRA83024**C | WAR-83024-0.264 | 39.4325 | -84.0746 | 2025-12-31 | Active |  |  |  | State | HL0038766 |  |  | State | C1-15 | Conventional | No |  | AT | A |  |  |  | 1 |  |  |  |  | No | No | No | No | No |  | LED | 1 |  | 90 | 12,000 - 15,999 | No | [22 empty] | 2025-04-24 17:06 | NULL |  | 2025-04-24 17:06 | ascott3 | 2024-06-19 15:50 | jritchie2 | 2026-06-22 17:06 | No | No | No | No | No | Standing | None | None | None | No | No | No |  | No | 2025-04-24 17:06 | 2025-04-24 17:06 | ascott3 | 2025-04-24 17:07 | ascott3 | 2025-04-24 17:07 | No Photo Available | https://collectorweb.dot.state.oh.us/arcgis/rest/services/HIGHWAY_LIGHTING/HighwayLighting_Reference/FeatureServer/7/544006/attachments/ | http://data.mapchannels.com/dualmaps6/map.htm?lat=39.432477&lng=-84.074630
08 | WARREN | WAR | RA | 83025 |  | 0 |  | SWARRA83025**C | WAR-83025-0.000 | 39.43 | -84.084 | 2025-12-31 | Active |  |  |  | State | HL0038778 |  |  | State | C1-19 | Conventional | [14 empty] | No | No | No |  | LED | [27 empty] | 2025-04-24 16:25 | NULL |  | 2025-04-24 16:25 | ascott3 | 2024-06-19 16:33 | ascott3 | 2024-06-19 16:33 | No | No | No | No | No | Standing | None | None | None | No | No | No |  | No | 2025-04-24 16:25 | 2025-04-24 16:25 | ascott3 | 2025-04-24 16:26 | ascott3 | 2025-04-24 16:26 | No Photo Available | https://collectorweb.dot.state.oh.us/arcgis/rest/services/HIGHWAY_LIGHTING/HighwayLighting_Reference/FeatureServer/7/544804/attachments/ | http://data.mapchannels.com/dualmaps6/map.htm?lat=39.430032&lng=-84.083986
08 | WARREN | WAR | RA | 83025 |  | 0.013 |  | SWARRA83025**C | WAR-83025-0.013 | 39.4298 | -84.0839 | 2025-12-31 | Active |  |  |  | State | HL0038769 |  |  | State | C1-17 | Conventional | [14 empty] | No | No | No |  | LED | [27 empty] | 2025-04-24 16:21 | NULL |  | 2025-04-24 16:21 | ascott3 | 2024-06-19 16:34 | ascott3 | 2024-06-19 16:34 | No | No | No | No | No | Standing | None | None | None | No | No | No |  | No | 2025-04-24 16:21 | 2025-04-24 16:21 | ascott3 | 2025-04-24 16:21 | ascott3 | 2025-04-24 16:21 | No Photo Available | https://collectorweb.dot.state.oh.us/arcgis/rest/services/HIGHWAY_LIGHTING/HighwayLighting_Reference/FeatureServer/7/542802/attachments/ | http://data.mapchannels.com/dualmaps6/map.htm?lat=39.429786&lng=-84.083893
08 | WARREN | WAR | RA | 83025 |  | 0.276 |  | SWARRA83025**C | WAR-83025-0.276 | 39.4265 | -84.0856 | 2025-12-31 | Active |  |  |  | State | HL0038779 |  |  | State | C1-3 | Conventional | No |  | AT | A |  |  |  | 1 |  |  |  |  | No | No | No | No | No |  | LED | 1 |  | 77 |  |  |  | Philips Lumec |  | 480 L-L | [18 empty] | 2025-04-24 16:29 | NULL |  | 2025-04-24 16:29 | ascott3 | 2024-06-19 16:39 | jritchie2 | 2026-06-22 17:20 | No | No | No | No | No | Standing | None | None | None | No | No | No |  | No | 2025-04-24 16:29 | 2025-04-24 16:29 | ascott3 | 2025-04-24 16:29 | ascott3 | 2025-04-24 16:29 | No Photo Available | https://collectorweb.dot.state.oh.us/arcgis/rest/services/HIGHWAY_LIGHTING/HighwayLighting_Reference/FeatureServer/7/542803/attachments/ | http://data.mapchannels.com/dualmaps6/map.htm?lat=39.426493&lng=-84.085565
08 | WARREN | WAR | RA | 83025 |  | 0.371 |  | SWARRA83025**C | WAR-83025-0.371 | 39.4258 | -84.0871 | 2025-12-31 | Active |  |  |  | State | HL0038770 |  |  | State | C1-2 | Conventional | No |  | AT | A |  |  |  | 1 |  |  |  |  | No | No | No | No | No |  | LED | 1 |  | 77 |  | No | [22 empty] | 2025-04-24 16:31 | NULL |  | 2025-04-24 16:32 | ascott3 | 2024-06-19 16:41 | jritchie2 | 2026-06-22 17:20 | No | No | No | No | No | Standing | None | None | None | No | No | No |  | No | 2025-04-24 16:31 | 2025-04-24 16:32 | ascott3 | 2025-04-24 16:32 | ascott3 | 2025-04-24 16:32 | No Photo Available | https://collectorweb.dot.state.oh.us/arcgis/rest/services/HIGHWAY_LIGHTING/HighwayLighting_Reference/FeatureServer/7/532042/attachments/ | http://data.mapchannels.com/dualmaps6/map.htm?lat=39.425837&lng=-84.087136
08 | WARREN | WAR | RA | 83026 |  | 0.007 |  | SWARRA83026**C | WAR-83026-0.007 | 39.4297 | -84.0801 | 2025-12-31 | Active |  |  |  | State | HL0038775 |  |  | State | C1-5 | Conventional | Yes |  | AT | A |  |  |  | 1 |  |  |  |  | No | No | No | No | No |  | LED | 1 |  | 70 | [24 empty] | 2025-04-24 16:08 | NULL |  | 2025-04-24 16:08 | ascott3 | 2024-06-19 16:17 | jritchie2 | 2026-06-22 17:12 | No | No | No | No | No | Standing | None | None | None | No | No | No |  | No | 2025-04-24 16:08 | 2025-04-24 16:08 | ascott3 | 2025-04-24 16:08 | ascott3 | 2025-04-24 16:08 | No Photo Available | https://collectorweb.dot.state.oh.us/arcgis/rest/services/HIGHWAY_LIGHTING/HighwayLighting_Reference/FeatureServer/7/544803/attachments/ | http://data.mapchannels.com/dualmaps6/map.htm?lat=39.429656&lng=-84.080124
08 | WARREN | WAR | RA | 83026 |  | 0.15 |  | SWARRA83026**C | WAR-83026-0.150 | 39.4284 | -84.0823 | 2025-12-31 | Active |  |  |  | State | HL0038767 |  |  | State | C1-6 | Conventional | No |  | AT | A |  |  |  | 1 |  |  |  |  | No | No | No | No | No |  | LED | 1 |  | 90 |  |  |  | Philips Lumec |  | 480 L-L | [18 empty] | 2025-04-24 16:15 | NULL |  | 2025-04-24 16:15 | ascott3 | 2024-06-19 16:20 | jritchie2 | 2026-06-22 17:16 | No | No | No | No | No | Standing | None | None | None | No | No | No |  | No | 2025-04-24 16:15 | 2025-04-24 16:15 | ascott3 | 2025-04-24 16:15 | ascott3 | 2025-04-24 16:15 | No Photo Available | https://collectorweb.dot.state.oh.us/arcgis/rest/services/HIGHWAY_LIGHTING/HighwayLighting_Reference/FeatureServer/7/541202/attachments/ | http://data.mapchannels.com/dualmaps6/map.htm?lat=39.428427&lng=-84.082283
08 | WARREN | WAR | RA | 83026 |  | 0.164 |  | SWARRA83026**C | WAR-83026-0.164 | 39.4282 | -84.0825 | 2025-12-31 | Active |  |  |  | State | HL0038776 |  |  | State | C1-7 | Conventional | [14 empty] | No | No | No |  | LED | [27 empty] | 2025-04-24 16:19 | NULL |  | 2025-04-24 16:19 | ascott3 | 2024-06-19 16:23 | ascott3 | 2024-06-19 16:27 | No | No | No | No | No | Standing | None | None | None | No | No | No |  | No | 2025-04-24 16:19 | 2025-04-24 16:19 | ascott3 | 2025-04-24 16:19 | ascott3 | 2025-04-24 16:19 | No Photo Available | https://collectorweb.dot.state.oh.us/arcgis/rest/services/HIGHWAY_LIGHTING/HighwayLighting_Reference/FeatureServer/7/543203/attachments/ | http://data.mapchannels.com/dualmaps6/map.htm?lat=39.428224&lng=-84.082453
08 | WARREN | WAR | RA | 83026 |  | 0.185 |  | SWARRA83026**C | WAR-83026-0.185 | 39.4283 | -84.0829 | 2025-12-31 | Active |  |  |  | State | HL0038768 |  |  | State | C1-4 | Conventional | No |  | AT | A |  |  |  | 1 |  |  |  |  | No | No | No | No | No |  | LED | 1 |  | 77 |  | No | [22 empty] | 2025-04-24 16:20 | NULL |  | 2025-04-24 16:20 | ascott3 | 2024-06-19 16:23 | jritchie2 | 2026-06-22 17:18 | No | No | No | No | No | Standing | None | None | None | No | No | No |  | No | 2025-04-24 16:20 | 2025-04-24 16:20 | ascott3 | 2025-04-24 16:20 | ascott3 | 2025-04-24 16:20 | No Photo Available | https://collectorweb.dot.state.oh.us/arcgis/rest/services/HIGHWAY_LIGHTING/HighwayLighting_Reference/FeatureServer/7/542003/attachments/ | http://data.mapchannels.com/dualmaps6/map.htm?lat=39.428260&lng=-84.082863
08 | WARREN | WAR | RA | 83026 |  | 0.336 |  | SWARRA83026**C | WAR-83026-0.336 | 39.4299 | -84.0834 | 2025-12-31 | Active |  |  |  | State | HL0038777 |  |  | State | c1-18 | Conventional | [14 empty] | No | No | No |  | HPS | [27 empty] | 2025-04-24 16:24 | NULL |  | 2025-04-24 16:24 | ascott3 | 2024-06-19 16:32 | ascott3 | 2024-06-19 16:32 | No | No | No | No | No | Standing | None | None | None | No | No | No |  | No | 2025-04-24 16:24 | 2025-04-24 16:24 | ascott3 | 2025-04-24 16:25 | ascott3 | 2025-04-24 16:25 | No Photo Available | https://collectorweb.dot.state.oh.us/arcgis/rest/services/HIGHWAY_LIGHTING/HighwayLighting_Reference/FeatureServer/7/545204/attachments/ | http://data.mapchannels.com/dualmaps6/map.htm?lat=39.429900&lng=-84.083418
08 | WARREN | WAR | RA | 83032 |  | 0.516 |  | SWARRA83032**C | WAR-83032-0.516 | 39.4404 | -84.3377 | 2025-12-31 | Active |  |  |  | State | HL0027855 |  |  | State | B17 | Tower |  | 4 | [12 empty] | No | No | No |  | HPS | [27 empty] | 2025-09-19 12:53 | 7 - Needs Inspected in 7 CY |  | 2025-09-19 12:53 | phillip.monnier | 2014-12-12 09:02 | phillip.monnier | 2014-12-12 09:02 | No | No | No | No | No | Standing | None | None | None | No | No | No | REPLACED TOWER PLUGS/FAULTY | No | 2025-09-19 12:53 | 2025-09-19 12:53 | csonner1 | 2025-09-19 12:54 | csonner1 | 2025-09-19 12:54 | No Photo Available | https://collectorweb.dot.state.oh.us/arcgis/rest/services/HIGHWAY_LIGHTING/HighwayLighting_Reference/FeatureServer/7/558942/attachments/ | http://data.mapchannels.com/dualmaps6/map.htm?lat=39.440366&lng=-84.337740
08 | WARREN | WAR | RA | 83033 |  | 0.073 |  | SWARRA83033**C | WAR-83033-0.073 | 39.4402 | -84.3347 | 2025-12-31 | Active |  |  |  | State | HL0027839 |  |  | State | B21 | Tower |  | 4 | [12 empty] | No | No | No |  | HPS | [27 empty] | 2025-06-17 15:31 | 7 - Needs Inspected in 7 CY |  | 2025-06-17 15:31 | phillip.monnier | 2014-12-12 08:49 | phillip.monnier | 2014-12-12 08:49 | No | No | No | No | No | Standing | None | None | None | No | No | No | Needs sticker | No | 2025-06-17 15:31 | 2025-06-17 15:31 | ascott3 | 2025-06-17 15:31 | ascott3 | 2025-06-17 15:31 | No Photo Available | https://collectorweb.dot.state.oh.us/arcgis/rest/services/HIGHWAY_LIGHTING/HighwayLighting_Reference/FeatureServer/7/553257/attachments/ | http://data.mapchannels.com/dualmaps6/map.htm?lat=39.440151&lng=-84.334741
08 | WARREN | WAR | RA | 83033 |  | 0.073 |  | SWARRA83033**C | WAR-83033-0.073 | 39.4402 | -84.3347 | 2025-12-31 | Retired |  |  |  | State | HL0027851 |  |  | State | B17 | Tower |  | 4 | [12 empty] | No | No | No |  | HPS | [28 empty] | NULL |  |  | phillip.monnier | 2014-12-12 08:57 | acode1@Admin | 2022-05-20 14:51 | No | No | No | No | No | Standing | None | None | None | No | No | No | None ¦ None |  | 2014-12-12 08:57 |  | phillip.monnier | 2014-12-12 08:57 | phillip.monnier | 2014-12-12 08:57 | No Photo Available | https://collectorweb.dot.state.oh.us/arcgis/rest/services/HIGHWAY_LIGHTING/HighwayLighting_Reference/FeatureServer/7/702/attachments/ | http://data.mapchannels.com/dualmaps6/map.htm?lat=39.440151&lng=-84.334741
08 | WARREN | WAR | RA | 83034 |  | 0.447 |  | SWARRA83034**C | WAR-83034-0.447 | 39.4396 | -84.3342 | 2025-12-31 | Active |  |  |  | State | HL0027873 |  |  | State | B23 | Tower |  | 4 | [12 empty] | No | No | No |  | HPS | [27 empty] | 2025-06-17 14:40 | 7 - Needs Inspected in 7 CY |  | 2025-06-17 14:40 | phillip.monnier | 2014-12-12 09:14 | phillip.monnier | 2014-12-12 09:14 | No | No | No | No | No | Standing | None | None | None | No | No | No |  | No | 2025-06-17 14:40 | 2025-06-17 14:40 | ascott3 | 2025-06-17 14:52 | ascott3 | 2025-06-17 14:52 | No Photo Available | https://collectorweb.dot.state.oh.us/arcgis/rest/services/HIGHWAY_LIGHTING/HighwayLighting_Reference/FeatureServer/7/550855/attachments/ | http://data.mapchannels.com/dualmaps6/map.htm?lat=39.439552&lng=-84.334250
08 | WARREN | WAR | RA | 83035 |  | 0.064 |  | SWARRA83035**C | WAR-83035-0.064 | 39.4987 | -84.3241 | 2025-12-31 | Active |  |  |  | State | HL0006781 | 2020-01-30 19:24 |  | State | CB-3 | Conventional | No |  | AT | A |  |  |  | 1 |  |  |  | No | No | Yes | No | No | No |  | LED | 1 |  | 70 | 12,000 - 15,999 | No |  |  |  | 480 L-N |  | No | No | No | No | No | [12 empty] | 2025-10-14 11:16 | NULL |  |  | mhurlow1 | 2018-04-26 17:44 | jritchie2 | 2026-06-25 14:08 | No | No | No | No | No | Standing | None | None | None | No | No | No |  | No | 2025-10-14 11:16 |  | csonner1 | 2025-10-14 11:16 | csonner1 | 2025-10-14 11:16 | No Photo Available | No Photo Available | http://data.mapchannels.com/dualmaps6/map.htm?lat=39.498655&lng=-84.324068
08 | WARREN | WAR | RA | 83035 |  | 0.206 |  | SWARRA83035**C | WAR-83035-0.206 | 39.4966 | -84.3243 | 2025-12-31 | Active |  |  |  | State | HL0004500 | 2020-01-30 19:26 |  | State | CB-2 | Conventional | No |  | AT | A |  |  |  | 1 |  |  |  | No | No | Yes | No | No | No |  | LED | 1 |  | 70 |  | No |  |  |  | 480 L-N |  | No | No | No | No | No | [12 empty] | 2025-10-14 11:17 | NULL |  |  | mhurlow1 | 2018-04-26 17:43 | jritchie2 | 2026-06-25 14:07 | No | No | No | No | No | Standing | None | None | None | No | No | No |  | No | 2025-10-14 11:17 |  | csonner1 | 2025-10-14 11:17 | csonner1 | 2025-10-14 11:17 | No Photo Available | No Photo Available | http://data.mapchannels.com/dualmaps6/map.htm?lat=39.496613&lng=-84.324334
08 | WARREN | WAR | RA | 83035 |  | 0.236 |  | SWARRA83035**C | WAR-83035-0.236 | 39.4962 | -84.3242 | 2025-12-31 | Active |  |  |  | State | HL0002385 | 2020-01-30 19:29 |  | State | CB-4 | Conventional | No | [6 empty] | 1 |  |  |  | No |  | Yes | No | No | No |  | HPS | 1 | 400 |  |  | No |  | Cooper/Eaton |  | 480 L-N |  | No | No | No | No | No | [12 empty] | 2025-10-14 11:17 | NULL | 0 |  | mhurlow1 | 2018-04-26 17:43 | dturner | 2020-01-30 19:30 | No | No | No | No | No | Standing | None | None | None | No | No | No |  | No | 2025-10-14 11:17 |  | csonner1 | 2025-10-14 11:17 | csonner1 | 2025-10-14 11:17 | No Photo Available | No Photo Available | http://data.mapchannels.com/dualmaps6/map.htm?lat=39.496163&lng=-84.324227
08 | WARREN | WAR | RA | 83035 |  | 0.24 |  | SWARRA83035**C | WAR-83035-0.240 | 39.4961 | -84.3244 | 2025-12-31 | Active |  |  |  | State | HL0003637 | 2020-01-30 19:30 |  | State | CB-1 | Conventional | No |  | AT | A |  |  |  | 1 |  |  |  | No | No | Yes | No | No | No |  | LED | 1 |  | 70 |  | No |  |  |  | 480 L-N |  | No | No | No | No | No | [12 empty] | 2025-10-14 11:18 | NULL |  |  | mhurlow1 | 2018-04-26 17:43 | jritchie2 | 2026-06-25 14:06 | No | No | No | No | No | Standing | None | None | None | No | No | No |  | No | 2025-10-14 11:18 |  | csonner1 | 2025-10-14 11:18 | csonner1 | 2025-10-14 11:18 | No Photo Available | No Photo Available | http://data.mapchannels.com/dualmaps6/map.htm?lat=39.496126&lng=-84.324439
08 | WARREN | WAR | RA | 83039 |  | 0.19 |  | SWARRA83039**C | WAR-83039-0.190 | 39.4898 | -84.3249 | 2025-12-31 | Active |  |  |  | State | HL0021336 | 2020-01-31 16:40 |  | State | CA-3 | Conventional | No |  | AT | A |  |  |  | 1 |  |  |  | No | No | Yes | No | No | No |  | LED | 1 |  | 150 |  | No |  |  |  | 480 L-N |  | No | No | No | No | No | [12 empty] | 2025-10-14 11:20 | NULL |  |  | mhurlow1 | 2018-04-26 17:25 | jritchie2 | 2026-06-25 13:59 | No | No | No | No | No | Standing | None | None | None | No | No | No |  | No | 2025-10-14 11:20 |  | csonner1 | 2025-10-14 11:20 | csonner1 | 2025-10-14 11:20 | No Photo Available | No Photo Available | http://data.mapchannels.com/dualmaps6/map.htm?lat=39.489779&lng=-84.324880
08 | WARREN | WAR | RA | 83039 |  | 0.244 |  | SWARRA83039**C | WAR-83039-0.244 | 39.489 | -84.3249 | 2025-12-31 | Active |  |  |  | State | HL0027108 |  |  | State | CA-4 | Conventional | No | [6 empty] | 1 |  |  |  | No |  | Yes | No | No | No |  | HPS | 1 | 200 |  |  | No |  | Cooper/Eaton |  | 480 L-N |  | No | No | No | No | No | [12 empty] | 2025-10-14 11:20 | NULL |  |  | mhurlow1 | 2018-04-26 17:25 | dturner | 2020-01-31 16:45 | No | No | No | No | No | Standing | None | None | None | No | No | No |  | No | 2025-10-14 11:20 |  | csonner1 | 2025-10-14 11:20 | csonner1 | 2025-10-14 11:20 | No Photo Available | No Photo Available | http://data.mapchannels.com/dualmaps6/map.htm?lat=39.489005&lng=-84.324874
08 | WARREN | WAR | RA | 83039 |  | 0.299 |  | SWARRA83039**C | WAR-83039-0.299 | 39.4882 | -84.3249 | 2025-12-31 | Active |  |  |  | State | HL0007213 |  |  | State | CA-5 | Conventional | No |  | AT | A |  |  |  | 1 |  |  |  | No | No | Yes | No | No | No |  | LED | 1 |  | 150 | 12,000 - 15,999 | No |  | Cooper/Eaton |  | 480 L-N |  | No | No | No | No | No | [12 empty] | 2025-10-14 11:21 | NULL |  |  | mhurlow1 | 2018-04-26 17:10 | jritchie2 | 2026-06-25 13:58 | No | No | No | No | No | Standing | None | None | None | No | No | No |  | No | 2025-10-14 11:21 |  | csonner1 | 2025-10-14 11:21 | csonner1 | 2025-10-14 11:21 | No Photo Available | No Photo Available | http://data.mapchannels.com/dualmaps6/map.htm?lat=39.488214&lng=-84.324945
08 | WARREN | WAR | RA | 83041 |  | 0.016 |  | SWARRA83041**C | WAR-83041-0.016 | 39.4858 | -84.3244 | 2025-12-31 | Active |  |  |  | State | HL0011493 | 2020-01-31 16:30 |  | State | CA-9 | Conventional | No |  | AT | A |  |  |  | 1 |  |  |  | No | No | Yes | No | No | No |  | LED | 1 |  | 150 | 12,000 - 15,999 | No |  |  |  | 480 L-N |  | No | No | No | No | No | [12 empty] | 2025-10-13 17:14 | NULL |  |  | mhurlow1 | 2018-04-26 17:07 | jritchie2 | 2026-06-25 13:54 | No | No | No | No | No | Standing | None | None | None | No | No | No |  | No | 2025-10-13 17:14 |  | csonner1 | 2025-10-13 17:14 | csonner1 | 2025-10-13 17:14 | No Photo Available | No Photo Available | http://data.mapchannels.com/dualmaps6/map.htm?lat=39.485809&lng=-84.324400
08 | WARREN | WAR | RA | 83041 |  | 0.018 |  | SWARRA83041**C | WAR-83041-0.018 | 39.4858 | -84.3244 | 2025-12-31 | Active |  |  |  | State | HL0040024 |  |  | State | C-12 | Conventional | [14 empty] | No | No | No |  | HPS | 1 | [27 empty] | NULL |  |  | ascott3 | 2025-04-23 18:31 | ascott3 | 2025-04-23 18:31 | [20 empty] | No Photo Available | No Photo Available | http://data.mapchannels.com/dualmaps6/map.htm?lat=39.485814&lng=-84.324403
08 | WARREN | WAR | RA | 83041 |  | 0.15 |  | SWARRA83041**C | WAR-83041-0.150 | 39.4877 | -84.3242 | 2025-12-31 | Active |  |  |  | State | HL0004198 | 2020-01-31 16:32 |  | State | CA-8 | Conventional | No |  | AT | A |  |  |  | 1 |  |  |  | No | No | Yes | No | No | No |  | LED | 1 |  | 150 | 12,000 - 15,999 | No |  |  |  | 480 L-N |  | No | No | No | No | No | [12 empty] | 2025-10-13 17:16 | NULL |  |  | mhurlow1 | 2018-04-26 17:09 | jritchie2 | 2026-06-25 13:56 | No | No | No | No | No | Standing | None | None | None | No | No | No |  | No | 2025-10-13 17:16 |  | csonner1 | 2025-10-13 17:16 | csonner1 | 2025-10-13 17:16 | No Photo Available | No Photo Available | http://data.mapchannels.com/dualmaps6/map.htm?lat=39.487724&lng=-84.324180
08 | WARREN | WAR | RA | 83041 |  | 0.173 |  | SWARRA83041**C | WAR-83041-0.173 | 39.4881 | -84.3243 | 2025-12-31 | Active |  |  |  | State | HL0015531 | 2020-01-31 16:35 |  | State | CA-6 | Conventional | No |  | AT | A |  |  |  | 1 |  |  |  | No | No | No | No | No | No |  | LED | 1 |  | 150 | 12,000 - 15,999 | No |  |  |  | 480 L-N |  | No | No | No | No | No | [12 empty] | 2025-10-13 17:23 | NULL |  |  | mhurlow1 | 2018-04-26 17:10 | jritchie2 | 2026-06-25 13:57 | No | No | No | No | No | Standing | None | None | None | No | No | No |  | No | 2025-10-13 17:23 |  | csonner1 | 2025-10-13 17:23 | csonner1 | 2025-10-13 17:23 | No Photo Available | No Photo Available | http://data.mapchannels.com/dualmaps6/map.htm?lat=39.488067&lng=-84.324259
08 | WARREN | WAR | RA | 83041 |  | 0.18 |  | SWARRA83041**C | WAR-83041-0.180 | 39.4881 | -84.3241 | 2025-12-31 | Active |  |  |  | State | HL0003395 | 2020-01-31 16:38 |  | State | CA-7 | Conventional | No |  | AT | A |  |  |  | 1 |  |  |  | No | No | Yes | No | No | No |  | LED | 1 |  | 150 |  | No |  |  |  | 480 L-N |  | No | No | No | No | No | [12 empty] | 2025-10-13 17:20 | NULL |  |  | mhurlow1 | 2018-04-26 17:11 | jritchie2 | 2026-06-25 13:57 | No | No | No | No | No | Standing | None | None | None | No | No | No |  | No | 2025-10-13 17:20 |  | csonner1 | 2025-10-13 17:21 | csonner1 | 2025-10-13 17:21 | No Photo Available | No Photo Available | http://data.mapchannels.com/dualmaps6/map.htm?lat=39.488148&lng=-84.324076
08 | WARREN | WAR | RA | 83042 |  | 0.018 |  | SWARRA83042**C | WAR-83042-0.018 | 39.4924 | -84.3248 | 2025-12-31 | Active |  |  |  | State | HL0014805 | 2020-01-30 19:35 |  | State | CA-2 | Conventional | No | [6 empty] | 1 |  |  |  | No |  | Yes | No | No | No |  | HPS | 1 | 310 |  |  | No |  | Cooper/Eaton |  | 480 L-N |  | No | No | No | No | No | [12 empty] | 2025-10-13 17:43 | NULL | 0 |  | mhurlow1 | 2018-04-26 17:28 | dturner | 2020-01-30 19:37 | No | No | No | No | No | Standing | None | None | None | No | No | No |  | No | 2025-10-13 17:43 |  | csonner1 | 2025-10-13 17:43 | csonner1 | 2025-10-13 17:43 | No Photo Available | No Photo Available | http://data.mapchannels.com/dualmaps6/map.htm?lat=39.492409&lng=-84.324757
08 | WARREN | WAR | RA | 83042 |  | 0.078 |  | SWARRA83042**C | WAR-83042-0.078 | 39.4923 | -84.3237 | 2025-12-31 | Active |  |  |  | State | HL0008157 | 2020-01-30 19:38 |  | State | CB-13 | Conventional | No |  | AT | A |  |  |  | 1 |  |  |  | No | No | Yes | No | No | No |  | LED | 1 |  | 150 |  | No |  |  |  | 480 L-N |  | No | No | No | No | No | [12 empty] | 2025-10-13 17:47 | NULL |  |  | mhurlow1 | 2018-04-26 17:22 | jritchie2 | 2026-06-25 14:00 | No | No | No | No | No | Standing | None | None | None | No | No | No |  | No | 2025-10-13 17:47 |  | csonner1 | 2025-10-13 17:47 | csonner1 | 2025-10-13 17:47 | No Photo Available | No Photo Available | http://data.mapchannels.com/dualmaps6/map.htm?lat=39.492325&lng=-84.323655
08 | WARREN | WAR | RA | 83042 |  | 0.109 |  | SWARRA83042**C | WAR-83042-0.109 | 39.4923 | -84.3231 | 2025-12-31 | Active |  |  |  | State | HL0014743 | 2020-01-30 19:40 |  | State | CB-12 | Conventional | No |  | AT | A |  |  |  | 1 |  |  |  | No | No | Yes | No | No | No |  | LED | 1 |  | 150 |  | No |  | Cooper/Eaton |  | 480 L-N |  | No | No | No | No | No | [12 empty] | 2025-10-13 17:50 | NULL |  |  | mhurlow1 | 2018-04-26 17:23 | jritchie2 | 2026-06-25 14:01 | No | No | No | No | No | Standing | None | None | None | No | No | No |  | No | 2025-10-13 17:50 |  | csonner1 | 2025-10-13 17:51 | csonner1 | 2025-10-13 17:51 | No Photo Available | No Photo Available | http://data.mapchannels.com/dualmaps6/map.htm?lat=39.492288&lng=-84.323076
08 | WARREN | WAR | RA | 83042 |  | 0.139 |  | SWARRA83042**C | WAR-83042-0.139 | 39.4922 | -84.3226 | 2025-12-31 | Active |  |  |  | State | HL0027014 | 2020-01-30 19:44 |  | State | CB-11 | Conventional | No |  | AT | A |  |  |  | 1 |  |  |  | No | No | Yes | No | No | No |  | LED | 1 |  | 150 | 12,000 - 15,999 | No |  |  |  | 480 L-N |  | No | No | No | No | No | [12 empty] | 2025-10-13 17:55 | NULL |  |  | mhurlow1 | 2018-04-26 17:24 | jritchie2 | 2026-06-25 14:02 | No | No | No | No | No | Standing | None | None | None | No | No | No |  | No | 2025-10-13 17:55 |  | csonner1 | 2025-10-13 17:55 | csonner1 | 2025-10-13 17:55 | No Photo Available | No Photo Available | http://data.mapchannels.com/dualmaps6/map.htm?lat=39.492193&lng=-84.322588
08 | WARREN | WAR | RA | 83042 |  | 0.857 |  | SWARRA83042**C | WAR-83042-0.857 | 39.4991 | -84.3233 | 2025-12-31 | Active |  |  |  | State | HL0005109 | 2020-01-30 20:15 |  | State | CB-6 | Conventional | No | [6 empty] | 1 |  |  |  | No |  | Yes | No | No | No |  | HPS | 1 | 400 |  |  | No |  | Cooper/Eaton |  | 480 L-N |  | No | No | No | No | No | [12 empty] | 2025-10-13 18:11 | NULL | 0 |  | mhurlow1 | 2018-04-26 17:41 | dturner | 2020-01-30 20:16 | No | No | No | No | No | Standing | None | None | None | No | No | No |  | No | 2025-10-13 18:11 |  | csonner1 | 2025-10-13 18:12 | csonner1 | 2025-10-13 18:12 | No Photo Available | No Photo Available | http://data.mapchannels.com/dualmaps6/map.htm?lat=39.499102&lng=-84.323253
08 | WARREN | WAR | RA | 83042 |  | 0.958 |  | SWARRA83042**C | WAR-83042-0.958 | 39.5006 | -84.3232 | 2025-12-31 | Active |  |  |  | State | HL0010232 | 2020-01-30 20:17 |  | State | CB-7 | Conventional | No |  | AT | A |  |  |  | 1 |  |  |  | No | No | Yes | No | No | No |  | LED | 1 |  | 70 |  | No |  |  |  | 480 L-N |  | No | No | No | No | No | [12 empty] | 2025-10-13 18:18 | NULL |  |  | mhurlow1 | 2018-04-26 17:41 | jritchie2 | 2026-06-25 14:08 | No | No | No | No | No | Standing | None | None | None | No | No | No |  | No | 2025-10-13 18:18 |  | csonner1 | 2025-10-13 18:19 | csonner1 | 2025-10-13 18:19 | No Photo Available | No Photo Available | http://data.mapchannels.com/dualmaps6/map.htm?lat=39.500567&lng=-84.323194
08 | WARREN | WAR | RA | 83044 |  | 0.022 |  | SWARRA83044**C | WAR-83044-0.022 | 39.4929 | -84.3217 | 2025-12-31 | Active |  |  |  | State | HL0005919 |  |  | State | CA-10 | Conventional | No |  | AT | A |  |  |  | 1 |  |  |  |  | No | No | No | No | No |  | LED | 1 |  | 150 | 12,000 - 15,999 | No | [22 empty] | 2025-10-13 17:28 | NULL |  |  | mhurlow1 | 2018-04-26 17:17 | jritchie2 | 2026-06-25 14:00 | No | No | No | No | No | Standing | None | None | None | No | No | No |  | No | 2025-10-13 17:28 |  | csonner1 | 2025-10-13 17:29 | csonner1 | 2025-10-13 17:29 | No Photo Available | No Photo Available | http://data.mapchannels.com/dualmaps6/map.htm?lat=39.492876&lng=-84.321740
08 | WARREN | WAR | RA | 83044 |  | 0.062 |  | SWARRA83044**C | WAR-83044-0.062 | 39.4928 | -84.3225 | 2025-12-31 | Retired |  |  |  | State | HL0024766 | 2020-01-30 20:02 |  | State | CB-10 | Conventional | No | [6 empty] | 1 |  |  |  | No |  | Yes | No | No | No |  | HPS | 1 | 310 |  |  | No |  | Cooper/Eaton |  | 480 L-N |  | No | No | No | No | No | [13 empty] | NULL |  |  | mhurlow1 | 2018-04-26 17:21 | ascott3 | 2025-08-13 14:55 | No | No | No | No | No | Standing | None | None | None | No | No | No |  |  | 2021-06-08 18:12 |  | lhundley | 2021-06-08 18:11 | lhundley | 2021-06-08 18:11 | No Photo Available | No Photo Available | http://data.mapchannels.com/dualmaps6/map.htm?lat=39.492834&lng=-84.322470
08 | WARREN | WAR | RA | 83044 |  | 0.337 |  | SWARRA83044**C | WAR-83044-0.337 | 39.4962 | -84.3234 | 2025-12-31 | Active |  |  |  | State | HL0011723 | 2020-01-30 20:08 |  | State | CB-9 | Conventional | No |  | AT | A |  |  |  | 1 |  |  |  | No | No | Yes | No | No | No |  | LED | 1 |  | 70 |  | No |  |  |  | 480 L-N |  | No | No | No | No | No | [12 empty] | 2025-10-13 18:09 | NULL |  |  | mhurlow1 | 2018-04-26 17:39 | jritchie2 | 2026-06-25 14:05 | No | No | No | No | No | Standing | None | None | None | No | No | No |  | No | 2025-10-13 18:09 |  | csonner1 | 2025-10-13 18:10 | csonner1 | 2025-10-13 18:10 | No Photo Available | No Photo Available | http://data.mapchannels.com/dualmaps6/map.htm?lat=39.496185&lng=-84.323353
08 | WARREN | WAR | RA | 83044 |  | 0.438 |  | SWARRA83044**C | WAR-83044-0.438 | 39.4976 | -84.3233 | 2025-12-31 | Active |  |  |  | State | HL0002426 | 2020-01-30 20:10 |  | State | CB-5 | Conventional | No |  | AT | A |  |  |  | 1 |  |  |  | No | No | Yes | No | No | No |  | LED | 1 |  | 70 | 12,000 - 15,999 | No |  |  |  | 480 L-N |  | No | No | No | No | No | [12 empty] | 2025-10-13 18:10 | NULL |  |  | mhurlow1 | 2018-04-26 17:40 | jritchie2 | 2026-06-25 14:07 | No | No | No | No | No | Standing | None | None | None | No | No | No |  | No | 2025-10-13 18:10 |  | csonner1 | 2025-10-13 18:10 | csonner1 | 2025-10-13 18:10 | No Photo Available | No Photo Available | http://data.mapchannels.com/dualmaps6/map.htm?lat=39.497644&lng=-84.323305
08 | WARREN | WAR | RA | 83047 |  | 0.432 |  | SWARRA83047**C | WAR-83047-0.432 | 39.5395 | -84.299 | 2025-12-31 | Active |  |  |  | State | HL0024735 | 2020-01-30 19:17 |  | State | BA-3 | Conventional | No | [6 empty] | 1 |  |  |  | No |  | Yes | No | No | No |  | HPS | 1 | 200 |  |  | No |  | Cooper/Eaton |  | 480 L-N |  | No | No | No | No | No | [12 empty] | 2025-10-14 11:37 | NULL | 0 |  | mhurlow1 | 2018-04-26 17:48 | dturner | 2020-01-30 19:19 | No | No | No | No | No | Standing | None | None | None | No | No | No |  | No | 2025-10-14 11:37 |  | csonner1 | 2025-10-14 11:37 | csonner1 | 2025-10-14 11:37 | No Photo Available | No Photo Available | http://data.mapchannels.com/dualmaps6/map.htm?lat=39.539503&lng=-84.298951
08 | WARREN | WAR | RA | 83047 |  | 0.533 |  | SWARRA83047**C | WAR-83047-0.533 | 39.5385 | -84.3003 | 2025-12-31 | Active |  |  |  | State | HL0011312 | 2020-01-30 19:19 |  | State | ba-2 | Conventional | No |  | AT | A |  |  |  | 1 |  |  |  | No | No | Yes | No | No | No |  | LED | 1 |  | 130 |  | No |  |  |  | 480 L-N |  | No | No | No | No | No | [12 empty] | 2025-10-14 11:38 | NULL |  |  | mhurlow1 | 2018-04-26 17:48 | jritchie2 | 2026-06-25 14:13 | No | No | No | No | No | Standing | None | None | None | No | No | No |  | No | 2025-10-14 11:38 |  | csonner1 | 2025-10-14 11:38 | csonner1 | 2025-10-14 11:38 | No Photo Available | No Photo Available | http://data.mapchannels.com/dualmaps6/map.htm?lat=39.538493&lng=-84.300324
08 | WARREN | WAR | RA | 83048 |  | 0.182 |  | SWARRA83048**C | WAR-83048-0.182 | 39.5448 | -84.2902 | 2025-12-31 | Active |  |  |  | State | HL0008108 | 2020-01-30 01:00 |  | State | BA-16 | Conventional | No |  | AT | A |  |  |  | 1 |  |  |  | No | No | Yes | No | No | No |  | LED | 1 |  | 90 | 12,000 - 15,999 | No |  | Cooper/Eaton |  | 480 L-N |  | No | No | No | No | No | [12 empty] | 2025-10-14 11:30 | NULL |  |  | mhurlow1 | 2018-04-26 17:58 | jritchie2 | 2026-06-25 14:18 | No | No | No | No | No | Standing | None | None | None | No | No | No |  | No | 2025-10-14 11:30 |  | csonner1 | 2025-10-14 11:30 | csonner1 | 2025-10-14 11:30 | No Photo Available | No Photo Available | http://data.mapchannels.com/dualmaps6/map.htm?lat=39.544843&lng=-84.290195
08 | WARREN | WAR | RA | 83048 |  | 0.28 |  | SWARRA83048**C | WAR-83048-0.280 | 39.5458 | -84.2889 | 2025-12-31 | Active |  |  |  | State | HL0009747 | 2020-01-30 01:02 |  | State | BA-17 | Conventional | No |  | AT | A |  |  |  | 1 |  |  |  | No | No | Yes | No | No | No |  | LED | 1 |  | 90 | 12,000 - 15,999 | No |  |  |  | 480 L-N |  | No | No | No | No | No | [12 empty] | 2025-10-14 11:30 | NULL |  |  | mhurlow1 | 2018-04-26 17:59 | jritchie2 | 2026-06-25 14:20 | No | No | No | No | No | Standing | None | None | None | No | No | No |  | No | 2025-10-14 11:30 |  | csonner1 | 2025-10-14 11:30 | csonner1 | 2025-10-14 11:30 | No Photo Available | No Photo Available | http://data.mapchannels.com/dualmaps6/map.htm?lat=39.545841&lng=-84.288870
08 | WARREN | WAR | RA | 83049 |  | 0.019 |  | SWARRA83049**C | WAR-83049-0.019 | 39.5379 | -84.3 | 2025-12-31 | Active |  |  |  | State | HL0012399 | 2020-01-30 20:22 |  | State | BA-10 | Conventional | No |  | AT | A |  |  |  | 1 |  |  |  | No | No | Yes | No | No | No |  | LED | 1 |  | 120 |  | No |  |  |  | 480 L-N |  | No | No | No | No | No | [12 empty] | 2025-10-14 11:23 | NULL |  |  | mhurlow1 | 2018-04-26 17:47 | jritchie2 | 2026-06-25 14:13 | No | No | No | No | No | Standing | None | None | None | No | No | No |  | No | 2025-10-14 11:23 |  | csonner1 | 2025-10-14 11:23 | csonner1 | 2025-10-14 11:23 | No Photo Available | No Photo Available | http://data.mapchannels.com/dualmaps6/map.htm?lat=39.537940&lng=-84.300037
08 | WARREN | WAR | RA | 83049 |  | 0.217 |  | SWARRA83049**C | WAR-83049-0.217 | 39.5398 | -84.2972 | 2025-12-31 | Active |  |  |  | State | HL0018088 | 2020-01-30 20:24 |  | State | BA-11 | Conventional | No | [6 empty] | 1 |  |  |  | No |  | Yes | No | No | No |  | LED | 1 |  | 70 |  | No |  |  |  | 480 L-N |  | No | No | No | No | No | [12 empty] | 2025-10-14 11:24 | NULL |  |  | mhurlow1 | 2018-04-26 17:49 | jritchie2 | 2026-06-25 14:15 | No | No | No | No | No | Standing | None | None | None | No | No | No |  | No | 2025-10-14 11:24 |  | csonner1 | 2025-10-14 11:24 | csonner1 | 2025-10-14 11:24 | No Photo Available | No Photo Available | http://data.mapchannels.com/dualmaps6/map.htm?lat=39.539841&lng=-84.297217
08 | WARREN | WAR | RA | 83049 |  | 0.247 |  | SWARRA83049**C | WAR-83049-0.247 | 39.5402 | -84.2969 | 2025-12-31 | Active |  |  |  | State | HL0025072 | 2020-01-30 20:26 |  | State | BA-13 | Conventional | No |  | AT | A |  |  |  | 1 |  |  |  | No | No | Yes | No | No | No |  | LED | 1 |  | 70 |  | No |  |  |  | 480 L-N |  | No | No | No | No | No | [12 empty] | 2025-10-14 11:25 | NULL |  |  | mhurlow1 | 2018-04-26 17:54 | jritchie2 | 2026-06-25 14:16 | No | No | No | No | No | Standing | None | None | None | No | No | No |  | No | 2025-10-14 11:25 |  | csonner1 | 2025-10-14 11:25 | csonner1 | 2025-10-14 11:25 | No Photo Available | No Photo Available | http://data.mapchannels.com/dualmaps6/map.htm?lat=39.540216&lng=-84.296875
08 | WARREN | WAR | RA | 83049 |  | 0.251 |  | SWARRA83049**C | WAR-83049-0.251 | 39.5401 | -84.2967 | 2025-12-31 | Active |  |  |  | State | HL0002868 | 2020-01-30 20:28 |  | State | BA-12 | Conventional | No |  | AT | A |  |  |  | 1 |  |  |  | No | No | Yes | No | No | No |  | LED | 1 |  | 70 |  | No |  |  |  | 480 L-N |  | No | No | No | No | No | [12 empty] | 2025-10-14 11:24 | NULL |  |  | mhurlow1 | 2018-04-26 17:50 | jritchie2 | 2026-06-25 14:16 | No | No | No | No | No | Standing | None | None | None | No | No | No |  | No | 2025-10-14 11:24 |  | csonner1 | 2025-10-14 11:25 | csonner1 | 2025-10-14 11:25 | No Photo Available | No Photo Available | http://data.mapchannels.com/dualmaps6/map.htm?lat=39.540127&lng=-84.296705
08 | WARREN | WAR | RA | 83050 |  | 0.02 |  | SWARRA83050**C | WAR-83050-0.020 | 39.5476 | -84.2874 | 2025-12-31 | Active |  |  |  | State | HL0013336 | 2020-01-30 00:49 |  | State | BA-8 | Conventional | No |  | AT | A |  |  |  | 1 |  |  |  | No | No | Yes | No | No | No |  | LED | 1 |  | 90 | 12,000 - 15,999 | No |  |  |  | 480 L-N |  | No | No | No | No | No | [12 empty] | 2025-10-14 11:34 | NULL |  |  | mhurlow1 | 2018-04-26 18:00 | jritchie2 | 2026-06-25 14:21 | No | No | No | No | No | Standing | None | None | None | No | No | No |  | No | 2025-10-14 11:34 |  | csonner1 | 2025-10-14 11:34 | csonner1 | 2025-10-14 11:34 | No Photo Available | No Photo Available | http://data.mapchannels.com/dualmaps6/map.htm?lat=39.547632&lng=-84.287358
08 | WARREN | WAR | RA | 83050 |  | 0.221 |  | SWARRA83050**C | WAR-83050-0.221 | 39.5457 | -84.2902 | 2025-12-31 | Active |  |  |  | State | HL0000023 | 2020-01-30 00:53 |  | State | BA-7 | Conventional | No |  | AT | A |  |  |  | 1 |  |  |  | No | No | Yes | No | No | No |  | LED | 1 |  | 70 | 12,000 - 15,999 | No |  |  |  | 480 L-N |  | No | No | No | No | No | [12 empty] | 2025-10-14 11:35 | NULL |  |  | mhurlow1 | 2018-04-26 18:01 | jritchie2 | 2026-06-25 14:19 | No | No | No | No | No | Standing | None | None | None | No | No | No |  | No | 2025-10-14 11:35 |  | csonner1 | 2025-10-14 11:35 | csonner1 | 2025-10-14 11:35 | No Photo Available | No Photo Available | http://data.mapchannels.com/dualmaps6/map.htm?lat=39.545719&lng=-84.290169
08 | WARREN | WAR | RA | 83050 |  | 0.253 |  | SWARRA83050**C | WAR-83050-0.253 | 39.5453 | -84.2906 | 2025-12-31 | Active |  |  |  | State | HL0018973 | 2020-01-30 00:55 |  | State | BA-9 | Conventional | No | [6 empty] | 1 | [5 empty] | Yes | No | No | No |  | HPS | 1 | 200 |  |  | No |  | Cooper/Eaton |  | 480 L-N |  | No | No | No | No | No | [12 empty] | 2025-10-14 11:36 | NULL | 0 |  | mhurlow1 | 2018-04-26 18:01 | lhundley | 2021-06-08 13:36 | No | No | No | No | No | Standing | None | None | None | No | No | No |  | No | 2025-10-14 11:36 |  | csonner1 | 2025-10-14 11:37 | csonner1 | 2025-10-14 11:37 | No Photo Available | No Photo Available | http://data.mapchannels.com/dualmaps6/map.htm?lat=39.545341&lng=-84.290552
08 | WARREN | WAR | RA | 83050 |  | 0.256 |  | SWARRA83050**C | WAR-83050-0.256 | 39.5454 | -84.2907 | 2025-12-31 | Active |  |  |  | State | HL0025048 | 2020-01-30 00:57 |  | State | Ba-6 | Conventional | No |  | AT | A |  |  |  | 1 |  |  |  | No | No | Yes | No | No | No |  | LED | 1 |  | 70 |  | No |  |  |  | 480 L-N |  | No | No | No | No | No | [12 empty] | 2025-10-14 11:36 | NULL |  |  | mhurlow1 | 2018-04-26 18:02 | jritchie2 | 2026-06-25 14:19 | No | No | No | No | No | Standing | None | None | None | No | No | No |  | No | 2025-10-14 11:36 |  | csonner1 | 2025-10-14 11:36 | csonner1 | 2025-10-14 11:36 | No Photo Available | No Photo Available | http://data.mapchannels.com/dualmaps6/map.htm?lat=39.545441&lng=-84.290705
08 | WARREN | WAR | RA | 83053 |  | 0.321 |  | SWARRA83053**C | WAR-83053-0.321 | 39.2966 | -84.3113 | 2025-12-31 | Active |  |  |  | State | HL0013664 | 2020-02-17 18:39 |  | State | MI-5 | Conventional | No |  | AT | A |  |  |  | 1 |  |  |  | No | No | No | No | No | No |  | LED | 1 |  | 90 |  | No |  |  |  | 480 L-N |  | No | No | No | No | No | [12 empty] | 2025-04-28 16:35 | NULL |  | 2025-04-28 16:35 | mhurlow1 | 2018-05-30 16:46 | jritchie2 | 2026-06-23 16:47 | No | No | No | No | No | Standing | None | None | None | No | No | No |  | No | 2025-04-28 16:35 | 2025-04-28 16:35 | ascott3 | 2025-04-28 16:36 | ascott3 | 2025-04-28 16:36 | No Photo Available | https://collectorweb.dot.state.oh.us/arcgis/rest/services/HIGHWAY_LIGHTING/HighwayLighting_Reference/FeatureServer/7/532045/attachments/ | http://data.mapchannels.com/dualmaps6/map.htm?lat=39.296596&lng=-84.311309
08 | WARREN | WAR | RA | 83053 |  | 0.408 |  | SWARRA83053**C | WAR-83053-0.408 | 39.2975 | -84.3101 | 2025-12-31 | Active |  |  |  | State | HL0009510 | 2020-02-17 18:43 |  | State | MI-6 | Conventional | No |  | AT |  |  |  |  | 1 |  |  |  | No | No | No | No | No | No |  | LED | 1 |  |  | 12,000 - 15,999 | No |  |  |  | 480 L-N |  | No | No | No | No | No | [12 empty] | 2025-04-28 16:43 | NULL |  | 2025-04-28 16:43 | mhurlow1 | 2018-05-30 16:47 | jritchie2 | 2026-06-23 16:45 | No | No | No | No | No | Standing | None | None | None | No | No | No |  | No | 2025-04-28 16:43 | 2025-04-28 16:43 | ascott3 | 2025-04-28 16:44 | ascott3 | 2025-04-28 16:44 | No Photo Available | https://collectorweb.dot.state.oh.us/arcgis/rest/services/HIGHWAY_LIGHTING/HighwayLighting_Reference/FeatureServer/7/543614/attachments/ | http://data.mapchannels.com/dualmaps6/map.htm?lat=39.297472&lng=-84.310150
08 | WARREN | WAR | RA | 83054 |  | 0.018 |  | SWARRA83054**C | WAR-83054-0.018 | 39.2978 | -84.3108 | 2025-12-31 | Active |  |  |  | State | HL0001901 | 2020-02-14 20:15 |  | State | M1-1 | Conventional | No |  | AT | A |  |  |  | 1 |  |  |  | No | No | No | No | No | No |  | LED | 1 |  | 77 |  | No |  | Cooper/Eaton |  | 480 L-N |  | No | No | No | No | No | [12 empty] | 2025-10-20 23:37 | NULL |  |  | mhurlow1 | 2018-05-30 16:49 | jritchie2 | 2026-06-23 16:43 | No | No | Yes | No | No | Down | None | None | Bent | Yes | Yes | No | Needs TB3, new underground wire, fixture and possibly new foundation | Yes | 2025-10-20 23:37 |  | mneeley | 2025-10-20 23:37 | mneeley | 2025-10-20 23:37 | No Photo Available | https://collectorweb.dot.state.oh.us/arcgis/rest/services/HIGHWAY_LIGHTING/HighwayLighting_Reference/FeatureServer/7/572856/attachments/ | http://data.mapchannels.com/dualmaps6/map.htm?lat=39.297773&lng=-84.310810
08 | WARREN | WAR | RA | 83054 |  | 0.158 |  | SWARRA83054**C | WAR-83054-0.158 | 39.2965 | -84.3128 | 2025-12-31 | Active |  |  |  | State | HL0007807 | 2020-02-14 20:17 |  | State | M1-2 | Conventional | No |  | AT | A |  |  |  | 1 |  |  |  | No | No | No | No | No | No |  | LED | 1 |  | 90 |  | No |  |  |  | 480 L-N |  | No | No | No | No | No | [12 empty] | 2025-04-28 15:47 | NULL |  | 2025-04-28 15:47 | mhurlow1 | 2018-05-30 16:50 | jritchie2 | 2026-06-23 16:47 | No | No | No | No | No | Standing | None | None | None | No | No | No |  | No | 2025-04-28 15:47 | 2025-04-28 15:47 | ascott3 | 2025-04-28 15:50 | ascott3 | 2025-04-28 15:50 | No Photo Available | https://collectorweb.dot.state.oh.us/arcgis/rest/services/HIGHWAY_LIGHTING/HighwayLighting_Reference/FeatureServer/7/540413/attachments/ | http://data.mapchannels.com/dualmaps6/map.htm?lat=39.296451&lng=-84.312793
08 | WARREN | WAR | RA | 83054 |  | 0.19 |  | SWARRA83054**C | WAR-83054-0.190 | 39.296 | -84.3131 | 2025-12-31 | Active |  |  |  | State | HL0026583 | 2020-02-14 20:21 |  | State | 6M1-4 | Conventional | No | [6 empty] | 1 |  |  |  | No |  | Yes | No | No | No |  | HPS |  | 200 |  |  | No |  | Cooper/Eaton |  | 480 L-N |  | No | No | No | No | No | [12 empty] | 2025-04-28 15:50 | NULL | 0 | 2025-04-28 15:50 | mhurlow1 | 2018-05-30 16:51 | dturner | 2020-02-14 20:23 | No | No | No | No | No | Standing | None | None | None | No | No | No | Cracked foundation | Yes | 2025-04-28 15:50 | 2025-04-28 15:50 | ascott3 | 2025-04-28 15:51 | ascott3 | 2025-05-07 03:10 | No Photo Available | https://collectorweb.dot.state.oh.us/arcgis/rest/services/HIGHWAY_LIGHTING/HighwayLighting_Reference/FeatureServer/7/544014/attachments/ | http://data.mapchannels.com/dualmaps6/map.htm?lat=39.296021&lng=-84.313109
08 | WARREN | WAR | RA | 83054 |  | 0.193 |  | SWARRA83054**C | WAR-83054-0.193 | 39.2961 | -84.3133 | 2025-12-31 | Active |  |  |  | State | HL0015880 | 2020-02-14 20:23 |  | State | M1-3 | Conventional | No |  | AT | A |  |  |  | 1 |  |  |  | No | No | No | No | No | No |  | LED | 1 |  | 90 |  | No |  |  |  | 480 L-N |  | No | No | No | No | No | [12 empty] | 2025-04-28 15:53 | NULL |  | 2025-04-28 15:53 | mhurlow1 | 2018-05-30 16:52 | jritchie2 | 2026-06-23 16:48 | No | No | No | No | No | Standing | None | None | None | No | No | No |  | No | 2025-04-28 15:53 | 2025-04-28 15:53 | ascott3 | 2025-04-28 15:54 | ascott3 | 2025-04-28 15:54 | No Photo Available | https://collectorweb.dot.state.oh.us/arcgis/rest/services/HIGHWAY_LIGHTING/HighwayLighting_Reference/FeatureServer/7/544814/attachments/ | http://data.mapchannels.com/dualmaps6/map.htm?lat=39.296141&lng=-84.313288
08 | WARREN | WAR | RA | 83061 |  | 0.061 |  | SWARRA83061**C | WAR-83061-0.061 | 39.4396 | -84.337 | 2025-12-31 | Active |  |  |  | State | HL0027866 |  |  | State | B16 | Tower |  | 4 | [12 empty] | No | No | No |  | HPS | [27 empty] | 2025-06-17 13:59 | 7 - Needs Inspected in 7 CY |  | 2025-06-17 13:59 | phillip.monnier | 2014-12-12 09:08 | phillip.monnier | 2014-12-12 09:08 | No | No | No | No | No | Standing | None | None | None | No | No | No |  | No | 2025-06-17 13:59 | 2025-06-17 13:59 | ascott3 | 2025-06-17 13:59 | ascott3 | 2025-06-17 13:59 | No Photo Available | https://collectorweb.dot.state.oh.us/arcgis/rest/services/HIGHWAY_LIGHTING/HighwayLighting_Reference/FeatureServer/7/551255/attachments/ | http://data.mapchannels.com/dualmaps6/map.htm?lat=39.439577&lng=-84.337031
08 | WARREN | WAR | RA | 83062 |  | 0.081 |  | SWARRA83062**C | WAR-83062-0.081 | 39.4407 | -84.3362 | 2025-12-31 | Active |  |  |  | State | HL0027975 |  |  | State | B15 | Tower |  | 4 | [12 empty] | No | No | No |  | HPS | [27 empty] | 2025-06-17 16:27 | 7 - Needs Inspected in 7 CY |  | 2025-06-17 16:27 | teri.scanlon | 2014-12-12 10:49 | teri.scanlon | 2014-12-12 10:49 | No | No | No | No | No | Standing | None | None | None | No | No | No |  | No | 2025-06-17 16:27 | 2025-06-17 16:27 | ascott3 | 2025-06-17 16:28 | ascott3 | 2025-06-17 16:28 | No Photo Available | https://collectorweb.dot.state.oh.us/arcgis/rest/services/HIGHWAY_LIGHTING/HighwayLighting_Reference/FeatureServer/7/553659/attachments/ | http://data.mapchannels.com/dualmaps6/map.htm?lat=39.440654&lng=-84.336185
08 | WARREN | WAR | RA | 83064 |  | 0.092 |  | SWARRA83064**C | WAR-83064-0.092 | 39.4394 | -84.3358 | 2025-12-31 | Active |  |  |  | State | HL0027989 |  |  | State | B22 | Tower |  | 4 | [12 empty] | No | No | No |  | HPS | [27 empty] | 2025-06-17 15:07 | 7 - Needs Inspected in 7 CY |  | 2025-06-17 15:07 | teri.scanlon | 2014-12-12 11:06 | teri.scanlon | 2014-12-12 11:06 | No | No | No | No | No | Standing | None | None | None | No | No | No | Needs sticker | No | 2025-06-17 15:07 | 2025-06-17 15:07 | ascott3 | 2025-06-17 15:14 | ascott3 | 2025-06-17 15:14 | No Photo Available | https://collectorweb.dot.state.oh.us/arcgis/rest/services/HIGHWAY_LIGHTING/HighwayLighting_Reference/FeatureServer/7/552856/attachments/ | http://data.mapchannels.com/dualmaps6/map.htm?lat=39.439400&lng=-84.335769
08 | WARREN | WAR | RA | 83100 |  | 0.012 |  | SWARRA83100**C | WAR-83100-0.012 | 39.5688 | -84.2635 | 2025-12-31 | Active |  |  |  | State | HL0014824 | 2020-01-15 14:12 |  | State | AA-8 | Conventional | No |  | AT | A |  |  |  | 1 |  |  |  |  | No | No | No | No | No |  | LED | 1 |  | 70 | 12,000 - 15,999 | [23 empty] | 2025-10-14 12:10 | NULL |  |  | mhurlow1 | 2018-04-26 19:14 | jritchie2 | 2026-06-25 15:18 | No | No | No | No | No | Standing | None | None | None | No | No | No |  | No | 2025-10-14 12:10 |  | csonner1 | 2025-10-14 12:10 | csonner1 | 2025-10-14 12:10 | No Photo Available | No Photo Available | http://data.mapchannels.com/dualmaps6/map.htm?lat=39.568816&lng=-84.263488
08 | WARREN | WAR | RA | 83100 |  | 0.097 |  | SWARRA83100**C | WAR-83100-0.097 | 39.5679 | -84.2646 | 2025-12-31 | Active |  |  |  | State | HL0022402 | 2020-01-15 14:14 |  | State | AA-7 | Conventional |  |  | AT |  |  |  |  | 1 | [6 empty] | No | No | No |  | HPS | 1 | 200 |  |  |  |  | American Electric Lighting (AEL) | [20 empty] | 2025-10-14 12:10 | NULL | 0 |  | mhurlow1 | 2018-09-27 11:41 | csonner | 2020-01-15 14:19 | No | No | No | No | No | Standing | None | None | None | No | No | No |  | No | 2025-10-14 12:10 |  | csonner1 | 2025-10-14 12:11 | csonner1 | 2025-10-14 12:11 | No Photo Available | No Photo Available | http://data.mapchannels.com/dualmaps6/map.htm?lat=39.567872&lng=-84.264563
08 | WARREN | WAR | RA | 83100 |  | 0.308 |  | SWARRA83100**C | WAR-83100-0.308 | 39.5656 | -84.2672 | 2025-12-31 | Active |  |  |  | State | HL0000529 | 2020-01-29 23:25 |  | State | AA-6 | Conventional | No | [6 empty] | 1 | [5 empty] | Yes | No | No | No |  | HPS | 1 | 200 |  |  | No |  | Cooper/Eaton |  | 480 L-N |  | No | No | No | No | No | [12 empty] | 2025-10-14 12:11 | NULL | 0 |  | mhurlow1 | 2018-04-26 19:11 | csonner1 | 2025-10-14 12:11 | No | No | No | No | No | Standing | None | None | None | No | No | No |  | No | 2025-10-14 12:11 |  | csonner1 | 2025-10-14 12:11 | csonner1 | 2025-10-14 12:11 | No Photo Available | No Photo Available | http://data.mapchannels.com/dualmaps6/map.htm?lat=39.565595&lng=-84.267184
08 | WARREN | WAR | RA | 83100 |  | 0.34 |  | SWARRA83100**C | WAR-83100-0.340 | 39.5652 | -84.2675 | 2025-12-31 | Active |  |  |  | State | HL0012956 | 2020-01-29 23:31 |  | State | AA-5 | Conventional | No | [6 empty] | 1 |  |  |  | No |  | Yes | No | No | No |  | HPS | 1 | 400 |  |  | No |  | American Electric Lighting (AEL) |  | 480 L-N |  | No | No | No | No | No | [12 empty] | 2025-04-23 16:13 | NULL | 0 | 2025-04-23 16:13 | mhurlow1 | 2018-04-26 19:11 | csonner1 | 2025-10-14 12:12 | No | No | No | No | No | Standing | None | None | None | No | No | No | New fuse kit | No | 2025-04-23 16:13 | 2025-04-23 16:13 | ascott3 | 2025-04-23 16:13 | ascott3 | 2025-04-23 16:13 | No Photo Available | https://collectorweb.dot.state.oh.us/arcgis/rest/services/HIGHWAY_LIGHTING/HighwayLighting_Reference/FeatureServer/7/540396/attachments/ | http://data.mapchannels.com/dualmaps6/map.htm?lat=39.565168&lng=-84.267499
08 | WARREN | WAR | RA | 83100 |  | 0.346 |  | SWARRA83100**C | WAR-83100-0.346 | 39.5652 | -84.2677 | 2025-12-31 | Active |  |  |  | State | HL0027113 | 2020-01-29 23:32 |  | State | AA-4 | Conventional | No |  | AT | A |  |  |  | 1 |  |  |  | No | No | Yes | No | No | No |  | LED | 1 |  | 70 |  | No |  |  |  | 480 L-N |  | No | No | No | No | No | [12 empty] | 2025-04-23 16:16 | NULL |  | 2025-04-23 16:16 | mhurlow1 | 2018-04-26 19:10 | jritchie2 | 2026-06-25 15:15 | No | No | No | No | No | Standing | None | None | None | No | No | No |  | No | 2025-04-23 16:16 | 2025-04-23 16:16 | ascott3 | 2025-04-23 16:16 | ascott3 | 2025-04-23 16:16 | No Photo Available | https://collectorweb.dot.state.oh.us/arcgis/rest/services/HIGHWAY_LIGHTING/HighwayLighting_Reference/FeatureServer/7/544397/attachments/ | http://data.mapchannels.com/dualmaps6/map.htm?lat=39.565216&lng=-84.267697
08 | WARREN | WAR | RA | 83101 |  | 0.171 |  | SWARRA83101**C | WAR-83101-0.171 | 39.5607 | -84.2726 | 2025-12-31 | Active |  |  |  | State | HL0009053 | 2020-01-30 00:24 |  | State | AA-3 | Conventional | No | [6 empty] | 1 |  |  |  | No |  | Yes | No | No | No |  | HPS | 1 | 200 |  |  | No |  | American Electric Lighting (AEL) |  | 480 L-N |  | No | No | No | No | No | [12 empty] | 2025-10-14 12:15 | NULL | 0 |  | mhurlow1 | 2018-04-26 18:36 | csonner1 | 2025-10-14 12:15 | No | No | No | No | No | Standing | None | None | None | No | No | No |  | No | 2025-10-14 12:15 |  | csonner1 | 2025-10-14 12:15 | csonner1 | 2025-10-14 12:15 | No Photo Available | No Photo Available | http://data.mapchannels.com/dualmaps6/map.htm?lat=39.560673&lng=-84.272606
08 | WARREN | WAR | RA | 83101 |  | 0.274 |  | SWARRA83101**C | WAR-83101-0.274 | 39.5595 | -84.2738 | 2025-12-31 | Active |  |  |  | State | HL0018704 | 2020-01-30 00:27 |  | State | AA-2 | Conventional | No | [6 empty] | 1 | [5 empty] | Yes | No | No | No |  | HPS | 1 | 400 |  |  | No |  | Cooper/Eaton |  | 480 L-N |  | No | No | No | No | No | [12 empty] | 2025-10-14 12:16 | NULL | 0 |  | mhurlow1 | 2018-04-26 18:53 | csonner1 | 2025-10-14 12:16 | No | No | No | No | No | Standing | None | None | None | No | No | No |  | No | 2025-10-14 12:16 |  | csonner1 | 2025-10-14 12:16 | csonner1 | 2025-10-14 12:16 | No Photo Available | No Photo Available | http://data.mapchannels.com/dualmaps6/map.htm?lat=39.559508&lng=-84.273802
08 | WARREN | WAR | RA | 83103 |  | 0.012 |  | SWARRA83103**C | WAR-83103-0.012 | 39.5571 | -84.2755 | 2025-12-31 | Active |  |  |  | State | HL0008638 | 2020-01-30 01:07 |  | State | AB-1 | Conventional | No |  | AT | A |  |  |  | 1 |  |  |  | No | No | Yes | No | No | No |  | LED | 1 |  | 90 |  | No |  | Cooper/Eaton |  | 480 L-N |  | No | No | No | No | No | [12 empty] | 2025-10-14 11:46 | NULL |  |  | mhurlow1 | 2018-04-26 18:11 | jritchie2 | 2026-06-25 14:36 | No | No | No | No | No | Standing | None | None | None | No | No | No |  | No | 2025-10-14 11:46 |  | csonner1 | 2025-10-14 11:46 | csonner1 | 2025-10-14 11:46 | No Photo Available | No Photo Available | http://data.mapchannels.com/dualmaps6/map.htm?lat=39.557056&lng=-84.275483
08 | WARREN | WAR | RA | 83103 |  | 0.319 |  | SWARRA83103**C | WAR-83103-0.319 | 39.5603 | -84.2715 | 2025-12-31 | Active |  |  |  | State | HL0014317 | 2020-01-30 01:10 |  | State | AB-2 | Conventional | No |  | AT | A |  |  |  | 1 |  |  |  | No | No | Yes | No | No | No |  | LED | 1 |  | 70 |  | No |  | Cooper/Eaton |  | 480 L-N |  | No | No | No | No | No | [12 empty] | 2025-10-14 11:47 | NULL |  |  | mhurlow1 | 2018-04-26 18:45 | jritchie2 | 2026-06-25 15:10 | No | No | No | No | No | Standing | None | None | None | No | No | No |  | No | 2025-10-14 11:47 |  | csonner1 | 2025-10-14 11:47 | csonner1 | 2025-10-14 11:47 | No Photo Available | No Photo Available | http://data.mapchannels.com/dualmaps6/map.htm?lat=39.560279&lng=-84.271515
08 | WARREN | WAR | RA | 83103 |  | 0.341 |  | SWARRA83103**C | WAR-83103-0.341 | 39.5606 | -84.2713 | 2025-12-31 | Active |  |  |  | State | HL0017129 | 2020-01-30 01:12 |  | State | AB-4 | Conventional | No |  | AT | A |  |  |  | 1 |  |  |  | No | No | Yes | No | No | No |  | LED | 1 |  | 70 |  | No |  | American Electric Lighting (AEL) |  | 480 L-N |  | No | No | No | No | No | [12 empty] | 2025-10-14 11:48 | NULL |  |  | mhurlow1 | 2018-04-26 18:46 | jritchie2 | 2026-06-25 15:11 | No | No | No | No | No | Standing | None | None | None | No | No | No |  | No | 2025-10-14 11:48 |  | csonner1 | 2025-10-14 11:48 | csonner1 | 2025-10-14 11:48 | No Photo Available | No Photo Available | http://data.mapchannels.com/dualmaps6/map.htm?lat=39.560585&lng=-84.271314
08 | WARREN | WAR | RA | 83103 |  | 0.35 |  | SWARRA83103**C | WAR-83103-0.350 | 39.5606 | -84.2711 | 2025-12-31 | Active |  |  |  | State | HL0007240 | 2020-01-30 01:14 |  | State | AB-3 | Conventional | No | [6 empty] | 1 |  |  |  | No |  | Yes | No | No | No |  | HPS | 1 | 200 |  |  | No |  | Cooper/Eaton |  | 480 L-N |  | No | No | No | No | No | [12 empty] | 2025-10-14 11:47 | NULL | 0 |  | mhurlow1 | 2018-04-26 18:46 | dturner | 2020-01-30 01:16 | No | No | No | No | No | Standing | None | None | None | No | No | No |  | No | 2025-10-14 11:47 |  | csonner1 | 2025-10-14 11:48 | csonner1 | 2025-10-14 11:48 | No Photo Available | No Photo Available | http://data.mapchannels.com/dualmaps6/map.htm?lat=39.560570&lng=-84.271080
08 | WARREN | WAR | RA | 83104 |  | 0.042 |  | SWARRA83104**C | WAR-83104-0.042 | 39.5624 | -84.2679 | 2025-12-31 | Active |  |  |  | State | HL0017301 | 2020-01-29 23:56 |  | State | AB-8 | Conventional | No | [6 empty] | 1 |  |  |  | No |  | Yes | No | No | No |  | HPS | 1 | 200 |  |  | No |  | Cooper/Eaton |  | 480 L-N |  | No | No | No | No | No | [12 empty] | 2025-10-14 12:03 | NULL | 0 |  | mhurlow1 | 2018-04-26 18:50 | dturner | 2020-01-29 23:58 | No | No | No | No | No | Standing | None | None | None | No | No | No |  | No | 2025-10-14 12:03 |  | csonner1 | 2025-10-14 12:03 | csonner1 | 2025-10-14 12:03 | No Photo Available | No Photo Available | http://data.mapchannels.com/dualmaps6/map.htm?lat=39.562365&lng=-84.267871
08 | WARREN | WAR | RA | 83104 |  | 0.08 |  | SWARRA83104**C | WAR-83104-0.080 | 39.5621 | -84.2673 | 2025-12-31 | Active |  |  |  | State | HL0008755 | 2020-01-29 23:58 |  | State | AB-7 | Conventional | No |  | AT | A |  |  |  | 1 |  |  |  | No | No | Yes | No | No | No |  | LED | 1 |  | 70 |  | No |  | Cooper/Eaton |  | 480 L-N |  | No | No | No | No | No | [12 empty] | 2025-10-14 12:04 | NULL |  |  | mhurlow1 | 2018-04-26 18:49 | jritchie2 | 2026-06-25 15:11 | No | No | No | No | No | Standing | None | None | None | No | No | No |  | No | 2025-10-14 12:04 |  | csonner1 | 2025-10-14 12:05 | csonner1 | 2025-10-14 12:05 | No Photo Available | No Photo Available | http://data.mapchannels.com/dualmaps6/map.htm?lat=39.562143&lng=-84.267280
08 | WARREN | WAR | RA | 83104 |  | 0.473 |  | SWARRA83104**C | WAR-83104-0.473 | 39.5637 | -84.2677 | 2025-12-31 | Active |  |  |  | State | HL0021264 | 2020-01-30 00:16 |  | State | AB-10 | Conventional | No |  | AT | A |  |  |  | 1 |  |  |  | No | No | Yes | No | No | No |  | LED | 1 |  | 70 |  | No |  |  |  | 480 L-N |  | No | No | No | No | No | [12 empty] | 2025-10-14 12:05 | NULL |  |  | mhurlow1 | 2018-04-26 19:02 | jritchie2 | 2026-06-25 15:15 | No | No | No | No | No | Standing | None | None | None | No | No | No |  | No | 2025-10-14 12:05 |  | csonner1 | 2025-10-14 12:05 | csonner1 | 2025-10-14 12:05 | No Photo Available | No Photo Available | http://data.mapchannels.com/dualmaps6/map.htm?lat=39.563693&lng=-84.267686
08 | WARREN | WAR | RA | 83104 |  | 0.575 |  | SWARRA83104**C | WAR-83104-0.575 | 39.5648 | -84.2664 | 2025-12-31 | Active |  |  |  | State | HL0021647 | 2020-01-30 00:19 |  | State | AB-11 | Conventional | No | [6 empty] | 1 |  |  |  | No |  | Yes | No | No | No |  | HPS | 1 | 400 |  |  | No |  | Cooper/Eaton |  | 480 L-N |  | No | No | No | No | No | [12 empty] | 2025-10-14 12:05 | NULL | 0 |  | mhurlow1 | 2018-05-30 18:32 | dturner | 2020-01-30 00:20 | No | No | No | No | No | Standing | None | None | None | No | No | No |  | No | 2025-10-14 12:05 |  | csonner1 | 2025-10-14 12:06 | csonner1 | 2025-10-14 12:06 | No Photo Available | No Photo Available | http://data.mapchannels.com/dualmaps6/map.htm?lat=39.564755&lng=-84.266357
08 | WARREN | WAR | RA | 83104 |  | 0.67 |  | SWARRA83104**C | WAR-83104-0.670 | 39.5658 | -84.2652 | 2025-12-31 | Active |  |  |  | State | HL0022699 | 2020-01-30 00:21 |  | State | AB-12 | Conventional | No |  | AT | A |  |  |  | 1 |  |  |  | No | No | Yes | No | No | No |  | LED | 1 |  | 70 |  | No |  |  |  | 480 L-N |  | No | No | No | No | No | [12 empty] | 2025-10-14 12:06 | NULL |  |  | mhurlow1 | 2018-04-26 19:13 | jritchie2 | 2026-06-25 15:16 | No | No | No | No | No | Standing | None | None | None | No | No | No |  | No | 2025-10-14 12:06 |  | csonner1 | 2025-10-14 12:06 | csonner1 | 2025-10-14 12:06 | No Photo Available | No Photo Available | http://data.mapchannels.com/dualmaps6/map.htm?lat=39.565818&lng=-84.265216
08 | WARREN | WAR | RA | 83106 |  | 0.108 |  | SWARRA83106**C | WAR-83106-0.108 | 39.5628 | -84.2668 | 2025-12-31 | Active |  |  |  | State | HL0023816 | 2020-01-30 00:10 |  | State | AB-13 | Conventional | No | [6 empty] | 1 |  |  |  | No |  | Yes | No | No | No |  | HPS | 1 | 200 |  |  | No |  | American Electric Lighting (AEL) |  | 480 L-N |  | No | No | No | No | No | [12 empty] | 2025-10-14 12:08 | NULL | 0 |  | mhurlow1 | 2018-04-26 19:01 | dturner | 2020-01-30 00:12 | No | No | No | No | No | Standing | None | None | None | No | No | No |  | No | 2025-10-14 12:08 |  | csonner1 | 2025-10-14 12:08 | csonner1 | 2025-10-14 12:08 | No Photo Available | No Photo Available | http://data.mapchannels.com/dualmaps6/map.htm?lat=39.562804&lng=-84.266844
08 | WARREN | WAR | RA | 83106 |  | 0.108 |  | SWARRA83106**C | WAR-83106-0.108 | 39.5628 | -84.2668 | 2025-12-31 | Retired |  |  |  | State | HL0008842 |  |  | State |  | Conventional | [14 empty] | No | No | No |  | HPS | [28 empty] | NULL |  |  | mhurlow1 | 2018-04-26 19:01 | acode1@Admin | 2022-06-15 17:51 | [20 empty] | No Photo Available | No Photo Available | http://data.mapchannels.com/dualmaps6/map.htm?lat=39.562804&lng=-84.266844
08 | WARREN | WAR | RA | 83106 |  | 0.181 |  | SWARRA83106**C | WAR-83106-0.181 | 39.5636 | -84.2675 | 2025-12-31 | Active |  |  |  | State | HL0025800 | 2020-01-30 00:13 |  | State | AB-14 | Conventional | No | [6 empty] | 1 |  |  |  | No |  | Yes | No | No | No |  | HPS | 1 | 200 |  |  | No |  | American Electric Lighting (AEL) |  | 480 L-N |  | No | No | No | No | No | [12 empty] | 2025-10-14 12:09 | NULL | 0 |  | mhurlow1 | 2018-04-26 19:02 | dturner | 2020-01-30 00:14 | No | No | No | No | No | Standing | None | None | None | No | No | No |  | No | 2025-10-14 12:09 |  | csonner1 | 2025-10-14 12:09 | csonner1 | 2025-10-14 12:09 | No Photo Available | No Photo Available | http://data.mapchannels.com/dualmaps6/map.htm?lat=39.563602&lng=-84.267455
08 | WARREN | WAR | RA | 83107 |  | 0.021 |  | SWARRA83107**C | WAR-83107-0.021 | 39.3334 | -84.2896 | 2025-12-31 | Active |  |  |  | State | HL0033469 | 2020-02-17 15:42 |  | State | C-7 | Conventional | No | [6 empty] | 1 |  |  |  | No |  | Yes | No | No | No |  | HPS | 1 | 200 |  |  | No |  | Cooper/Eaton |  | 480 L-N |  | No | No | No | No | No | [12 empty] | 2025-04-28 14:01 | NULL | 0 | 2025-04-28 14:01 | dturner | 2020-02-17 15:42 | dturner | 2020-02-17 18:54 | No | No | No | No | No | Standing | None | None | None | No | No | No |  | No | 2025-04-28 14:01 | 2025-04-28 14:01 | ascott3 | 2025-04-28 14:02 | ascott3 | 2025-04-28 14:02 | No Photo Available | https://collectorweb.dot.state.oh.us/arcgis/rest/services/HIGHWAY_LIGHTING/HighwayLighting_Reference/FeatureServer/7/540410/attachments/ | http://data.mapchannels.com/dualmaps6/map.htm?lat=39.333393&lng=-84.289609
08 | WARREN | WAR | RA | 83107 |  | 0.418 |  | SWARRA83107**C | WAR-83107-0.418 | 39.331 | -84.2852 | 2025-12-31 | Active |  |  |  | State | HL0033489 | 2020-02-18 15:22 |  | State | C-8 | Conventional | No |  | AT | A |  |  |  | 1 |  |  |  | No | No | Yes | No | No | No |  | HPS | 1 | 200 |  |  | No |  | Cooper/Eaton |  | 480 L-N |  | No | No | No | No | No | [12 empty] | 2025-04-28 14:11 | NULL | 0 | 2025-04-28 14:10 | dturner | 2020-02-18 15:23 | jritchie2 | 2026-06-17 14:23 | No | No | No | No | No | Standing | None | None | None | No | No | No |  | No | 2025-04-28 14:11 | 2025-04-28 14:10 | ascott3 | 2025-04-28 14:11 | ascott3 | 2025-04-28 14:11 | https://collectorweb.dot.state.oh.us/arcgis/rest/services/HIGHWAY_LIGHTING/HighwayLighting_Reference/FeatureServer/6/95620/attachments/ | https://collectorweb.dot.state.oh.us/arcgis/rest/services/HIGHWAY_LIGHTING/HighwayLighting_Reference/FeatureServer/7/544810/attachments/ | http://data.mapchannels.com/dualmaps6/map.htm?lat=39.330977&lng=-84.285183
08 | WARREN | WAR | RA | 83108 |  | 0.534 |  | SWARRA83108**C | WAR-83108-0.534 | 39.3363 | -84.2826 | 2025-12-31 | Active |  |  |  | State | HL0033485 | 2020-02-18 14:39 |  | State | C-1 | Conventional | No | [6 empty] | 1 |  |  |  | No |  | Yes | No | No | No |  | HPS | 1 | 200 |  |  | No |  | Cooper/Eaton |  | 480 L-N |  | No | No | No | No | No | [12 empty] | 2022-06-23 17:21 | NULL | 0 |  | dturner | 2020-02-18 14:39 | dturner | 2020-02-18 20:00 | No | No | No | No | No | Standing | None | None | None | No | No | No |  |  | 2022-06-23 17:21 |  | rdixon5 | 2022-06-23 17:20 | rdixon5 | 2022-06-23 17:20 | No Photo Available | No Photo Available | http://data.mapchannels.com/dualmaps6/map.htm?lat=39.336268&lng=-84.282636
08 | WARREN | WAR | RA | 83108 |  | 0.587 |  | SWARRA83108**C | WAR-83108-0.587 | 39.3356 | -84.2831 | 2025-12-31 | Active |  |  |  | State | HL0033486 | 2020-02-18 14:49 |  | State | C-2 | Conventional | No | [6 empty] | 1 |  |  |  | No |  | Yes | No | No | No |  | HPS | 1 | 200 |  |  | No |  | Cooper/Eaton |  | 480 L-N |  | No | No | No | No | No | [12 empty] | 2025-04-28 13:29 | NULL | 0 | 2025-04-28 13:29 | dturner | 2020-02-18 14:49 | dturner | 2020-02-18 20:01 | No | No | No | No | No | Standing | None | None | None | No | No | No |  | No | 2025-04-28 13:29 | 2025-04-28 13:29 | ascott3 | 2025-04-28 13:29 | ascott3 | 2025-04-28 13:29 | No Photo Available | https://collectorweb.dot.state.oh.us/arcgis/rest/services/HIGHWAY_LIGHTING/HighwayLighting_Reference/FeatureServer/7/541608/attachments/ | http://data.mapchannels.com/dualmaps6/map.htm?lat=39.335584&lng=-84.283078
08 | WARREN | WAR | RA | 83108 |  | 0.611 |  | SWARRA83108**C | WAR-83108-0.611 | 39.3352 | -84.2831 | 2025-12-31 | Active |  |  |  | State | HL0033487 | 2020-02-18 15:00 |  | State | C-3 | Conventional | No | [6 empty] | 1 |  |  |  | No |  | Yes | No | No | No |  | HPS | 1 | 200 |  |  | No |  | Cooper/Eaton |  | 480 L-N |  | No | No | No | No | No | [12 empty] | 2025-04-28 13:32 | NULL | 0 | 2025-04-28 13:32 | dturner | 2020-02-18 15:00 | dturner | 2020-02-18 20:03 | No | No | No | No | No | Standing | None | None | None | No | No | No |  | No | 2025-04-28 13:32 | 2025-04-28 13:32 | ascott3 | 2025-04-28 13:33 | ascott3 | 2025-04-28 13:33 | No Photo Available | https://collectorweb.dot.state.oh.us/arcgis/rest/services/HIGHWAY_LIGHTING/HighwayLighting_Reference/FeatureServer/7/540408/attachments/ | http://data.mapchannels.com/dualmaps6/map.htm?lat=39.335199&lng=-84.283106
08 | WARREN | WAR | RA | 83108 |  | 0.63 |  | SWARRA83108**C | WAR-83108-0.630 | 39.335 | -84.2834 | 2025-12-31 | Active |  |  |  | State | HL0033488 | 2020-02-18 15:10 |  | State | C-4 | Conventional | No | [6 empty] | 1 |  |  |  | No |  | Yes | No | No | No |  | HPS | 1 | 200 |  |  | No |  | Cooper/Eaton |  | 480 L-N |  | No | No | No | No | No | [12 empty] | 2025-04-28 13:37 | NULL | 0 | 2025-04-28 13:37 | dturner | 2020-02-18 15:10 | dturner | 2020-02-18 20:05 | No | No | No | No | No | Standing | None | None | None | No | No | No |  | No | 2025-04-28 13:37 | 2025-04-28 13:37 | ascott3 | 2025-04-28 13:38 | ascott3 | 2025-04-28 13:38 | No Photo Available | https://collectorweb.dot.state.oh.us/arcgis/rest/services/HIGHWAY_LIGHTING/HighwayLighting_Reference/FeatureServer/7/545209/attachments/ | http://data.mapchannels.com/dualmaps6/map.htm?lat=39.335010&lng=-84.283395
08 | WARREN | WAR | RA | 83108 |  | 0.898 |  | SWARRA83108**C | WAR-83108-0.898 | 39.3337 | -84.2878 | 2025-12-31 | Active |  |  |  | State | HL0033467 | 2020-02-17 15:18 |  | State | C-5 | Conventional | No | [6 empty] | 1 |  |  |  | No |  | Yes | No | No | No |  | HPS | 1 | 200 |  |  | No |  | Cooper/Eaton |  | 480 L-N |  | No | No | No | No | No | [12 empty] | 2025-04-28 13:48 | NULL | 0 | 2025-04-28 13:48 | dturner | 2020-02-17 15:18 | dturner | 2020-02-17 18:50 | No | No | No | No | No | Standing | None | None | None | No | No | No |  | No | 2025-04-28 13:48 | 2025-04-28 13:48 | ascott3 | 2025-04-28 13:49 | ascott3 | 2025-04-28 13:49 | No Photo Available | https://collectorweb.dot.state.oh.us/arcgis/rest/services/HIGHWAY_LIGHTING/HighwayLighting_Reference/FeatureServer/7/544410/attachments/ | http://data.mapchannels.com/dualmaps6/map.htm?lat=39.333725&lng=-84.287780
08 | WARREN | WAR | RA | 83108 |  | 0.93 |  | SWARRA83108**C | WAR-83108-0.930 | 39.3337 | -84.2884 | 2025-12-31 | Active |  |  |  | State | HL0033468 | 2020-02-17 15:29 |  | State | C-6 | Conventional | No | [6 empty] | 1 |  |  |  | No |  | Yes | No | No | No |  | HPS | 1 | 200 |  |  | No |  | Cooper/Eaton |  | 480 L-N |  | No | No | No | No | No | [12 empty] | 2025-04-28 13:53 | NULL | 0 | 2025-04-28 13:53 | dturner | 2020-02-17 15:29 | dturner | 2020-02-17 18:52 | No | No | No | No | No | Standing | None | None | None | No | No | No |  | No | 2025-04-28 13:53 | 2025-04-28 13:53 | ascott3 | 2025-04-28 13:53 | ascott3 | 2025-04-28 13:53 | No Photo Available | https://collectorweb.dot.state.oh.us/arcgis/rest/services/HIGHWAY_LIGHTING/HighwayLighting_Reference/FeatureServer/7/542009/attachments/ | http://data.mapchannels.com/dualmaps6/map.htm?lat=39.333735&lng=-84.288387
08 | WARREN | WAR | RA | 83110 |  | 0.069 |  | SWARRA83110**C | WAR-83110-0.069 | 39.3362 | -84.2803 | 2025-12-31 | Active |  |  |  | State | HL0033493 | 2020-02-18 16:17 |  | State | B-39 | Conventional | No | [6 empty] | 1 |  |  |  | No |  | Yes | No | No | No |  | HPS | 1 | 200 |  |  | No |  | Cooper/Eaton |  | 480 L-N |  | No | No | No | No | No | [12 empty] | 2025-04-28 14:05 | NULL | 0 | 2025-04-28 14:05 | dturner | 2020-02-18 16:17 | dturner | 2020-02-18 20:14 | No | No | No | No | No | Standing | None | None | None | No | No | No |  | No | 2025-04-28 14:05 | 2025-04-28 14:05 | ascott3 | 2025-04-28 14:05 | ascott3 | 2025-04-28 14:05 | No Photo Available | https://collectorweb.dot.state.oh.us/arcgis/rest/services/HIGHWAY_LIGHTING/HighwayLighting_Reference/FeatureServer/7/541210/attachments/ | http://data.mapchannels.com/dualmaps6/map.htm?lat=39.336235&lng=-84.280339
08 | WARREN | WAR | RA | 83110 |  | 0.202 |  | SWARRA83110**C | WAR-83110-0.202 | 39.3377 | -84.2811 | 2025-12-31 | Active |  |  |  | State | HL0033480 | 2020-02-17 17:38 |  | State | B-28 | Conventional | No | [6 empty] | 1 |  |  |  | No |  | Yes | No | No | No |  | HPS | 1 |  |  |  | No |  | Cooper/Eaton |  | 480 L-N |  | No | No | No | No | No | [12 empty] | 2025-04-28 13:38 | NULL | 0 | 2025-04-28 13:38 | dturner | 2020-02-17 17:38 | dturner | 2020-02-17 19:17 | No | No | No | No | No | Standing | None | None | None | No | No | No |  | No | 2025-04-28 13:38 | 2025-04-28 13:38 | ascott3 | 2025-04-28 13:38 | ascott3 | 2025-04-28 13:38 | No Photo Available | https://collectorweb.dot.state.oh.us/arcgis/rest/services/HIGHWAY_LIGHTING/HighwayLighting_Reference/FeatureServer/7/544809/attachments/ | http://data.mapchannels.com/dualmaps6/map.htm?lat=39.337710&lng=-84.281090
08 | WARREN | WAR | RA | 83110 |  | 0.237 |  | SWARRA83110**C | WAR-83110-0.237 | 39.3382 | -84.2808 | 2025-12-31 | Active |  |  |  | State | HL0033482 | 2020-02-17 17:50 |  | State | B-27 | Conventional | No | [6 empty] | 1 |  |  |  | No |  | Yes | No | No | No |  | HPS | 1 | 200 |  |  | No |  | Cooper/Eaton |  | 480 L-N |  | No | No | No | No | No | [12 empty] | 2025-04-28 13:33 | NULL | 0 | 2025-04-28 13:33 | dturner | 2020-02-17 17:50 | dturner | 2020-02-17 19:19 | No | No | No | No | No | Standing | None | None | None | No | No | No |  | No | 2025-04-28 13:33 | 2025-04-28 13:33 | ascott3 | 2025-04-28 13:33 | ascott3 | 2025-04-28 13:33 | No Photo Available | https://collectorweb.dot.state.oh.us/arcgis/rest/services/HIGHWAY_LIGHTING/HighwayLighting_Reference/FeatureServer/7/539608/attachments/ | http://data.mapchannels.com/dualmaps6/map.htm?lat=39.338169&lng=-84.280805
08 | WARREN | WAR | RA | 83110 |  | 0.268 |  | SWARRA83110**C | WAR-83110-0.268 | 39.3386 | -84.2806 | 2025-12-31 | Active |  |  |  | State | HL0033483 | 2020-02-17 17:59 |  | State | B-26 | Conventional | No | [6 empty] | 1 |  |  |  | No |  | Yes | No | No | No |  | HPS | 1 | 200 |  |  | No |  | Cooper/Eaton |  | 480 L-N |  | No | No | No | No | No | [12 empty] | 2025-04-28 13:30 | NULL | 0 | 2025-04-28 13:30 | dturner | 2020-02-17 17:59 | dturner | 2020-02-17 19:22 | No | No | No | No | No | Standing | None | None | None | No | No | No |  | No | 2025-04-28 13:30 | 2025-04-28 13:30 | ascott3 | 2025-04-28 13:31 | ascott3 | 2025-04-28 13:31 | No Photo Available | https://collectorweb.dot.state.oh.us/arcgis/rest/services/HIGHWAY_LIGHTING/HighwayLighting_Reference/FeatureServer/7/541208/attachments/ | http://data.mapchannels.com/dualmaps6/map.htm?lat=39.338585&lng=-84.280569
08 | WARREN | WAR | RA | 83110 |  | 0.296 |  | SWARRA83110**C | WAR-83110-0.296 | 39.3389 | -84.2802 | 2025-12-31 | Active |  |  |  | State | HL0033484 | 2020-02-17 18:13 |  | State | B-25 | Conventional | No | [6 empty] | 1 |  |  |  | No |  | Yes | No | No | No |  | HPS | 1 | 200 |  |  | No |  | Cooper/Eaton |  | 480 L-N |  | No | No | No | No | No | [12 empty] | 2025-04-28 14:15 | NULL | 0 | 2025-04-28 14:15 | dturner | 2020-02-17 18:13 | dturner | 2020-02-17 19:24 | No | No | No | No | No | Standing | None | None | None | No | No | No |  | No | 2025-04-28 14:15 | 2025-04-28 14:15 | ascott3 | 2025-04-28 14:16 | ascott3 | 2025-04-28 14:16 | No Photo Available | https://collectorweb.dot.state.oh.us/arcgis/rest/services/HIGHWAY_LIGHTING/HighwayLighting_Reference/FeatureServer/7/544010/attachments/ | http://data.mapchannels.com/dualmaps6/map.htm?lat=39.338922&lng=-84.280163
08 | WARREN | WAR | RA | 83111 |  | 0.048 |  | SWARRA83111**C | WAR-83111-0.048 | 39.3359 | -84.2812 | 2025-12-31 | Active |  |  |  | State | HL0033470 | 2020-02-17 15:53 |  | State | B-38 | Conventional | No | [6 empty] | 1 |  |  |  | No |  |  | No | No | No |  | HPS | 1 | 200 |  |  | No |  | Cooper/Eaton |  | 480 L-N |  | No | No | No | No | No | [12 empty] | 2025-04-28 14:01 | NULL | 0 | 2025-04-28 14:01 | dturner | 2020-02-17 15:53 | dturner | 2020-02-17 18:57 | No | No | No | No | No | Standing | None | None | None | No | No | No |  | No | 2025-04-28 14:01 | 2025-04-28 14:01 | ascott3 | 2025-04-28 14:02 | ascott3 | 2025-04-28 14:02 | No Photo Available | https://collectorweb.dot.state.oh.us/arcgis/rest/services/HIGHWAY_LIGHTING/HighwayLighting_Reference/FeatureServer/7/543611/attachments/ | http://data.mapchannels.com/dualmaps6/map.htm?lat=39.335921&lng=-84.281159
08 | WARREN | WAR | RA | 83111 |  | 0.082 |  | SWARRA83111**C | WAR-83111-0.082 | 39.3356 | -84.2808 | 2025-12-31 | Active |  |  |  | State | HL0033471 | 2020-02-17 16:03 |  | State | B-37 | Conventional | No | [6 empty] | 1 |  |  |  | No |  | No | No | No | No |  | HPS | 1 | 200 |  |  | No |  | Cooper/Eaton |  | 480 L-N |  | No | No | No | No | No | [12 empty] | 2025-04-28 13:59 | NULL | 0 | 2025-04-28 13:59 | dturner | 2020-02-17 16:03 | dturner | 2020-02-17 18:59 | No | No | No | No | No | Standing | None | None | None | No | No | No |  | No | 2025-04-28 13:59 | 2025-04-28 13:59 | ascott3 | 2025-04-28 13:59 | ascott3 | 2025-04-28 13:59 | No Photo Available | https://collectorweb.dot.state.oh.us/arcgis/rest/services/HIGHWAY_LIGHTING/HighwayLighting_Reference/FeatureServer/7/543610/attachments/ | http://data.mapchannels.com/dualmaps6/map.htm?lat=39.335564&lng=-84.280813
08 | WARREN | WAR | RA | 83111 |  | 0.114 |  | SWARRA83111**C | WAR-83111-0.114 | 39.3352 | -84.281 | 2025-12-31 | Active |  |  |  | State | HL0033472 | 2020-02-17 16:15 |  | State | B-36 | Conventional | No | [6 empty] | 1 | [5 empty] | Yes | No | No | No |  | HPS | 1 | 200 |  |  | No |  | Cooper/Eaton |  | 480 L-N |  | No | No | No | No | No | [12 empty] | 2025-04-28 13:56 | NULL | 0 | 2025-04-28 13:56 | dturner | 2020-02-17 16:15 | dturner | 2020-02-17 19:02 | No | No | No | No | No | Standing | None | None | None | No | No | No |  | No | 2025-04-28 13:56 | 2025-04-28 13:56 | ascott3 | 2025-04-28 13:57 | ascott3 | 2025-04-28 13:57 | No Photo Available | https://collectorweb.dot.state.oh.us/arcgis/rest/services/HIGHWAY_LIGHTING/HighwayLighting_Reference/FeatureServer/7/540409/attachments/ | http://data.mapchannels.com/dualmaps6/map.htm?lat=39.335187&lng=-84.280995
08 | WARREN | WAR | RA | 83111 |  | 0.137 |  | SWARRA83111**C | WAR-83111-0.137 | 39.335 | -84.2813 | 2025-12-31 | Active |  |  |  | State | HL0033473 | 2020-02-17 16:24 |  | State | B-35 | Conventional | No |  | AT | A |  |  |  | 1 |  |  |  | No | No | Yes | No | No | No |  | HPS | 1 | 200 |  |  | No |  | Cooper/Eaton |  | 480 L-N |  | No | No | No | No | No | [12 empty] | 2025-04-28 13:54 | NULL | 0 | 2025-04-28 13:54 | dturner | 2020-02-17 16:24 | jritchie2 | 2026-06-17 14:20 | No | No | No | No | No | Standing | None | None | None | No | No | No |  | No | 2025-04-28 13:54 | 2025-04-28 13:54 | ascott3 | 2025-04-28 13:54 | ascott3 | 2025-04-28 13:54 | No Photo Available | https://collectorweb.dot.state.oh.us/arcgis/rest/services/HIGHWAY_LIGHTING/HighwayLighting_Reference/FeatureServer/7/541209/attachments/ | http://data.mapchannels.com/dualmaps6/map.htm?lat=39.334968&lng=-84.281270
08 | WARREN | WAR | RA | 83111 |  | 0.164 |  | SWARRA83111**C | WAR-83111-0.164 | 39.335 | -84.2817 | 2025-12-31 | Active |  |  |  | State | HL0033474 | 2020-02-17 16:33 |  | State | B-34 | Conventional | No | [6 empty] | 1 |  |  |  | No |  | Yes | No | No | No |  | HPS | 1 | 200 |  |  | No |  | Cooper/Eaton |  | 480 L-N |  | No | No | No | No | No | [12 empty] | 2025-04-28 13:52 | NULL | 0 | 2025-04-28 13:52 | dturner | 2020-02-17 16:34 | dturner | 2020-02-17 19:06 | No | No | No | No | No | Standing | None | None | None | No | No | No |  | No | 2025-04-28 13:52 | 2025-04-28 13:52 | ascott3 | 2025-04-28 13:52 | ascott3 | 2025-04-28 13:52 | No Photo Available | https://collectorweb.dot.state.oh.us/arcgis/rest/services/HIGHWAY_LIGHTING/HighwayLighting_Reference/FeatureServer/7/543609/attachments/ | http://data.mapchannels.com/dualmaps6/map.htm?lat=39.334982&lng=-84.281703
08 | WARREN | WAR | RA | 83111 |  | 0.196 |  | SWARRA83111**C | WAR-83111-0.196 | 39.3352 | -84.2821 | 2025-12-31 | Active |  |  |  | State | HL0033475 | 2020-02-17 16:43 |  | State | B-33 | Conventional | No | [6 empty] | 1 |  |  |  | No |  |  | No | No | No |  | HPS | 1 | 200 |  |  | No |  | Cooper/Eaton |  | 480 L-N |  | No | No | No | No | No | [12 empty] | 2025-04-28 13:49 | NULL | 0 | 2025-04-28 13:49 | dturner | 2020-02-17 16:43 | dturner | 2020-02-17 19:08 | No | No | No | No | No | Standing | None | None | None | No | No | No |  | No | 2025-04-28 13:49 | 2025-04-28 13:49 | ascott3 | 2025-04-28 13:50 | ascott3 | 2025-04-28 13:50 | No Photo Available | https://collectorweb.dot.state.oh.us/arcgis/rest/services/HIGHWAY_LIGHTING/HighwayLighting_Reference/FeatureServer/7/544411/attachments/ | http://data.mapchannels.com/dualmaps6/map.htm?lat=39.335244&lng=-84.282094
08 | WARREN | WAR | RA | 83111 |  | 0.234 |  | SWARRA83111**C | WAR-83111-0.234 | 39.3357 | -84.2821 | 2025-12-31 | Active |  |  |  | State | HL0033476 | 2020-02-17 16:53 |  | State | B-32 | Conventional | No | [6 empty] | 1 |  |  |  | No |  | Yes | No | No | No |  | HPS | 1 | 200 |  |  | No |  | Cooper/Eaton |  | 480 L-N |  | No | No | No | No | No | [12 empty] | 2025-04-28 13:47 | NULL | 0 | 2025-04-28 13:47 | dturner | 2020-02-17 16:53 | dturner | 2020-02-17 19:10 | No | No | No | No | No | Standing | None | None | None | No | No | No |  | No | 2025-04-28 13:47 | 2025-04-28 13:47 | ascott3 | 2025-04-28 13:47 | ascott3 | 2025-04-28 13:47 | No Photo Available | https://collectorweb.dot.state.oh.us/arcgis/rest/services/HIGHWAY_LIGHTING/HighwayLighting_Reference/FeatureServer/7/541609/attachments/ | http://data.mapchannels.com/dualmaps6/map.htm?lat=39.335736&lng=-84.282082
08 | WARREN | WAR | RA | 83111 |  | 0.267 |  | SWARRA83111**C | WAR-83111-0.267 | 39.3362 | -84.2818 | 2025-12-31 | Active |  |  |  | State | HL0033477 | 2020-02-17 17:02 |  | State | B-31 | Conventional | No | [6 empty] | 1 |  |  |  | No |  | Yes | No | No | No |  | HPS | 1 | 200 |  |  | No |  | Cooper/Eaton |  | 480 L-N |  | No | No | No | No | No | [12 empty] | 2025-04-28 13:46 | NULL | 0 | 2025-04-28 13:46 | dturner | 2020-02-17 17:02 | dturner | 2020-02-17 19:12 | No | Yes | No | No | No | Standing | None | None | None | No | No | No |  | No | 2025-04-28 13:46 | 2025-04-28 13:46 | ascott3 | 2025-04-28 13:46 | ascott3 | 2025-04-28 13:46 | No Photo Available | https://collectorweb.dot.state.oh.us/arcgis/rest/services/HIGHWAY_LIGHTING/HighwayLighting_Reference/FeatureServer/7/544009/attachments/ | http://data.mapchannels.com/dualmaps6/map.htm?lat=39.336153&lng=-84.281832
08 | WARREN | WAR | RA | 83111 |  | 0.314 |  | SWARRA83111**C | WAR-83111-0.314 | 39.3368 | -84.2816 | 2025-12-31 | Active |  |  |  | State | HL0033478 | 2020-02-17 17:18 |  | State | B-30 | Conventional | No | [6 empty] | 1 |  |  |  | No |  | No | No | No | No |  | HPS | 1 | 200 |  |  | No |  | Cooper/Eaton |  | 480 L-N |  | No | No | No | No | No | [12 empty] | 2025-04-28 13:41 | NULL | 0 | 2025-04-28 13:41 | dturner | 2020-02-17 17:18 | dturner | 2020-02-17 19:14 | No | No | No | No | No | Standing | None | None | None | No | No | No |  | No | 2025-04-28 13:41 | 2025-04-28 13:41 | ascott3 | 2025-04-28 13:41 | ascott3 | 2025-04-28 13:41 | No Photo Available | https://collectorweb.dot.state.oh.us/arcgis/rest/services/HIGHWAY_LIGHTING/HighwayLighting_Reference/FeatureServer/7/544409/attachments/ | http://data.mapchannels.com/dualmaps6/map.htm?lat=39.336825&lng=-84.281624
08 | WARREN | WAR | RA | 83111 |  | 0.345 |  | SWARRA83111**C | WAR-83111-0.345 | 39.3372 | -84.2814 | 2025-12-31 | Active |  |  |  | State | HL0033479 | 2020-02-17 17:29 |  | State | B-29 | Conventional | No | [6 empty] | 1 |  |  |  | No |  | Yes | No | No | No |  | HPS | 1 | 200 |  |  | No |  | Cooper/Eaton |  | 480 L-N |  | No | No | No | No | No | [12 empty] | 2022-06-23 17:22 | NULL | 0 |  | dturner | 2020-02-17 17:29 | dturner | 2020-02-17 19:16 | No | No | No | No | No | Standing | None | None | None | No | No | No |  |  | 2022-06-23 17:22 |  | rdixon5 | 2022-06-23 17:21 | rdixon5 | 2022-06-23 17:21 | No Photo Available | No Photo Available | http://data.mapchannels.com/dualmaps6/map.htm?lat=39.337218&lng=-84.281352
08 | WARREN | WAR | RA | 83111 |  | 0.512 |  | SWARRA83111**C | WAR-83111-0.512 | 39.3394 | -84.28 | 2025-12-31 | Active |  |  |  | State | HL0033494 | 2020-02-18 16:29 |  | State | B-24 | Conventional | No | [6 empty] | 1 |  |  |  | No |  | Yes | No | No | No |  | HPS | 1 | 200 |  |  | No |  | Cooper/Eaton |  | 480 L-N |  | No | No | No | No | No | [12 empty] | 2025-04-28 14:17 | NULL | 0 | 2025-04-28 14:17 | dturner | 2020-02-18 16:30 | dturner | 2020-02-18 20:15 | No | No | No | No | No | Standing | None | None | None | No | No | No |  | No | 2025-04-28 14:17 | 2025-04-28 14:17 | ascott3 | 2025-04-28 14:17 | ascott3 | 2025-04-28 14:17 | No Photo Available | https://collectorweb.dot.state.oh.us/arcgis/rest/services/HIGHWAY_LIGHTING/HighwayLighting_Reference/FeatureServer/7/541610/attachments/ | http://data.mapchannels.com/dualmaps6/map.htm?lat=39.339401&lng=-84.280011
08 | WARREN | WAR | RA | 83111 |  | 0.541 |  | SWARRA83111**C | WAR-83111-0.541 | 39.3398 | -84.2798 | 2025-12-31 | Active |  |  |  | State | HL0033495 | 2020-02-18 16:39 |  | State | B-23 | Conventional | No | [6 empty] | 1 |  |  |  | No |  | Yes | No | No | No |  | HPS | 1 | 200 |  |  | No |  | Cooper/Eaton |  | 480 L-N |  | No | No | No | No | No | [12 empty] | 2025-04-28 14:17 | NULL | 0 | 2025-04-28 14:17 | dturner | 2020-02-18 16:39 | dturner | 2020-02-18 20:17 | No | No | No | No | No | Standing | None | None | None | No | No | No |  | No | 2025-04-28 14:17 | 2025-04-28 14:17 | ascott3 | 2025-04-28 14:18 | ascott3 | 2025-04-28 14:19 | No Photo Available | https://collectorweb.dot.state.oh.us/arcgis/rest/services/HIGHWAY_LIGHTING/HighwayLighting_Reference/FeatureServer/7/540411/attachments/ | http://data.mapchannels.com/dualmaps6/map.htm?lat=39.339817&lng=-84.279753
08 | WARREN | WAR | RA | 83112 |  | 0.078 |  | SWARRA83112**C | WAR-83112-0.078 | 39.3359 | -84.2796 | 2025-12-31 | Active |  |  |  | State | HL0018442 |  |  | State | S-1 | Conventional | [14 empty] | No | No | No |  | HPS | 1 | [26 empty] | 2025-04-28 15:38 | NULL |  | 2025-04-28 15:38 | Dsnyder5 | 2018-06-13 16:32 | ascott3 | 2025-03-17 16:17 | No | No | No | No | No | Standing | None | None | None | No | No | No |  | No | 2025-04-28 15:38 | 2025-04-28 15:38 | ascott3 | 2025-04-28 15:39 | ascott3 | 2025-04-28 15:39 | No Photo Available | https://collectorweb.dot.state.oh.us/arcgis/rest/services/HIGHWAY_LIGHTING/HighwayLighting_Reference/FeatureServer/7/543613/attachments/ | http://data.mapchannels.com/dualmaps6/map.htm?lat=39.335857&lng=-84.279647
08 | WARREN | WAR | RA | 83112 |  | 0.107 |  | SWARRA83112**C | WAR-83112-0.107 | 39.3355 | -84.2797 | 2025-12-31 | Active |  |  |  | State | HL0043015 |  |  | State | A-7 | Conventional | No |  | AT | A |  |  |  | 1 |  |  |  |  | No | No | No | No | No |  | LED | 1 |  | 70 | 12,000 - 15,999 | No | [23 empty] | NULL |  |  | jritchie2 | 2026-06-17 14:18 | jritchie2 | 2026-06-17 14:19 | [20 empty] | https://collectorweb.dot.state.oh.us/arcgis/rest/services/HIGHWAY_LIGHTING/HighwayLighting_Reference/FeatureServer/6/488420/attachments/ | No Photo Available | http://data.mapchannels.com/dualmaps6/map.htm?lat=39.335451&lng=-84.279736
08 | WARREN | WAR | RA | 83112 |  | 0.12 |  | SWARRA83112**C | WAR-83112-0.120 | 39.3353 | -84.2799 | 2025-12-31 | Active |  |  |  | State | HL0007529 |  |  | State | Z-1 | Conventional | [14 empty] | No | No | No |  | HPS | 1 | [26 empty] | 2025-04-28 17:10 | NULL |  | 2025-04-28 17:10 | Dsnyder5 | 2018-06-13 16:32 | ascott3 | 2025-04-28 15:42 | No | No | No | No | No | Standing | None | None | None | No | No | No |  | No | 2025-04-28 17:10 | 2025-04-28 17:10 | ascott3 | 2025-04-28 17:10 | ascott3 | 2025-04-28 17:10 | No Photo Available | https://collectorweb.dot.state.oh.us/arcgis/rest/services/HIGHWAY_LIGHTING/HighwayLighting_Reference/FeatureServer/7/539613/attachments/ | http://data.mapchannels.com/dualmaps6/map.htm?lat=39.335320&lng=-84.279886
08 | WARREN | WAR | RE | 91050 |  | 0.008 |  | SWARRE91050**C | WAR-91050-0.008 | 39.4143 | -84.1296 | 2025-12-31 | Active |  |  |  | State | HL0022418 |  |  | State |  | Conventional | [14 empty] | No | No | No |  | HPS | [28 empty] | NULL |  |  | mhurlow1 | 2018-05-30 17:42 | mhurlow1 | 2018-07-25 12:49 | [20 empty] | No Photo Available | No Photo Available | http://data.mapchannels.com/dualmaps6/map.htm?lat=39.414268&lng=-84.129599
08 | WARREN | WAR | RE | 91050 |  | 0.051 |  | SWARRE91050**C | WAR-91050-0.051 | 39.4143 | -84.1288 | 2025-12-31 | Active |  |  |  | State | HL0016063 |  |  | State |  | Conventional | [14 empty] | No | No | No |  | HPS | [28 empty] | NULL |  |  | mhurlow1 | 2018-05-30 17:42 | mhurlow1 | 2018-07-25 12:49 | [20 empty] | No Photo Available | No Photo Available | http://data.mapchannels.com/dualmaps6/map.htm?lat=39.414300&lng=-84.128775
08 | WARREN | WAR | RE | 91050 |  | 0.093 |  | SWARRE91050**C | WAR-91050-0.093 | 39.4143 | -84.128 | 2025-12-31 | Active |  |  |  | State | HL0018703 |  |  | State |  | Conventional | [14 empty] | No | No | No |  | HPS | [28 empty] | NULL |  |  | mhurlow1 | 2018-05-30 17:43 | mhurlow1 | 2018-07-25 12:49 | [20 empty] | No Photo Available | No Photo Available | http://data.mapchannels.com/dualmaps6/map.htm?lat=39.414344&lng=-84.127998
08 | WARREN | WAR | RE | 91050 |  | 0.137 |  | SWARRE91050**C | WAR-91050-0.137 | 39.4143 | -84.1272 | 2025-12-31 | Active |  |  |  | State | HL0026081 |  |  | State |  | Conventional | [14 empty] | No | No | No |  | HPS | [28 empty] | NULL |  |  | mhurlow1 | 2018-05-30 17:43 | mhurlow1 | 2018-07-25 12:49 | [20 empty] | No Photo Available | No Photo Available | http://data.mapchannels.com/dualmaps6/map.htm?lat=39.414348&lng=-84.127184
08 | WARREN | WAR | RE | 91050 |  | 0.264 |  | SWARRE91050**C | WAR-91050-0.264 | 39.4142 | -84.1248 | 2025-12-31 | Active |  |  |  | State | HL0019013 |  |  | State |  | Conventional | [14 empty] | No | No | No |  | HPS | [28 empty] | NULL |  |  | mhurlow1 | 2018-05-30 17:46 | mhurlow1 | 2018-07-25 12:50 | [20 empty] | No Photo Available | No Photo Available | http://data.mapchannels.com/dualmaps6/map.htm?lat=39.414235&lng=-84.124814
08 | WARREN | WAR | RE | 91050 |  | 0.293 |  | SWARRE91050**C | WAR-91050-0.293 | 39.4143 | -84.1243 | 2025-12-31 | Active |  |  |  | State | HL0000329 |  |  | State |  | Conventional | [14 empty] | No | No | No |  | HPS | [28 empty] | NULL |  |  | mhurlow1 | 2018-05-30 17:47 | mhurlow1 | 2018-07-25 12:50 | [20 empty] | No Photo Available | No Photo Available | http://data.mapchannels.com/dualmaps6/map.htm?lat=39.414269&lng=-84.124261
08 | WARREN | WAR | RE | 91050 |  | 0.324 |  | SWARRE91050**C | WAR-91050-0.324 | 39.4143 | -84.1237 | 2025-12-31 | Active |  |  |  | State | HL0000921 |  |  | State |  | Conventional | [14 empty] | No | No | No |  | HPS | [28 empty] | NULL |  |  | mhurlow1 | 2018-05-30 17:47 | mhurlow1 | 2018-07-25 12:50 | [20 empty] | No Photo Available | No Photo Available | http://data.mapchannels.com/dualmaps6/map.htm?lat=39.414312&lng=-84.123695
08 | WARREN | WAR | RE | 91050 |  | 0.508 |  | SWARRE91050**C | WAR-91050-0.508 | 39.4149 | -84.1203 | 2025-12-31 | Active |  |  |  | State | HL0019318 |  |  | State |  | Conventional | [14 empty] | No | No | No |  | HPS | [28 empty] | NULL |  |  | mhurlow1 | 2018-05-30 17:50 | mhurlow1 | 2018-07-25 12:50 | [20 empty] | No Photo Available | No Photo Available | http://data.mapchannels.com/dualmaps6/map.htm?lat=39.414880&lng=-84.120331
08 | WARREN | WAR | RE | 91050 |  | 0.551 |  | SWARRE91050**C | WAR-91050-0.551 | 39.415 | -84.1195 | 2025-12-31 | Active |  |  |  | State | HL0024505 |  |  | State |  | Conventional | [14 empty] | No | No | No |  | HPS | [28 empty] | NULL |  |  | mhurlow1 | 2018-05-30 17:50 | mhurlow1 | 2018-07-25 12:50 | [20 empty] | No Photo Available | No Photo Available | http://data.mapchannels.com/dualmaps6/map.htm?lat=39.414998&lng=-84.119542
08 | WARREN | WAR | RE | 91050 |  | 0.592 |  | SWARRE91050**C | WAR-91050-0.592 | 39.4151 | -84.1188 | 2025-12-31 | Active |  |  |  | State | HL0011439 |  |  | State |  | Conventional | [14 empty] | No | No | No |  | HPS | [28 empty] | NULL |  |  | mhurlow1 | 2018-05-30 17:51 | mhurlow1 | 2018-07-25 12:50 | [20 empty] | No Photo Available | No Photo Available | http://data.mapchannels.com/dualmaps6/map.htm?lat=39.415099&lng=-84.118781
08 | WARREN | WAR | RE | 91050 |  | 0.637 |  | SWARRE91050**C | WAR-91050-0.637 | 39.4152 | -84.118 | 2025-12-31 | Active |  |  |  | State | HL0001924 |  |  | State |  | Conventional | [14 empty] | No | No | No |  | HPS | [28 empty] | NULL |  |  | mhurlow1 | 2018-05-30 17:51 | mhurlow1 | 2018-07-25 12:50 | [20 empty] | No Photo Available | No Photo Available | http://data.mapchannels.com/dualmaps6/map.htm?lat=39.415242&lng=-84.117973
08 | WARREN | WAR | RE | 91050 |  | 0.679 |  | SWARRE91050**C | WAR-91050-0.679 | 39.4154 | -84.1172 | 2025-12-31 | Active |  |  |  | State | HL0005872 |  |  | State |  | Conventional | [14 empty] | No | No | No |  | HPS | [28 empty] | NULL |  |  | mhurlow1 | 2018-05-30 17:51 | mhurlow1 | 2018-07-25 12:50 | [20 empty] | No Photo Available | No Photo Available | http://data.mapchannels.com/dualmaps6/map.htm?lat=39.415396&lng=-84.117214
08 | WARREN | WAR | RE | 91052 |  | 0.042 |  | SWARRE91052**C | WAR-91052-0.042 | 39.4159 | -84.1172 | 2025-12-31 | Active |  |  |  | State | HL0016770 |  |  | State |  | Conventional | [14 empty] | No | No | No |  | HPS | [28 empty] | NULL |  |  | Dsnyder5 | 2018-06-13 16:46 | mhurlow1 | 2018-07-25 12:50 | [20 empty] | No Photo Available | No Photo Available | http://data.mapchannels.com/dualmaps6/map.htm?lat=39.415881&lng=-84.117200
08 | WARREN | WAR | RE | 91052 |  | 0.085 |  | SWARRE91052**C | WAR-91052-0.085 | 39.4158 | -84.118 | 2025-12-31 | Active |  |  |  | State | HL0025537 |  |  | State |  | Conventional | [14 empty] | No | No | No |  | HPS | [28 empty] | NULL |  |  | Dsnyder5 | 2018-06-13 16:46 | mhurlow1 | 2018-07-25 12:50 | [20 empty] | No Photo Available | No Photo Available | http://data.mapchannels.com/dualmaps6/map.htm?lat=39.415762&lng=-84.117978
08 | WARREN | WAR | RE | 91052 |  | 0.127 |  | SWARRE91052**C | WAR-91052-0.127 | 39.4157 | -84.1188 | 2025-12-31 | Active |  |  |  | State | HL0000137 |  |  | State |  | Conventional | [14 empty] | No | No | No |  | HPS | [28 empty] | NULL |  |  | Dsnyder5 | 2018-06-13 16:46 | mhurlow1 | 2018-07-25 12:50 | [20 empty] | No Photo Available | No Photo Available | http://data.mapchannels.com/dualmaps6/map.htm?lat=39.415653&lng=-84.118756
08 | WARREN | WAR | RE | 91052 |  | 0.17 |  | SWARRE91052**C | WAR-91052-0.170 | 39.4156 | -84.1195 | 2025-12-31 | Active |  |  |  | State | HL0007960 |  |  | State |  | Conventional | [14 empty] | No | No | No |  | HPS | [28 empty] | NULL |  |  | Dsnyder5 | 2018-06-13 16:46 | mhurlow1 | 2018-07-25 12:50 | [20 empty] | No Photo Available | No Photo Available | http://data.mapchannels.com/dualmaps6/map.htm?lat=39.415580&lng=-84.119542
08 | WARREN | WAR | RE | 91052 |  | 0.404 |  | SWARRE91052**C | WAR-91052-0.404 | 39.4153 | -84.1239 | 2025-12-31 | Active |  |  |  | State | HL0010847 |  |  | State |  | Conventional | [14 empty] | No | No | No |  | HPS | [28 empty] | NULL |  |  | mhurlow1 | 2018-05-30 17:56 | mhurlow1 | 2018-07-25 12:50 | [20 empty] | No Photo Available | No Photo Available | http://data.mapchannels.com/dualmaps6/map.htm?lat=39.415320&lng=-84.123890
08 | WARREN | WAR | RE | 91052 |  | 0.457 |  | SWARRE91052**C | WAR-91052-0.457 | 39.4151 | -84.1248 | 2025-12-31 | Active |  |  |  | State | HL0026131 |  |  | State |  | Conventional | [14 empty] | No | No | No |  | HPS | [28 empty] | NULL |  |  | mhurlow1 | 2018-05-30 17:55 | mhurlow1 | 2018-07-25 12:50 | [20 empty] | No Photo Available | No Photo Available | http://data.mapchannels.com/dualmaps6/map.htm?lat=39.415141&lng=-84.124846
08 | WARREN | WAR | RE | 91052 |  | 0.504 |  | SWARRE91052**C | WAR-91052-0.504 | 39.4151 | -84.1257 | 2025-12-31 | Active |  |  |  | State | HL0013107 |  |  | State |  | Conventional | [14 empty] | No | No | No |  | HPS | [28 empty] | NULL |  |  | mhurlow1 | 2018-05-30 17:55 | mhurlow1 | 2018-07-25 12:50 | [20 empty] | No Photo Available | No Photo Available | http://data.mapchannels.com/dualmaps6/map.htm?lat=39.415063&lng=-84.125724
08 | WARREN | WAR | RE | 91052 |  | 0.546 |  | SWARRE91052**C | WAR-91052-0.546 | 39.415 | -84.1265 | 2025-12-31 | Active |  |  |  | State | HL0001964 |  |  | State |  | Conventional | [14 empty] | No | No | No |  | HPS | [28 empty] | NULL |  |  | Dsnyder5 | 2018-06-13 16:44 | mhurlow1 | 2018-07-25 12:49 | [20 empty] | No Photo Available | No Photo Available | http://data.mapchannels.com/dualmaps6/map.htm?lat=39.414985&lng=-84.126506
08 | WARREN | WAR | RE | 91053 |  | 0.015 |  | SWARRE91053**C | WAR-91053-0.015 | 39.4156 | -84.1218 | 2025-12-31 | Active |  |  |  | State | HL0016156 |  |  | State |  | Conventional | [14 empty] | No | No | No |  | HPS | [28 empty] | NULL |  |  | mhurlow1 | 2018-05-30 17:57 | mhurlow1 | 2018-07-25 12:50 | [20 empty] | No Photo Available | No Photo Available | http://data.mapchannels.com/dualmaps6/map.htm?lat=39.415606&lng=-84.121780
08 | WARREN | WAR | RE | 91053 |  | 0.046 |  | SWARRE91053**C | WAR-91053-0.046 | 39.4156 | -84.1223 | 2025-12-31 | Active |  |  |  | State | HL0002694 |  |  | State |  | Conventional | [14 empty] | No | No | No |  | HPS | [28 empty] | NULL |  |  | mhurlow1 | 2018-05-30 17:57 | mhurlow1 | 2018-07-25 12:50 | [20 empty] | No Photo Available | No Photo Available | http://data.mapchannels.com/dualmaps6/map.htm?lat=39.415567&lng=-84.122342
08 | WARREN | WAR | RE | 91053 |  | 0.076 |  | SWARRE91053**C | WAR-91053-0.076 | 39.4155 | -84.1229 | 2025-12-31 | Active |  |  |  | State | HL0000815 |  |  | State |  | Conventional | [14 empty] | No | No | No |  | HPS | [28 empty] | NULL |  |  | mhurlow1 | 2018-05-30 17:57 | mhurlow1 | 2018-07-25 12:50 | [20 empty] | No Photo Available | No Photo Available | http://data.mapchannels.com/dualmaps6/map.htm?lat=39.415517&lng=-84.122901
08 | WARREN | WAR | SR | 00048 |  | 0.469 |  | SWARSR00048**C | WAR-48-0.469 | 39.2757 | -84.2486 | 2025-12-31 | Active |  |  |  | State | HL0038696 |  |  | State | A2 | Conventional | No | [6 empty] | 1 | [6 empty] | No | No | No |  | LED | 1 | [10 empty] | Yes | [15 empty] | 2025-11-05 19:48 | NULL |  | 2025-11-05 19:48 | odotonline\rdixon5 | 2024-06-03 14:17 | odotonline\rdixon5 | 2024-06-03 14:17 | No | No | No | No | No | Standing | None | None | None | No | No | No |  | No | 2025-11-05 19:48 | 2025-11-05 19:48 | ascott3 | 2025-11-05 19:48 | ascott3 | 2025-11-05 19:48 | No Photo Available | No Photo Available | http://data.mapchannels.com/dualmaps6/map.htm?lat=39.275661&lng=-84.248551
08 | WARREN | WAR | SR | 00048 |  | 0.472 |  | SWARSR00048**C | WAR-48-0.472 | 39.2758 | -84.2485 | 2025-12-31 | Active |  |  |  | State | HL0038695 |  |  | State | A1 | Conventional |  |  | AT | [11 empty] | No | No | No |  | LED | [27 empty] | 2025-11-05 19:48 | NULL |  | 2025-11-05 19:48 | odotonline\rdixon5 | 2024-06-03 14:15 | odotonline\rdixon5 | 2024-06-03 14:15 | No | No | No | No | No | Standing | None | None | None | No | No | No |  | No | 2025-11-05 19:48 | 2025-11-05 19:48 | ascott3 | 2025-11-05 19:48 | ascott3 | 2025-11-05 19:48 | No Photo Available | No Photo Available | http://data.mapchannels.com/dualmaps6/map.htm?lat=39.275791&lng=-84.248512
08 | WARREN | WAR | SR | 00048 |  | 9.779 |  | SWARSR00048**N | WAR-48-9.779 | 39.3825 | -84.221 | 2025-12-31 | Active |  |  |  | State | HL0042830 |  |  | State | C1 | Conventional | No |  | AT | A |  |  |  | 1 | [6 empty] | No | No | No |  | LED | 1 |  | 120 | 12,000 - 15,999 | No |  |  |  | 480 L-L | [19 empty] | NULL |  |  | jritchie2 | 2026-04-27 16:33 | jritchie2 | 2026-04-27 16:33 | [20 empty] | https://collectorweb.dot.state.oh.us/arcgis/rest/services/HIGHWAY_LIGHTING/HighwayLighting_Reference/FeatureServer/6/475556/attachments/ | No Photo Available | http://data.mapchannels.com/dualmaps6/map.htm?lat=39.382469&lng=-84.221023
08 | WARREN | WAR | SR | 00048 |  | 9.801 |  | SWARSR00048**N | WAR-48-9.801 | 39.3828 | -84.2209 | 2025-12-31 | Active |  |  |  | State | HL0042831 |  |  | State | C4 | Conventional | No |  | AT |  |  |  |  | 1 | [6 empty] | No | No | No |  | LED | 1 |  | 120 | 16,000 - 19,999 | [24 empty] | NULL |  |  | jritchie2 | 2026-04-27 16:37 | jritchie2 | 2026-04-27 16:37 | [20 empty] | https://collectorweb.dot.state.oh.us/arcgis/rest/services/HIGHWAY_LIGHTING/HighwayLighting_Reference/FeatureServer/6/475557/attachments/ | No Photo Available | http://data.mapchannels.com/dualmaps6/map.htm?lat=39.382761&lng=-84.220871
08 | WARREN | WAR | SR | 00048 |  | 9.803 |  | SWARSR00048**C | WAR-48-9.803 | 39.3827 | -84.2205 | 2025-12-31 | Active |  |  |  | State | HL0042823 |  |  | State | C5 | Conventional |  |  | AT | A |  |  |  | 1 | [5 empty] | No | No | No | No |  | HPS | 1 |  | 120 | 16,000 - 19,999 | No | [23 empty] | NULL |  |  | jritchie2 | 2026-04-24 17:20 | jritchie2 | 2026-04-24 17:20 | [20 empty] | https://collectorweb.dot.state.oh.us/arcgis/rest/services/HIGHWAY_LIGHTING/HighwayLighting_Reference/FeatureServer/6/481457/attachments/ | No Photo Available | http://data.mapchannels.com/dualmaps6/map.htm?lat=39.382655&lng=-84.220455
08 | WARREN | WAR | SR | 00048 |  | 9.942 |  | SWARSR00048**N | WAR-48-9.942 | 39.3845 | -84.2196 | 2025-12-31 | Active |  |  |  | State | HL0042843 |  |  | State | B25 | Conventional | No |  | AT | A |  |  |  | 1 | [6 empty] | No | No | No |  | HPS | 1 |  | 120 | 16,000 - 19,999 | No | [23 empty] | NULL |  |  | jritchie2 | 2026-04-27 17:16 | jritchie2 | 2026-04-27 17:16 | [20 empty] | https://collectorweb.dot.state.oh.us/arcgis/rest/services/HIGHWAY_LIGHTING/HighwayLighting_Reference/FeatureServer/6/481058/attachments/ | No Photo Available | http://data.mapchannels.com/dualmaps6/map.htm?lat=39.384547&lng=-84.219572
08 | WARREN | WAR | SR | 00048 |  | 9.971 |  | SWARSR00048**C | WAR-48-9.971 | 39.3848 | -84.2189 | 2025-12-31 | Active |  |  |  | State | HL0042844 |  |  | State | A20 | Conventional | No |  | AT | A |  |  |  | 1 | [5 empty] | No | No | No | No |  | LED | 1 |  | 120 | 16,000 - 19,999 | No |  |  |  | 480 L-L | [19 empty] | NULL |  |  | jritchie2 | 2026-04-28 15:17 | jritchie2 | 2026-04-28 15:17 | [20 empty] | https://collectorweb.dot.state.oh.us/arcgis/rest/services/HIGHWAY_LIGHTING/HighwayLighting_Reference/FeatureServer/6/478626/attachments/ | No Photo Available | http://data.mapchannels.com/dualmaps6/map.htm?lat=39.384779&lng=-84.218925
08 | WARREN | WAR | SR | 00048 |  | 9.973 |  | SWARSR00048**N | WAR-48-9.973 | 39.385 | -84.2195 | 2025-12-31 | Active |  |  |  | State | HL0042827 |  |  | State | A23 | Conventional | No |  | AT | A |  |  |  | 1 | [6 empty] | No | No | No |  | HPS | 1 |  | 120 | 12,000 - 15,999 | No | [23 empty] | NULL |  |  | jritchie2 | 2026-04-27 16:19 | jritchie2 | 2026-04-27 16:19 | [20 empty] | https://collectorweb.dot.state.oh.us/arcgis/rest/services/HIGHWAY_LIGHTING/HighwayLighting_Reference/FeatureServer/6/473526/attachments/ | No Photo Available | http://data.mapchannels.com/dualmaps6/map.htm?lat=39.385007&lng=-84.219477
08 | WARREN | WAR | SR | 00048 |  | 9.991 |  | SWARSR00048**N | WAR-48-9.991 | 39.3852 | -84.2192 | 2025-12-31 | Active |  |  |  | State | HL0042828 |  |  | State | A22 | Conventional | No |  | AT | A |  |  |  | 1 | [5 empty] | No | No | No | No |  | HPS | 1 |  | 120 | 16,000 - 19,999 | No | [23 empty] | NULL |  |  | jritchie2 | 2026-04-27 16:13 | jritchie2 | 2026-04-27 16:13 | [20 empty] | https://collectorweb.dot.state.oh.us/arcgis/rest/services/HIGHWAY_LIGHTING/HighwayLighting_Reference/FeatureServer/6/475555/attachments/ | No Photo Available | http://data.mapchannels.com/dualmaps6/map.htm?lat=39.385195&lng=-84.219230
08 | WARREN | WAR | SR | 00073 |  | 3.657 |  | SWARSR00073**N | WAR-73-3.657 | 39.5632 | -84.2736 | 2025-12-31 | Retired |  |  |  | State | HL0024522 |  |  | State |  | Conventional | [14 empty] | No | No | No |  | HPS | 0 | [27 empty] | NULL |  |  | Dsnyder5 | 2018-06-11 15:03 | ascott3 | 2025-08-14 11:12 | No | No | No | No | No | Standing | None | None | None | No | No | No |  | No | 2025-04-23 16:28 | 2025-04-23 16:28 | ascott3 | 2025-04-23 16:28 | ascott3 | 2025-04-23 16:28 | No Photo Available | https://collectorweb.dot.state.oh.us/arcgis/rest/services/HIGHWAY_LIGHTING/HighwayLighting_Reference/FeatureServer/7/539597/attachments/ | http://data.mapchannels.com/dualmaps6/map.htm?lat=39.563219&lng=-84.273556
08 | WARREN | WAR | SR | 00073 |  | 3.696 |  | SWARSR00073**N | WAR-73-3.696 | 39.5632 | -84.2728 | 2025-12-31 | Retired |  |  |  | State | HL0007645 |  |  | State |  | Conventional | [14 empty] | No | No | No |  | HPS | 0 | [27 empty] | NULL |  |  | Dsnyder5 | 2018-06-11 15:04 | ascott3 | 2025-08-14 11:12 | [20 empty] | No Photo Available | No Photo Available | http://data.mapchannels.com/dualmaps6/map.htm?lat=39.563170&lng=-84.272843
08 | WARREN | WAR | SR | 00073 |  | 3.769 |  | SWARSR00073**N | WAR-73-3.769 | 39.563 | -84.2715 | 2025-12-31 | Active |  |  |  | State | HL0042708 |  |  | State | AA-10 | Conventional | [14 empty] | No | No | No |  | LED | 1 |  | 150 | [25 empty] | NULL |  |  | ascott3 | 2026-02-18 17:47 | ascott3 | 2026-02-18 17:47 | [20 empty] | No Photo Available | No Photo Available | http://data.mapchannels.com/dualmaps6/map.htm?lat=39.563050&lng=-84.271477
08 | WARREN | WAR | SR | 00073 |  | 3.773 |  | SWARSR00073**N | WAR-73-3.773 | 39.5631 | -84.2714 | 2025-12-31 | Retired | 1986-08-12 22:47 |  |  | State | HL0012324 | 2020-01-29 23:48 |  | State | A1-3 | Conventional | No | [6 empty] | 1 | [5 empty] | Yes | No | No | No |  | HPS | 1 | 200 |  |  | No |  | American Electric Lighting (AEL) |  | 480 L-N |  | No | No | No | No | No | [13 empty] | NULL |  |  | mhurlow1 | 2018-09-26 17:58 | ascott3 | 2025-08-14 11:13 | No | No | No | No | No | Standing | None | None | None | No | No | No |  | No | 2025-04-23 16:27 | 2025-04-23 16:27 | ascott3 | 2025-04-23 16:27 | ascott3 | 2025-04-23 16:27 | No Photo Available | https://collectorweb.dot.state.oh.us/arcgis/rest/services/HIGHWAY_LIGHTING/HighwayLighting_Reference/FeatureServer/7/544398/attachments/ | http://data.mapchannels.com/dualmaps6/map.htm?lat=39.563115&lng=-84.271402
08 | WARREN | WAR | SR | 00073 |  | 3.778 |  | SWARSR00073**N | WAR-73-3.778 | 39.5631 | -84.2713 | 2025-12-31 | Active |  |  |  | State | HL0040664 |  |  | State |  | Conventional | [14 empty] | No | No | No |  | HPS | 1 | [27 empty] | NULL |  |  | ascott3 | 2025-08-14 11:13 | ascott3 | 2025-08-14 11:13 | [20 empty] | No Photo Available | No Photo Available | http://data.mapchannels.com/dualmaps6/map.htm?lat=39.563072&lng=-84.271306
08 | WARREN | WAR | SR | 00073 |  | 3.809 |  | SWARSR00073**C | WAR-73-3.809 | 39.5626 | -84.2708 | 2025-12-31 | Retired |  |  |  | State | HL0004563 |  |  | State |  | Other | [18 empty] | Other | 0 | [27 empty] | NULL |  |  | mhurlow1 | 2018-09-26 17:57 | csonner1 | 2025-10-14 12:00 | No | No | No | No | No | Standing | None | None | None | No | No | No |  | No | 2025-04-23 16:38 | 2025-04-23 16:38 | ascott3 | 2025-04-23 16:39 | ascott3 | 2025-04-23 16:39 | No Photo Available | https://collectorweb.dot.state.oh.us/arcgis/rest/services/HIGHWAY_LIGHTING/HighwayLighting_Reference/FeatureServer/7/543198/attachments/ | http://data.mapchannels.com/dualmaps6/map.htm?lat=39.562617&lng=-84.270809
08 | WARREN | WAR | SR | 00073 |  | 3.817 |  | SWARSR00073**C | WAR-73-3.817 | 39.5627 | -84.2706 | 2025-12-31 | Active |  |  |  | State | HL0025930 | 2020-01-29 23:50 |  | State | AA9 | Conventional | No | [6 empty] | 1 |  |  |  | No |  | Yes | No | No | No |  | HPS | 1 | 310 |  |  | No |  | Cooper/Eaton |  | 480 L-N |  | No | No | No | No | No | [12 empty] | 2025-10-14 12:02 | NULL | 0 |  | mhurlow1 | 2018-04-26 18:54 | csonner1 | 2025-10-14 14:50 | No | No | No | No | No | Standing | None | None | None | No | No | No |  | No | 2025-10-14 12:02 |  | csonner1 | 2025-10-14 12:02 | csonner1 | 2025-10-14 12:02 | No Photo Available | No Photo Available | http://data.mapchannels.com/dualmaps6/map.htm?lat=39.562693&lng=-84.270643
08 | WARREN | WAR | SR | 00073 |  | 3.917 |  | SWARSR00073**C | WAR-73-3.917 | 39.5624 | -84.2688 | 2025-12-31 | Active |  |  |  | State | HL0025364 | 2020-01-29 23:53 |  | State | AB-9 | Conventional | No | [6 empty] | 1 |  |  |  | No |  | Yes | No | No | No |  | HPS | 1 | 200 |  |  | No |  | American Electric Lighting (AEL) |  | 480 L-N |  | No | No | No | No | No | [12 empty] | 2025-10-14 12:03 | NULL | 0 |  | mhurlow1 | 2018-04-26 18:51 | csonner1 | 2025-10-14 11:56 | No | No | No | No | No | Standing | None | None | None | No | No | No |  | No | 2025-10-14 12:03 |  | csonner1 | 2025-10-14 12:03 | csonner1 | 2025-10-14 12:03 | No Photo Available | No Photo Available | http://data.mapchannels.com/dualmaps6/map.htm?lat=39.562408&lng=-84.268764
08 | WARREN | WAR | SR | 00073 |  | 3.999 |  | SWARSR00073**C | WAR-73-3.999 | 39.5626 | -84.2672 | 2025-12-31 | Active |  |  |  | State | HL0033394 | 2020-01-29 15:58 |  | State | AB-15 | Conventional | No |  | AT | A |  |  |  | 1 |  |  |  | No | No | Yes | No | No | No |  | LED | 1 |  | 70 | 12,000 - 15,999 | No |  |  |  | 480 L-N |  | No | No | No | No | No | [12 empty] | 2025-10-14 11:56 | NULL |  |  | dturner | 2020-01-29 15:59 | jritchie2 | 2026-06-25 15:13 | No | No | No | No | No | Standing | None | None | None | No | No | No |  | No | 2025-10-14 11:56 |  | csonner1 | 2025-10-14 11:56 | csonner1 | 2025-10-14 11:56 | No Photo Available | No Photo Available | http://data.mapchannels.com/dualmaps6/map.htm?lat=39.562644&lng=-84.267246
08 | WARREN | WAR | SR | 00073 |  | 4 |  | SWARSR00073**C | WAR-73-4.000 | 39.5624 | -84.2672 | 2025-12-31 | Active |  |  |  | State | HL0009765 | 2020-01-30 00:01 |  | State | AB-6 | Conventional | No |  | AT | A |  |  |  | 1 |  |  |  | No | No | Yes | No | No | No |  | LED | 1 |  | 70 | 12,000 - 15,999 | No |  |  |  | 480 L-N |  | No | No | No | No | No | [12 empty] | 2025-10-14 12:04 | NULL |  |  | mhurlow1 | 2018-04-26 18:59 | jritchie2 | 2026-06-25 15:12 | No | No | No | No | No | Standing | None | None | None | No | No | No |  | No | 2025-10-14 12:04 |  | csonner1 | 2025-10-14 12:04 | csonner1 | 2025-10-14 12:04 | No Photo Available | No Photo Available | http://data.mapchannels.com/dualmaps6/map.htm?lat=39.562394&lng=-84.267237
08 | WARREN | WAR | SR | 00073 |  | 4.036 |  | SWARSR00073**C | WAR-73-4.036 | 39.5624 | -84.2666 | 2025-12-31 | Active |  |  |  | State | HL0017331 | 2020-01-30 00:05 |  | State | AB-5 | Conventional | No |  | AT | A |  |  |  | 1 |  |  |  | No | No | Yes | No | No | No |  | LED | 1 |  | 70 |  | No |  |  |  | 480 L-N |  | No | No | No | No | No | [12 empty] | 2025-10-14 11:49 | NULL |  |  | mhurlow1 | 2018-04-26 19:06 | jritchie2 | 2026-06-25 15:14 | No | No | No | No | No | Standing | None | None | None | No | No | No |  | No | 2025-10-14 11:49 |  | csonner1 | 2025-10-14 11:49 | csonner1 | 2025-10-14 11:49 | No Photo Available | No Photo Available | http://data.mapchannels.com/dualmaps6/map.htm?lat=39.562396&lng=-84.266555
08 | WARREN | WAR | SR | 00122 |  | 0.665 |  | SWARSR00122**N | WAR-122-0.665 | 39.4929 | -84.3256 | 2025-12-31 | Active |  |  |  | State | HL0018601 | 2020-01-30 19:33 |  | State | CA-1 | Conventional | No | [6 empty] | 1 |  |  |  | No |  | Yes | No | No | No |  | HPS | 1 | 310 |  |  | No |  | Cooper/Eaton |  | 480 L-N |  | No | No | No | No | No | [12 empty] | 2025-10-14 11:19 | NULL | 0 |  | mhurlow1 | 2018-04-26 17:28 | dturner | 2020-01-30 19:35 | No | No | No | No | No | Standing | None | None | None | No | No | No |  | No | 2025-10-14 11:19 |  | csonner1 | 2025-10-14 11:19 | csonner1 | 2025-10-14 11:19 | No Photo Available | No Photo Available | http://data.mapchannels.com/dualmaps6/map.htm?lat=39.492856&lng=-84.325551
08 | WARREN | WAR | SR | 00122 |  | 0.668 |  | SWARSR00122**C | WAR-122-0.668 | 39.4924 | -84.3255 | 2025-12-31 | Retired |  |  |  | State | HL0024068 |  |  | State |  | Conventional | [14 empty] | No | No | No |  | HPS | 0 | [27 empty] | NULL |  |  | mhurlow1 | 2018-04-26 17:26 | ascott3 | 2025-08-13 12:33 | [20 empty] | No Photo Available | No Photo Available | http://data.mapchannels.com/dualmaps6/map.htm?lat=39.492393&lng=-84.325526
08 | WARREN | WAR | SR | 00122 |  | 0.704 |  | SWARSR00122**N | WAR-122-0.704 | 39.4928 | -84.3248 | 2025-12-31 | Retired |  |  |  | State | HL0000759 |  |  | State |  | Conventional | [14 empty] | No | No | No |  | HPS | 0 | [27 empty] | NULL |  |  | mhurlow1 | 2018-04-26 17:27 | ascott3 | 2025-08-13 12:33 | [20 empty] | No Photo Available | No Photo Available | http://data.mapchannels.com/dualmaps6/map.htm?lat=39.492810&lng=-84.324827
08 | WARREN | WAR | SR | 00122 |  | 0.827 |  | SWARSR00122**C | WAR-122-0.827 | 39.4924 | -84.3225 | 2025-12-31 | Active |  |  |  | State | HL0003765 | 2020-01-30 19:47 |  | State | CB-14 | Conventional | No | [6 empty] | 1 |  |  |  | No |  | Yes | No | No | No |  | HPS | 1 | 200 |  |  | No |  | Cooper/Eaton |  | 480 L-N |  | No | No | No | No | No | [12 empty] | 2025-10-13 17:52 | NULL | 0 |  | mhurlow1 | 2018-04-26 17:20 | dturner | 2020-01-30 20:02 | No | No | No | No | No | Standing | None | None | None | No | No | No |  | No | 2025-10-13 17:52 |  | csonner1 | 2025-10-13 17:52 | csonner1 | 2025-10-13 17:52 | No Photo Available | No Photo Available | http://data.mapchannels.com/dualmaps6/map.htm?lat=39.492404&lng=-84.322523
08 | WARREN | WAR | SR | 00122 |  | 0.869 |  | SWARSR00122**C | WAR-122-0.869 | 39.4925 | -84.3217 | 2025-12-31 | Retired |  |  |  | State | HL0010766 |  |  | State |  | Conventional | [14 empty] | No | No | No |  | HPS | 0 | [27 empty] | NULL |  |  | mhurlow1 | 2018-04-26 17:18 | ascott3 | 2025-08-13 14:54 | [20 empty] | No Photo Available | No Photo Available | http://data.mapchannels.com/dualmaps6/map.htm?lat=39.492470&lng=-84.321745
08 | WARREN | WAR | SR | 00122 |  | 0.91 |  | SWARSR00122**C | WAR-122-0.910 | 39.4928 | -84.321 | 2025-12-31 | Active |  |  |  | State | HL0017496 |  |  | State |  | Conventional | [14 empty] | No | No | No |  | HPS | [28 empty] | NULL |  |  | mhurlow1 | 2018-04-26 17:16 | mhurlow1 | 2018-07-23 13:18 | [20 empty] | No Photo Available | No Photo Available | http://data.mapchannels.com/dualmaps6/map.htm?lat=39.492803&lng=-84.321038
08 | WARREN | WAR | SR | 00123 |  | 28.497 |  | SWARSR00123**N | WAR-123-28.497 | 39.5425 | -84.2926 | 2025-12-31 | Active |  |  |  | State | HL0017943 | 2020-01-30 19:13 |  | State | BA-14 | Conventional | No |  | AT | A |  |  |  | 1 |  |  |  | No | No | Yes | No | No | No |  | LED | 1 |  | 90 |  | No |  |  |  | 480 L-N |  | No | No | No | No | No | [12 empty] | 2025-10-14 11:26 | NULL |  |  | mhurlow1 | 2018-04-26 17:55 | jritchie2 | 2026-06-25 14:17 | No | No | No | No | No | Standing | None | None | None | No | No | No |  | No | 2025-10-14 11:26 |  | csonner1 | 2025-10-14 11:26 | csonner1 | 2025-10-14 11:26 | No Photo Available | No Photo Available | http://data.mapchannels.com/dualmaps6/map.htm?lat=39.542533&lng=-84.292589
08 | WARREN | WAR | SR | 00123 |  | 28.526 |  | SWARSR00123**C | WAR-123-28.526 | 39.5431 | -84.2925 | 2025-12-31 | Active |  |  |  | State | HL0011494 | 2020-01-30 19:15 |  | State | BA-15 | Conventional | No |  | AT | A |  |  |  | 1 |  |  |  | No | No | Yes | No | No | No |  | LED | 1 |  | 129 | 0 - 8,499 | No |  |  |  | 480 L-N |  | No | No | No | No | No | [12 empty] | 2025-10-14 11:27 | NULL |  |  | mhurlow1 | 2018-04-26 17:56 | jritchie2 | 2026-06-25 14:17 | No | No | No | No | No | Standing | None | None | None | No | No | No |  | No | 2025-10-14 11:27 |  | csonner1 | 2025-10-14 11:27 | csonner1 | 2025-10-14 11:27 | No Photo Available | No Photo Available | http://data.mapchannels.com/dualmaps6/map.htm?lat=39.543079&lng=-84.292539
08 | WARREN | WAR | SR | 00123 |  | 28.59 |  | SWARSR00123**N | WAR-123-28.590 | 39.5437 | -84.2935 | 2025-12-31 | Active |  |  |  | State | HL0008871 | 2020-01-30 19:11 |  | State | BA-4 | Conventional | No |  | AT | A |  |  |  | 1 |  |  |  | No |  | Yes | No | No | No |  | LED | 1 |  | 90 |  | No |  | Cooper/Eaton |  | 480 L-N |  | No | No | No | No | No | [12 empty] | 2025-10-14 11:29 | NULL |  |  | mhurlow1 | 2018-04-26 18:04 | jritchie2 | 2026-06-25 14:18 | No | No | No | No | No | Standing | None | None | None | No | No | No |  | No | 2025-10-14 11:29 |  | csonner1 | 2025-10-14 11:29 | csonner1 | 2025-10-14 11:29 | No Photo Available | No Photo Available | http://data.mapchannels.com/dualmaps6/map.htm?lat=39.543706&lng=-84.293486
08 | WARREN | WAR | SR | 00123 |  | 28.617 |  | SWARSR00123**C | WAR-123-28.617 | 39.5442 | -84.2934 | 2025-12-31 | Active |  |  |  | State | HL0005285 | 2020-01-30 19:09 |  | State | ba-5 | Conventional | No | [6 empty] | 1 |  |  |  | No |  | Yes | No | No | No |  | HPS | 1 | 200 |  |  | No |  | American Electric Lighting (AEL) |  | 480 L-N |  | No | No | No | No | No | [12 empty] | 2025-10-14 11:28 | NULL | 0 |  | mhurlow1 | 2018-04-26 18:05 | dturner | 2020-01-30 19:11 | No | No | No | No | No | Standing | None | None | None | No | No | No |  | No | 2025-10-14 11:28 |  | csonner1 | 2025-10-14 11:28 | csonner1 | 2025-10-14 11:28 | No Photo Available | No Photo Available | http://data.mapchannels.com/dualmaps6/map.htm?lat=39.544227&lng=-84.293396
08 | WARREN | WAR | SR | 00741 |  | 0.006 |  | SWARSR00741**C | WAR-741-0.006 | 39.3545 | -84.2661 | 2025-12-31 | Active |  |  |  | State | HL0038793 |  |  | State | D2-6 | Conventional | [14 empty] | No | No | No |  | LED | [27 empty] | 2025-04-28 15:30 | NULL |  | 2025-04-28 15:30 | ascott3 | 2024-06-20 11:55 | ascott3 | 2024-06-20 11:55 | No | No | No | No | No | Standing | None | None | None | No | No | No |  | No | 2025-04-28 15:30 | 2025-04-28 15:30 | ascott3 | 2025-04-28 15:30 | ascott3 | 2025-04-28 15:30 | No Photo Available | https://collectorweb.dot.state.oh.us/arcgis/rest/services/HIGHWAY_LIGHTING/HighwayLighting_Reference/FeatureServer/7/539610/attachments/ | http://data.mapchannels.com/dualmaps6/map.htm?lat=39.354464&lng=-84.266108
08 | WARREN | WAR | SR | 00741 |  | 0.037 |  | SWARSR00741**N | WAR-741-0.037 | 39.3531 | -84.2683 | 2025-12-31 | Active |  |  |  | State | HL0038787 |  |  | State | D2-1 | Conventional | [14 empty] | No | No | No |  | LED | [27 empty] | 2025-04-28 13:12 | NULL |  | 2025-04-28 13:12 | ascott3 | 2024-06-20 11:32 | ascott3 | 2024-06-20 11:32 | No | No | No | No | No | Standing | None | None | None | No | No | No |  | No | 2025-04-28 13:12 | 2025-04-28 13:12 | ascott3 | 2025-04-28 13:13 | ascott3 | 2025-04-28 13:13 | No Photo Available | https://collectorweb.dot.state.oh.us/arcgis/rest/services/HIGHWAY_LIGHTING/HighwayLighting_Reference/FeatureServer/7/544808/attachments/ | http://data.mapchannels.com/dualmaps6/map.htm?lat=39.353073&lng=-84.268314
08 | WARREN | WAR | SR | 00741 |  | 0.128 |  | SWARSR00741**N | WAR-741-0.128 | 39.3541 | -84.2673 | 2025-12-31 | Active |  |  |  | State | HL0038792 |  |  | State | D2-2 | Conventional | [14 empty] | No | No | No |  | LED | [27 empty] | 2025-04-28 13:14 | NULL |  | 2025-04-28 13:14 | ascott3 | 2024-06-20 11:29 | ascott3 | 2024-06-20 11:29 | No | No | No | No | No | Standing | None | None | None | No | No | No |  | No | 2025-04-28 13:14 | 2025-04-28 13:14 | ascott3 | 2025-04-28 13:14 | ascott3 | 2025-04-28 13:14 | No Photo Available | https://collectorweb.dot.state.oh.us/arcgis/rest/services/HIGHWAY_LIGHTING/HighwayLighting_Reference/FeatureServer/7/543608/attachments/ | http://data.mapchannels.com/dualmaps6/map.htm?lat=39.354127&lng=-84.267278
08 | WARREN | WAR | SR | 00741 |  | 0.139 |  | SWARSR00741**C | WAR-741-0.139 | 39.356 | -84.2645 | 2025-12-31 | Active |  |  |  | State | HL0038794 |  |  | State | D2-7 | Conventional | [14 empty] | No | No | No |  | LED | [27 empty] | 2025-04-28 15:31 | NULL |  | 2025-04-28 15:31 | ascott3 | 2024-06-20 12:04 | ascott3 | 2024-06-20 12:04 | No | No | No | No | No | Standing | None | None | None | No | No | No |  | No | 2025-04-28 15:31 | 2025-04-28 15:31 | ascott3 | 2025-04-28 15:31 | ascott3 | 2025-04-28 15:31 | No Photo Available | https://collectorweb.dot.state.oh.us/arcgis/rest/services/HIGHWAY_LIGHTING/HighwayLighting_Reference/FeatureServer/7/542012/attachments/ | http://data.mapchannels.com/dualmaps6/map.htm?lat=39.355978&lng=-84.264506
08 | WARREN | WAR | SR | 00741 |  | 0.179 |  | SWARSR00741**C | WAR-741-0.179 | 39.3564 | -84.2639 | 2025-12-31 | Active |  |  |  | State | HL0038796 |  |  | State | D2-8 | Conventional | [14 empty] | No | No | No |  | LED | [27 empty] | 2025-04-28 15:32 | NULL |  | 2025-04-28 15:32 | ascott3 | 2024-06-20 12:15 | ascott3 | 2024-06-20 12:15 | No | No | No | No | No | Standing | None | None | None | No | No | No |  | No | 2025-04-28 15:32 | 2025-04-28 15:32 | ascott3 | 2025-04-28 15:33 | ascott3 | 2025-04-28 15:33 | No Photo Available | https://collectorweb.dot.state.oh.us/arcgis/rest/services/HIGHWAY_LIGHTING/HighwayLighting_Reference/FeatureServer/7/539611/attachments/ | http://data.mapchannels.com/dualmaps6/map.htm?lat=39.356359&lng=-84.263941
08 | WARREN | WAR | SR | 00741 |  | 0.223 |  | SWARSR00741**N | WAR-741-0.223 | 39.3552 | -84.2662 | 2025-12-31 | Active |  |  |  | State | HL0038786 |  |  | State | D2-3 | Conventional | [14 empty] | No | No | No |  | LED | [28 empty] | NULL |  |  | ascott3 | 2024-06-20 11:24 | ascott3 | 2024-06-20 11:24 | [20 empty] | No Photo Available | No Photo Available | http://data.mapchannels.com/dualmaps6/map.htm?lat=39.355249&lng=-84.266240
08 | WARREN | WAR | SR | 00741 |  | 0.339 |  | SWARSR00741**C | WAR-741-0.339 | 39.3575 | -84.2613 | 2025-12-31 | Active |  |  |  | State | HL0038797 |  |  | State | D2-10 | Conventional | No |  | AT | A |  |  |  | 1 |  |  |  |  | No | No | No | No | No |  | LED | 1 |  | 120 | 12,000 - 15,999 | No |  | Philips Lumec |  | 480 L-L | [19 empty] | NULL |  |  | ascott3 | 2024-06-20 12:37 | jritchie2 | 2026-05-27 16:25 | [20 empty] | No Photo Available | No Photo Available | http://data.mapchannels.com/dualmaps6/map.htm?lat=39.357477&lng=-84.261319
08 | WARREN | WAR | SR | 00741 |  | 0.355 |  | SWARSR00741**C | WAR-741-0.355 | 39.3577 | -84.2617 | 2025-12-31 | Active |  |  |  | State | HL0038788 |  |  | State | D1-5 | Conventional | No |  | AT | A |  |  |  | 1 |  |  |  |  | No | No | No | No | No |  | LED | 1 |  | 120 | 12,000 - 15,999 | No |  | Philips Lumec |  | 480 L-L | [18 empty] | 2025-04-28 17:19 | NULL |  | 2025-04-28 17:19 | ascott3 | 2024-06-20 12:57 | jritchie2 | 2026-05-27 16:27 | No | No | No | No | No | Standing | None | None | None | No | No | No |  | No | 2025-04-28 17:19 | 2025-04-28 17:19 | ascott3 | 2025-04-28 17:20 | ascott3 | 2025-04-28 17:20 | No Photo Available | https://collectorweb.dot.state.oh.us/arcgis/rest/services/HIGHWAY_LIGHTING/HighwayLighting_Reference/FeatureServer/7/541214/attachments/ | http://data.mapchannels.com/dualmaps6/map.htm?lat=39.357720&lng=-84.261739
08 | WARREN | WAR | SR | 00741 |  | 0.521 |  | SWARSR00741**C | WAR-741-0.521 | 39.3576 | -84.2649 | 2025-12-31 | Active |  |  |  | State | HL0038784 |  |  | State | D2-4 | Conventional | [14 empty] | No | No | No |  | LED | [27 empty] | 2025-04-28 13:06 | NULL |  | 2025-04-28 13:06 | ascott3 | 2024-06-20 11:18 | ascott3 | 2024-06-20 11:18 | No | No | No | No | No | Standing | None | None | None | No | No | No |  | No | 2025-04-28 13:06 | 2025-04-28 13:06 | ascott3 | 2025-04-28 13:06 | ascott3 | 2025-04-28 13:06 | No Photo Available | https://collectorweb.dot.state.oh.us/arcgis/rest/services/HIGHWAY_LIGHTING/HighwayLighting_Reference/FeatureServer/7/545208/attachments/ | http://data.mapchannels.com/dualmaps6/map.htm?lat=39.357577&lng=-84.264856
08 | WARREN | WAR | SR | 00741 |  | 0.551 |  | SWARSR00741**C | WAR-741-0.551 | 39.3579 | -84.2654 | 2025-12-31 | Active |  |  |  | State | HL0038785 |  |  | State | D2-5 | Conventional | [14 empty] | No | No | No |  | LED | [27 empty] | 2025-04-24 17:59 | NULL |  | 2025-04-24 17:59 | ascott3 | 2024-06-20 11:19 | ascott3 | 2024-06-20 11:19 | No | No | No | No | No | Standing | None | None | None | No | No | No |  | No | 2025-04-24 17:59 | 2025-04-24 17:59 | ascott3 | 2025-04-24 17:59 | ascott3 | 2025-04-24 17:59 | No Photo Available | https://collectorweb.dot.state.oh.us/arcgis/rest/services/HIGHWAY_LIGHTING/HighwayLighting_Reference/FeatureServer/7/539607/attachments/ | http://data.mapchannels.com/dualmaps6/map.htm?lat=39.357852&lng=-84.265393
08 | WARREN | WAR | SR | 00741 |  | 6.41 |  | SWARSR00741**C | WAR-741-6.410 | 39.4304 | -84.2827 | 2025-12-31 | Active |  |  |  | State | HL0042895 |  |  | State |  | Underpass | [14 empty] | No | No | No |  | HPS | 2 | [26 empty] | 2026-05-08 12:22 | NULL |  |  | acode1 | 2026-05-08 12:20 | acode1 | 2026-05-08 12:20 | No | No | No | No | No | Standing | None | None | None | No | No | No |  | No | 2026-05-08 12:22 |  | acode1 | 2026-05-08 12:22 | acode1 | 2026-05-08 12:22 | No Photo Available | No Photo Available | http://data.mapchannels.com/dualmaps6/map.htm?lat=39.430438&lng=-84.282692
08 | WARREN | WAR | US | 00022 |  | 0.211 |  | SWARUS00022**N | WAR-22-0.211 | 39.2941 | -84.2949 | 2025-12-31 | Active |  |  |  | State | HL0015431 |  |  | State |  | Conventional | [14 empty] | No | No | No |  | HPS | [28 empty] | NULL |  |  | mhurlow1 | 2018-05-31 12:47 | Dsnyder5 | 2018-07-25 13:44 | [20 empty] | No Photo Available | No Photo Available | http://data.mapchannels.com/dualmaps6/map.htm?lat=39.294057&lng=-84.294936
08 | WARREN | WAR | US | 00022 |  | 0.418 |  | SWARUS00022**N | WAR-22-0.418 | 39.2962 | -84.2922 | 2025-12-31 | Active |  |  |  | State | HL0018498 |  |  | State |  | Conventional | [14 empty] | No | No | No |  | HPS | [28 empty] | NULL |  |  | mhurlow1 | 2018-05-31 12:50 | Dsnyder5 | 2018-07-25 13:44 | [20 empty] | No Photo Available | No Photo Available | http://data.mapchannels.com/dualmaps6/map.htm?lat=39.296214&lng=-84.292242
08 | WARREN | WAR | US | 00022 |  | 0.461 |  | SWARUS00022**N | WAR-22-0.461 | 39.2966 | -84.2916 | 2025-12-31 | Active |  |  |  | State | HL0021199 |  |  | State |  | Conventional | [14 empty] | No | No | No |  | HPS | [28 empty] | NULL |  |  | mhurlow1 | 2018-05-31 12:50 | Dsnyder5 | 2018-07-25 13:44 | [20 empty] | No Photo Available | No Photo Available | http://data.mapchannels.com/dualmaps6/map.htm?lat=39.296616&lng=-84.291645
08 | WARREN | WAR | US | 00022 |  | 1.134 |  | SWARUS00022**C | WAR-22-1.134 | 39.3037 | -84.283 | 2025-12-31 | Active |  |  |  | State | HL0022715 |  |  | State |  | Conventional | [14 empty] | No | No | No |  | HPS | [28 empty] | NULL |  |  | mhurlow1 | 2018-05-31 12:58 | Dsnyder5 | 2018-07-25 13:44 | [20 empty] | No Photo Available | No Photo Available | http://data.mapchannels.com/dualmaps6/map.htm?lat=39.303690&lng=-84.283005
08 | WARREN | WAR | US | 00022 |  | 2.027 |  | SWARUS00022**C | WAR-22-2.027 | 39.3111 | -84.2696 | 2025-12-31 | Active |  |  |  | State | HL0008653 |  |  | State |  | Conventional | [14 empty] | No | No | No |  | HPS | [28 empty] | NULL |  |  | mhurlow1 | 2018-05-31 13:01 | Dsnyder5 | 2018-07-25 13:44 | [20 empty] | No Photo Available | No Photo Available | http://data.mapchannels.com/dualmaps6/map.htm?lat=39.311100&lng=-84.269630
08 | WARREN | WAR | US | 00022 |  | 4.466 |  | SWARUS00022**C | WAR-22-4.466 | 39.3321 | -84.2337 | 2025-12-31 | Active |  |  |  | State | HL0022591 |  |  | State |  | Conventional | [14 empty] | No | No | No |  | HPS | [28 empty] | NULL |  |  | mhurlow1 | 2018-05-31 13:30 | Dsnyder5 | 2018-07-25 13:46 | [20 empty] | No Photo Available | No Photo Available | http://data.mapchannels.com/dualmaps6/map.htm?lat=39.332133&lng=-84.233705