## ESTIMATED QUANTITIES
ITEM NUMBER | ESTIMATED QUANTITIES
| ITEM | EXT. | TOTAL | UNIT | DESCRIPTION | ABUTMENTS | PIERS | SUPER- STRUCTURE | GENERAL | AS PER PLAN SHEET __/___ | NOTES
503e21100 | 503 | 21100 | 38 | CY | UNCLASSIFIED EXCAVATION |  |  |  | 38 |  | CHECK UNIT OF MEASURE
509e10000 | 509 | 10000 | 2123 | LB | EPOXY COATED REINFORCING STEEL |  |  |  | 2123
511e50210 | 511 | 50210 | 11 | CY | CLASS QC1 CONCRETE, SUBSTRUCTURE |  |  |  | 11
524e94602 | 524 | 94602 | 30 | FT | DRILLED SHAFTS, 30" DIAMETER, ABOVE BEDROCK |  |  |  | 30

## CALCULATIONS
|  | Client: | ODOT District 12 |  | Job No.: | 2019202
|  | PID No.: | 107798 |  | Sheet No: | 1 | Of | 1
|  | Subject: | NSA 1 Grade Beam Estimated Quantities |  | Made By: | RFV | Date: | 2020-05-05
[5 empty] | Chk'd By: | TJW | Date: | 2020-08-19
ITEM 503 - UNCLASSIFIED EXCAVATION
| Volume = | 38
ITEM 509 - EPOXY COATED REINFORCING STEEL
|  | Grade Beam 509 bars = | 2123 | lbs from schedule on sheet
|  | Total = | 2123 | lbs
ITEM 511 - CLASS QC1 CONCRETE, SUBSTRUCTURE
|  | Total = | 11 | cy
ITEM - DRILLED SHAFTS, 30" DIAMETER, ABOVE BEDROCK
|  | Length = | 30 | ft
ft
ft
ft
|  | Total = | 30 | ft

## ITEMS
ITEM | UNIT | DESCRIPTION | NOTES
100E00300 | LS | PREMIUM ON RAILROADS' PROTECTIVE PUBLIC LIABILITY AND PROPERTY DAMAGE LIABILITY INSURANCE | ODOT INTERNAL USE ONLY
100E10000 | LS | PROFESSIONAL LIABILITY INSURANCE
100E44000 | LS | PREMIUM FOR SPECIAL HAZARD INSURANCE
100E50000 | LS | DISPUTE REVIEW BOARD
100E50100 | LS | DEPARTMENT'S SHARE OF THE DISPUTE RESOLUTION BOARD
100E50200 | LS | DEPARTMENT'S SHARE OF THE DISPUTE RESOLUTION ADVISOR
100E99000 | LS | SPECIAL - PREMIUM ON RAILROAD'S PROTECTIVE PUBLIC LIABILITY AND PROPERTY DAMAGE LIABILITY INSURANCE | DESIGN BUILD PROJECTS ONLY
100E99010 | LS | SPECIAL - PROFESSIONAL LIABILITY INSURANCE | DESIGN BUILD PROJECTS ONLY
103E05000 | LS | PREMIUM FOR CONTRACT PERFORMANCE BOND AND FOR PAYMENT BOND | ODOT INTERNAL USE ONLY
103E06000 | LS | PREMIUM FOR CONTRACT PERFORMANCE BOND, PAYMENT BOND AND MAINTENANCE BOND | ODOT INTERNAL USE ONLY
103E99000 | LS | SPECIAL - PREMIUM FOR CONTRACT PERFORMANCE BOND, PAYMENT BOND AND MAINTENANCE BOND | DESIGN BUILD PROJECTS ONLY
103E99010 | LS | SPECIAL - PREMIUM FOR CONTRACT PERFORMANCE BOND AND FOR PAYMENT BOND | DESIGN BUILD PROJECTS ONLY
107E99000 | LS | SPECIAL - UTILITY COORDINATION | DESIGN BUILD PROJECTS ONLY
108E10000 | LS | CPM PROGRESS SCHEDULE
108E30000 | LS | CPM PROGRESS SCHEDULE SHORT DURATION PROJECTS
108E99000 | LS | SPECIAL - CPM PROGRESS SCHEDULE | DESIGN BUILD PROJECTS ONLY
108E99100 | LS | SPECIAL - CPM PROGRESS SCHEDULE FOR SHORT DURATION PROJECTS | DESIGN BUILD PROJECTS ONLY
111E10000 | LS | SPECIAL - DEPARTMENTS SHARE FACILITATED PARTNERING COSTS
201E11000 | LS | CLEARING AND GRUBBING
201E11001 | LS | CLEARING AND GRUBBING, AS PER PLAN
201E20010 | EACH | SPECIAL - TREE REMOVED, 4"-12" | WORK ORDER/SPECIFIED LOCATION
201E21800 | EACH | TREE REMOVED, 18" | WORK ORDER/SPECIFIED LOCATION
201E21801 | EACH | TREE REMOVED, 18", AS PER PLAN | WORK ORDER/SPECIFIED LOCATION
201E23000 | EACH | TREE REMOVED, 30" | WORK ORDER/SPECIFIED LOCATION
201E23001 | EACH | TREE REMOVED, 30", AS PER PLAN | WORK ORDER/SPECIFIED LOCATION
201E24800 | EACH | TREE REMOVED, 48" | WORK ORDER/SPECIFIED LOCATION
201E24801 | EACH | TREE REMOVED, 48", AS PER PLAN | WORK ORDER/SPECIFIED LOCATION
201E26000 | EACH | TREE REMOVED, 60" | WORK ORDER/SPECIFIED LOCATION
201E26001 | EACH | TREE REMOVED, 60", AS PER PLAN | WORK ORDER/SPECIFIED LOCATION
201E26450 | EACH | SPECIAL - STUMP REMOVED, 4"-12" | WORK ORDER/SPECIFIED LOCATION
201E26500 | EACH | STUMP REMOVED, 18"
201E26501 | EACH | STUMP REMOVED, 18", AS PER PLAN
201E26510 | EACH | STUMP REMOVED, 30"
201E26511 | EACH | STUMP REMOVED, 30", AS PER PLAN
201E26520 | EACH | STUMP REMOVED, 48"
201E26521 | EACH | STUMP REMOVED, 48", AS PER PLAN
201E26530 | EACH | STUMP REMOVED, 60"
201E26531 | EACH | STUMP REMOVED, 60", AS PER PLAN
201E99000 | LS | SPECIAL - CLEARING AND GRUBBING | DESIGN BUILD PROJECTS ONLY
202E00200 | LS | RAILROAD CROSSING REMOVED
202E00201 | LS | RAILROAD CROSSING REMOVED, AS PER PLAN
202E11000 | LS | STRUCTURE REMOVED
202E11001 | LS | STRUCTURE REMOVED, AS PER PLAN
202E11002 | LS | STRUCTURE REMOVED, OVER 20 FOOT SPAN
202E11003 | LS | STRUCTURE REMOVED, OVER 20 FOOT SPAN, AS PER PLAN
202E11004 | EACH | STRUCTURE REMOVED
202E11005 | EACH | STRUCTURE REMOVED, AS PER PLAN
202E11100 | CY | STRUCTURE REMOVED
202E11150 | SY | STRUCTURE REMOVED
202E11200 | LS | PORTIONS OF STRUCTURE REMOVED
202E11201 | LS | PORTIONS OF STRUCTURE REMOVED, AS PER PLAN
202E11202 | LS | PORTIONS OF STRUCTURE REMOVED, OVER 20 FOOT SPAN
202E11203 | LS | PORTIONS OF STRUCTURE REMOVED, OVER 20 FOOT SPAN, AS PER PLAN
202E11300 | CY | PORTIONS OF STRUCTURE REMOVED
202E11301 | CY | PORTIONS OF STRUCTURE REMOVED, AS PER PLAN
202E11304 | SY | PORTIONS OF STRUCTURE REMOVED
202E11305 | SY | PORTIONS OF STRUCTURE REMOVED, AS PER PLAN
202E11400 | LB | PORTIONS OF STRUCTURE REMOVED
202E11401 | LB | PORTIONS OF STRUCTURE REMOVED, AS PER PLAN
202E11500 | EACH | PORTIONS OF STRUCTURE REMOVED
202E11501 | EACH | PORTIONS OF STRUCTURE REMOVED, AS PER PLAN
202E20010 | EACH | HEADWALL REMOVED
202E20011 | EACH | HEADWALL REMOVED, AS PER PLAN
202E22900 | SY | APPROACH SLAB REMOVED
202E22901 | SY | APPROACH SLAB REMOVED, AS PER PLAN
202E23000 | SY | PAVEMENT REMOVED
202E23001 | SY | PAVEMENT REMOVED, AS PER PLAN
202E23010 | SY | PAVEMENT REMOVED, ASPHALT
202E23011 | SY | PAVEMENT REMOVED, ASPHALT, AS PER PLAN
202E23500 | SY | WEARING COURSE REMOVED
202E23501 | SY | WEARING COURSE REMOVED, AS PER PLAN
202E23800 | SY | BASE REMOVED
202E23801 | SY | BASE REMOVED, AS PER PLAN
202E23900 | SY | CONCRETE BASE REMOVED
202E23901 | SY | CONCRETE BASE REMOVED, AS PER PLAN
202E24000 | SY | BRICK BASE REMOVED
202E24001 | SY | BRICK BASE REMOVED, AS PER PLAN
202E30000 | SF | WALK REMOVED
202E30001 | SF | WALK REMOVED, AS PER PLAN
202E30200 | FT | STEPS REMOVED
202E30204 | LS | STEPS REMOVED
202E30500 | FT | CONCRETE MEDIAN REMOVED
202E30501 | FT | CONCRETE MEDIAN REMOVED, AS PER PLAN
202E30600 | SY | CONCRETE MEDIAN REMOVED
202E30601 | SY | CONCRETE MEDIAN REMOVED, AS PER PLAN
202E30700 | FT | CONCRETE BARRIER REMOVED
202E30701 | FT | CONCRETE BARRIER REMOVED, AS PER PLAN
202E30704 | FT | CONCRETE BARRIER REMOVED FOR STORAGE
202E30800 | SY | TRAFFIC ISLAND REMOVED
202E30801 | SY | TRAFFIC ISLAND REMOVED, AS PER PLAN
202E30900 | SY | PORTION OF TRAFFIC ISLAND REMOVED
202E32000 | FT | CURB REMOVED
202E32001 | FT | CURB REMOVED, AS PER PLAN
202E32200 | FT | CURB REMOVED FOR REUSE
202E32300 | FT | GRANITE CURB REMOVED FOR REUSE
202E32500 | FT | CURB AND GUTTER REMOVED
202E32501 | FT | CURB AND GUTTER REMOVED, AS PER PLAN
202E32600 | FT | GUTTER REMOVED
202E32601 | FT | GUTTER REMOVED, AS PER PLAN
202E32700 | SY | GUTTER REMOVED
202E32800 | SY | CONCRETE SLOPE PROTECTION REMOVED
202E32801 | SY | CONCRETE SLOPE PROTECTION REMOVED, AS PER PLAN
202E34900 | FT | PIPE REMOVED
202E35100 | FT | PIPE REMOVED, 24" AND UNDER
202E35101 | FT | PIPE REMOVED, 24" AND UNDER, AS PER PLAN
202E35200 | FT | PIPE REMOVED, OVER 24"
202E35201 | FT | PIPE REMOVED, OVER 24", AS PER PLAN
202E35300 | FT | PIPE REMOVED FOR STORAGE, 24" AND UNDER
202E35400 | FT | PIPE REMOVED FOR STORAGE, OVER 24"
202E35401 | FT | PIPE REMOVED FOR STORAGE, OVER 24", AS PER PLAN
202E35500 | FT | PIPE REMOVED FOR REUSE, 24" AND UNDER
202E35501 | FT | PIPE REMOVED FOR REUSE, 24" AND UNDER, AS PER PLAN
202E35600 | FT | PIPE REMOVED FOR REUSE, OVER 24"
202E35601 | FT | PIPE REMOVED FOR REUSE, OVER 24", AS PER PLAN
202E35700 | FT | ASBESTOS PIPE REMOVED
202E35701 | FT | ASBESTOS PIPE REMOVED, AS PER PLAN
202E38000 | FT | GUARDRAIL REMOVED
202E38001 | FT | GUARDRAIL REMOVED, AS PER PLAN
202E38100 | FT | GUARDRAIL REMOVED FOR STORAGE
202E38101 | FT | GUARDRAIL REMOVED FOR STORAGE, AS PER PLAN
202E38200 | FT | GUARDRAIL REMOVED FOR REUSE
202E38201 | FT | GUARDRAIL REMOVED FOR REUSE, AS PER PLAN
202E38300 | FT | GUARDRAIL REMOVED, BARRIER DESIGN
202E38400 | FT | GUARDRAIL REMOVED FOR STORAGE, BARRIER DESIGN
202E38401 | FT | GUARDRAIL REMOVED FOR STORAGE, BARRIER DESIGN, AS PER PLAN
202E38410 | FT | GUARDRAIL REMOVED FOR REUSE, BARRIER DESIGN
202E38500 | FT | BRIDGE RAILING REMOVED
202E38501 | FT | BRIDGE RAILING REMOVED, AS PER PLAN
202E38600 | FT | BRIDGE RAILING REMOVED FOR STORAGE
202E38601 | FT | BRIDGE RAILING REMOVED FOR STORAGE, AS PER PLAN
202E38602 | FT | BRIDGE RAILING REMOVED FOR REUSE
202E38603 | FT | BRIDGE RAILING REMOVED FOR REUSE, AS PER PLAN
202E38700 | EACH | GUARDRAIL POST REMOVED
202E38701 | EACH | GUARDRAIL POST REMOVED, AS PER PLAN
202E38800 | EACH | GUARD POST REMOVED
202E42000 | EACH | ANCHOR ASSEMBLY REMOVED, TYPE A
202E42001 | EACH | ANCHOR ASSEMBLY REMOVED, TYPE A, AS PER PLAN
202E42010 | EACH | ANCHOR ASSEMBLY REMOVED, TYPE E
202E42011 | EACH | ANCHOR ASSEMBLY REMOVED, TYPE E, AS PER PLAN
202E42040 | EACH | ANCHOR ASSEMBLY REMOVED, TYPE T
202E42041 | EACH | ANCHOR ASSEMBLY REMOVED, TYPE T, AS PER PLAN
202E42050 | EACH | ANCHOR ASSEMBLY REMOVED, TYPE B
202E42051 | EACH | ANCHOR ASSEMBLY REMOVED, TYPE B, AS PER PLAN
202E42206 | EACH | ANCHOR ASSEMBLY REMOVED
202E42207 | EACH | ANCHOR ASSEMBLY REMOVED, AS PER PLAN
202E42210 | EACH | ANCHOR ASSEMBLY REMOVED, BARRIER DESIGN
202E42300 | EACH | ANCHOR ASSEMBLY REMOVED FOR STORAGE, TYPE A
202E42301 | EACH | ANCHOR ASSEMBLY REMOVED FOR STORAGE, TYPE A, AS PER PLAN
202E42310 | EACH | ANCHOR ASSEMBLY REMOVED FOR STORAGE, BARRIER DESIGN, TYPE A
202E42508 | EACH | ANCHOR ASSEMBLY REMOVED FOR STORAGE
202E42509 | EACH | ANCHOR ASSEMBLY REMOVED FOR STORAGE, AS PER PLAN
202E42600 | EACH | ANCHOR ASSEMBLY REMOVED FOR REUSE, TYPE A
202E42601 | EACH | ANCHOR ASSEMBLY REMOVED FOR REUSE, TYPE A, AS PER PLAN
202E42610 | EACH | ANCHOR ASSEMBLY REMOVED FOR REUSE, TYPE B-98
202E42620 | EACH | ANCHOR ASSEMBLY REMOVED FOR REUSE, TYPE E-98
202E42621 | EACH | ANCHOR ASSEMBLY REMOVED FOR REUSE, TYPE E-98, AS PER PLAN
202E42806 | EACH | ANCHOR ASSEMBLY REMOVED FOR REUSE
202E42807 | EACH | ANCHOR ASSEMBLY REMOVED FOR REUSE, AS PER PLAN
202E42810 | EACH | ANCHOR ASSEMBLY REMOVED FOR REUSE, TYPE E
202E42812 | EACH | ANCHOR ASSEMBLY REMOVED FOR STORAGE, TYPE E
202E42813 | EACH | ANCHOR ASSEMBLY REMOVED FOR STORAGE, TYPE E, AS PER PLAN
202E43000 | EACH | ANCHOR ASSEMBLY POST REMOVED
202E43001 | EACH | ANCHOR ASSEMBLY POST REMOVED, AS PER PLAN
202E47000 | EACH | BRIDGE TERMINAL ASSEMBLY REMOVED
202E47001 | EACH | BRIDGE TERMINAL ASSEMBLY REMOVED, AS PER PLAN
202E47100 | EACH | BRIDGE TERMINAL ASSEMBLY REMOVED FOR STORAGE
202E47200 | EACH | BRIDGE TERMINAL ASSEMBLY REMOVED FOR REUSE
202E47201 | EACH | BRIDGE TERMINAL ASSEMBLY REMOVED FOR REUSE, AS PER PLAN
202E47800 | EACH | IMPACT ATTENUATOR REMOVED
202E47801 | EACH | IMPACT ATTENUATOR REMOVED, AS PER PLAN
202E48000 | FT | CABLE BARRIER REMOVED
202E48001 | FT | CABLE BARRIER REMOVED, AS PER PLAN
202E48100 | FT | CABLE BARRIER REMOVED FOR STORAGE
202E52000 | EACH | PRECAST TRAFFIC DIVIDER REMOVED
202E52001 | EACH | PRECAST TRAFFIC DIVIDER REMOVED, AS PER PLAN
202E52210 | EACH | PRECAST TRAFFIC DIVIDER REMOVED FOR REUSE
202E52990 | EACH | SPECIAL - PARKING BLOCK REMOVED
202E53000 | EACH | SPECIAL - PARKING BLOCK REMOVED AND REPLACED
202E53010 | EACH | SPECIAL - PARKING BLOCK REMOVED AND RESET
202E53020 | EACH | SPECIAL - PARKING BLOCK REMOVED FOR STORAGE
202E53100 | EACH | MAILBOX REMOVED
202E53101 | EACH | MAILBOX REMOVED, AS PER PLAN
202E56000 | LS | BUILDING DEMOLISHED | ADD SUPPLEMENTAL OR PARCEL NO.
202E56001 | LS | BUILDING DEMOLISHED, AS PER PLAN | ADD SUPPLEMENTAL OR PARCEL NO.
202E56100 | EACH | BUILDING DEMOLISHED | ADD SUPPLEMENTAL OR PARCEL NO.
202E56101 | EACH | BUILDING DEMOLISHED, AS PER PLAN | ADD SUPPLEMENTAL OR PARCEL NO.
202E58000 | EACH | MANHOLE REMOVED
202E58001 | EACH | MANHOLE REMOVED, AS PER PLAN
202E58100 | EACH | CATCH BASIN REMOVED
202E58101 | EACH | CATCH BASIN REMOVED, AS PER PLAN
202E58200 | EACH | INLET REMOVED
202E58201 | EACH | INLET REMOVED, AS PER PLAN
202E58300 | EACH | CATCH BASIN OR INLET REMOVED
202E58400 | EACH | INLET ABANDONED
202E58401 | EACH | INLET ABANDONED, AS PER PLAN
202E58500 | EACH | CATCH BASIN ABANDONED
202E58501 | EACH | CATCH BASIN ABANDONED, AS PER PLAN
202E58600 | EACH | CATCH BASIN OR INLET ABANDONED
202E58601 | EACH | CATCH BASIN OR INLET ABANDONED, AS PER PLAN
202E58700 | EACH | MANHOLE ABANDONED
202E58701 | EACH | MANHOLE ABANDONED, AS PER PLAN
202E60000 | EACH | MONUMENT ASSEMBLY ABANDONED
202E60010 | EACH | MONUMENT ASSEMBLY REMOVED
202E62000 | EACH | JUNCTION BOX REMOVED
202E62001 | EACH | JUNCTION BOX REMOVED, AS PER PLAN
202E62600 | EACH | PRIVY VAULT REMOVED
202E62601 | EACH | PRIVY VAULT REMOVED, AS PER PLAN
202E62700 | EACH | SEPTIC TANK REMOVED
202E64000 | EACH | SPECIAL - PLUGGING AND VENTING GAS AND/OR OIL WELL
202E66000 | EACH | SPECIAL - DRILLED WATER WELL ABANDONED
202E66500 | EACH | UNDERGROUND STORAGE TANK REMOVED
202E66501 | EACH | UNDERGROUND STORAGE TANK REMOVED, AS PER PLAN
202E67000 | EACH | REGULATED UNDERGROUND STORAGE TANK REMOVED
202E67001 | EACH | REGULATED UNDERGROUND STORAGE TANK REMOVED, AS PER PLAN
202E70000 | FT | SPECIAL - FILL AND PLUG EXISTING CONDUIT
202E70110 | FT | SPECIAL - PIPE CLEANOUT, 24" AND UNDER
202E70120 | FT | SPECIAL - PIPE CLEANOUT, 27" TO 48"
202E70130 | FT | SPECIAL - PIPE CLEANOUT OVER 48"
202E75000 | FT | FENCE REMOVED
202E75001 | FT | FENCE REMOVED, AS PER PLAN
202E75100 | FT | FENCE REMOVED FOR STORAGE
202E75101 | FT | FENCE REMOVED FOR STORAGE, AS PER PLAN
202E75200 | FT | FENCE REMOVED FOR REUSE
202E75201 | FT | FENCE REMOVED FOR REUSE, AS PER PLAN
202E75250 | EACH | GATE REMOVED
202E75251 | EACH | GATE REMOVED, AS PER PLAN
202E75254 | EACH | GATE REMOVED FOR REUSE
202E75255 | EACH | GATE REMOVED FOR REUSE, AS PER PLAN
202E75260 | FT | VANDAL PROTECTION FENCE REMOVED
202E75261 | FT | VANDAL PROTECTION FENCE REMOVED, AS PER PLAN
202E75264 | FT | VANDAL PROTECTION FENCE REMOVED FOR STORAGE
202E75265 | FT | VANDAL PROTECTION FENCE REMOVED FOR STORAGE, AS PER PLAN
202E75266 | FT | VANDAL PROTECTION FENCE REMOVED AND RESET
202E75267 | FT | VANDAL PROTECTION FENCE REMOVED AND RESET, AS PER PLAN
202E75600 | EACH | METER VAULT REMOVED
202E75601 | EACH | METER VAULT REMOVED, AS PER PLAN
202E75610 | EACH | VALVE BOX REMOVED
202E75611 | EACH | VALVE BOX REMOVED, AS PER PLAN
202E75700 | LS | CONTROL CENTER REMOVED
202E75701 | LS | CONTROL CENTER REMOVED, AS PER PLAN
202E75704 | EACH | REMOVAL OF EXISTING CONTROL CENTER AND FOUNDATION
202E75711 | FT | SPECIAL - EXISTING CONDUIT CLEANED
202E75800 | EACH | DISCONNECT EXISTING CIRCUIT
202E75801 | EACH | DISCONNECT EXISTING CIRCUIT, AS PER PLAN
202E98000 | LS | REMOVAL MISC.: | ADD SUPPLEMENTAL DESCRIPTION
202E98100 | EACH | REMOVAL MISC.: | ADD SUPPLEMENTAL DESCRIPTION
202E98200 | FT | REMOVAL MISC.: | ADD SUPPLEMENTAL DESCRIPTION
202E98300 | SY | REMOVAL MISC.: | ADD SUPPLEMENTAL DESCRIPTION
202E98400 | SF | REMOVAL MISC.: | ADD SUPPLEMENTAL DESCRIPTION
202E98500 | CY | REMOVAL MISC.: | ADD SUPPLEMENTAL DESCRIPTION
202E98510 | MNHR | REMOVAL MISC.: | ADD SUPPLEMENTAL DESCRIPTION
202E98600 | EACH | ABANDON MISC.: | ADD SUPPLEMENTAL DESCRIPTION
202E98700 | FT | ABANDON MISC.: | ADD SUPPLEMENTAL DESCRIPTION
202E99000 | LS | SPECIAL - STRUCTURE REMOVED | DESIGN BUILD PROJECTS ONLY
202E99020 | LS | SPECIAL - PAVEMENT REMOVED | DESIGN BUILD PROJECTS ONLY
202E99100 | LS | SPECIAL - REMOVAL | DESIGN BUILD PROJECTS ONLY
202E99200 | LS | SPECIAL - BUILDING DEMOLISHED | DESIGN BUILD PROJECTS ONLY
203E01890 | SY | SPECIAL - SOIL STERILANT
203E02000 | CY | SPECIAL - ENGINEERED FILL
203E07500 | EACH | SPECIAL - PNEUMATIC PIEZOMETER
203E07502 | EACH | SPECIAL - INCLINOMETER
203E07504 | FT | SPECIAL - WICK DRAIN
203E07510 | EACH | SPECIAL - PIEZOMETER
203E07520 | EACH | SPECIAL - SETTLEMENT CELLS
203E08000 | LS | SPECIAL - INCLINOMETER
203E10000 | CY | EXCAVATION
203E10001 | CY | EXCAVATION, AS PER PLAN
203E20000 | CY | EMBANKMENT
203E20001 | CY | EMBANKMENT, AS PER PLAN
203E22000 | CY | EMBANKMENT, USING NATURAL SOILS, 703.16.A
203E22010 | CY | EMBANKMENT FOR WATER QUALITY DITCH CHECK
203E35000 | CY | GRANULAR EMBANKMENT
203E35001 | CY | GRANULAR EMBANKMENT, AS PER PLAN
203E35100 | CY | GRANULAR MATERIAL, TYPE A
203E35110 | CY | GRANULAR MATERIAL, TYPE B
203E35111 | CY | GRANULAR MATERIAL, TYPE B, AS PER PLAN
203E35120 | CY | GRANULAR MATERIAL, TYPE C
203E35121 | CY | GRANULAR MATERIAL, TYPE C, AS PER PLAN
203E35130 | CY | GRANULAR MATERIAL, TYPE D
203E35131 | CY | GRANULAR MATERIAL, TYPE D, AS PER PLAN
203E35140 | CY | GRANULAR MATERIAL, TYPE E
203E35141 | CY | GRANULAR MATERIAL, TYPE E, AS PER PLAN
203E35150 | CY | GRANULAR MATERIAL, TYPE F
203E35151 | CY | GRANULAR MATERIAL, TYPE F, AS PER PLAN
203E40000 | CY | BORROW
203E40001 | CY | BORROW, AS PER PLAN
203E40011 | CY | BORROW, USING GRANULAR MATERIAL, AS PER PLAN, INCLUDING COST OF EXCAVATION
203E40021 | CY | BORROW, USING GRANULAR MATERIAL, AS PER PLAN
203E40110 | TON | BORROW
203E40121 | TON | BORROW, USING GRANULAR MATERIAL, AS PER PLAN, INCLUDING COST OF EXCAVATION
203E40131 | TON | BORROW, USING GRANULAR MATERIAL, AS PER PLAN
203E45100 | TON | GRANULAR MATERIAL, TYPE A
203E45110 | TON | GRANULAR MATERIAL, TYPE B
203E45111 | TON | GRANULAR MATERIAL, TYPE B, AS PER PLAN
203E45120 | TON | GRANULAR MATERIAL, TYPE C
203E45130 | TON | GRANULAR MATERIAL, TYPE D
203E45131 | TON | GRANULAR MATERIAL, TYPE D, AS PER PLAN
203E45140 | TON | GRANULAR MATERIAL, TYPE E
203E45150 | TON | GRANULAR MATERIAL, TYPE F
203E48000 | CY | ROCK
203E48020 | TON | ROCK
203E57000 | SY | SPECIAL - SCALPING
203E57010 | SY | SPECIAL - FOUNDATION PLOWING
203E57050 | SY | SPECIAL - FOUNDATION DISKING
203E57060 | SY | SPECIAL - FOUNDATION COMPACTION
203E57100 | HOUR | SPECIAL - FOUNDATION TEST ROLLING
203E57110 | HOUR | SPECIAL - FOUNDATION TEST PIT
203E57150 | CY | SPECIAL - FOUNDATION EXCAVATION
203E57160 | CY | SPECIAL - FOUNDATION EMBANKMENT
203E57170 | CY | SPECIAL - FOUNDATION GRANULAR EMBANKMENT
203E57180 | CY | SPECIAL - FOUNDATION GRANULAR MATERIAL, TYPE A
203E57190 | CY | SPECIAL - FOUNDATION GRANULAR MATERIAL, TYPE B
203E57220 | SY | SPECIAL - FOUNDATION GEOTEXTILE FABRIC
203E62000 | SY | SPECIAL - SCARIFICATION
203E63000 | HOUR | SPECIAL - GRADER RENTAL
203E63500 | HOUR | SPECIAL - LOADER RENTAL
203E63600 | HOUR | SPECIAL - ROLLER RENTAL
203E65000 | EACH | SPECIAL - SETTLEMENT PLATFORM
203E65500 | EACH | SPECIAL - SLOPE INDICATOR
203E98000 | CY | ROADWAY, MISC.: | ADD SUPPLEMENTAL DESCRIPTION
203E98100 | SY | ROADWAY, MISC.: | ADD SUPPLEMENTAL DESCRIPTION
203E98200 | TON | ROADWAY, MISC.: | ADD SUPPLEMENTAL DESCRIPTION
203E98300 | FT | ROADWAY, MISC.: | ADD SUPPLEMENTAL DESCRIPTION
203E98400 | STA | ROADWAY, MISC.: | ADD SUPPLEMENTAL DESCRIPTION
203E98500 | LS | ROADWAY, MISC.: | ADD SUPPLEMENTAL DESCRIPTION
203E98600 | EACH | ROADWAY, MISC.: | ADD SUPPLEMENTAL DESCRIPTION
203E99000 | LS | SPECIAL - EARTHWORK | DESIGN BUILD PROJECTS ONLY
204E10000 | SY | SUBGRADE COMPACTION
204E10001 | SY | SUBGRADE COMPACTION, AS PER PLAN
204E13000 | CY | EXCAVATION OF SUBGRADE
204E13001 | CY | EXCAVATION OF SUBGRADE, AS PER PLAN
204E20000 | CY | EMBANKMENT
204E20001 | CY | EMBANKMENT, AS PER PLAN
204E21000 | CY | GRANULAR EMBANKMENT
204E21001 | CY | GRANULAR EMBANKMENT, AS PER PLAN
204E30000 | CY | GRANULAR MATERIAL, TYPE A
204E30010 | CY | GRANULAR MATERIAL, TYPE B
204E30011 | CY | GRANULAR MATERIAL, TYPE B, AS PER PLAN
204E30020 | CY | GRANULAR MATERIAL, TYPE C
204E30021 | CY | GRANULAR MATERIAL, TYPE C, AS PER PLAN
204E30030 | CY | GRANULAR MATERIAL, TYPE D
204E30031 | CY | GRANULAR MATERIAL, TYPE D, AS PER PLAN
204E30040 | CY | GRANULAR MATERIAL, TYPE E
204E30041 | CY | GRANULAR MATERIAL, TYPE E, AS PER PLAN
204E30050 | CY | GRANULAR MATERIAL, TYPE F
204E30051 | CY | GRANULAR MATERIAL, TYPE F, AS PER PLAN
204E45000 | HOUR | PROOF ROLLING
204E45001 | HOUR | PROOF ROLLING, AS PER PLAN
204E50000 | SY | GEOTEXTILE FABRIC
204E50001 | SY | GEOTEXTILE FABRIC, AS PER PLAN
204E50100 | SY | GEOTEXTILE FABRIC, 712.09, TYPE A
204E51000 | SY | GEOGRID
204E51001 | SY | GEOGRID, AS PER PLAN
205E10050 | CY | LIME STABILIZED EMBANKMENT
205E10300 | TON | LIME
205E10500 | CY | CEMENT STABILIZED EMBANKMENT
205E10550 | TON | CEMENT
205E20000 | LS | MIXTURE DESIGN FOR CHEMICALLY STABILIZED SOILS
206E10010 | SY | LIME STABILIZED SUBGRADE, 12 INCHES DEEP
206E10020 | SY | LIME STABILIZED SUBGRADE, 14 INCHES DEEP
206E10030 | SY | LIME STABILIZED SUBGRADE, 16 INCHES DEEP
206E10300 | TON | LIME
206E10500 | TON | CEMENT
206E11000 | SY | CURING COAT
206E11001 | SY | CURING COAT, AS PER PLAN
206E15010 | SY | CEMENT STABILIZED SUBGRADE, 12 INCHES DEEP
206E15020 | SY | CEMENT STABILIZED SUBGRADE, 14 INCHES DEEP
206E15030 | SY | CEMENT STABILIZED SUBGRADE, 16 INCHES DEEP
206E20000 | HOUR | TEST ROLLING
206E30000 | LS | MIXTURE DESIGN FOR CHEMICALLY STABILIZED SOILS
206E30001 | LS | MIXTURE DESIGN FOR CHEMICALLY STABILIZED SOILS, AS PER PLAN
206E98400 | LS | SPECIAL - CHEMICALLY STABILIZED SUBGRADE | ADD SUPPLEMENTAL DESCRIPTION
206E98800 | TON | SPECIAL - CHEMICALLY STABILIZED SUBGRADE | ADD SUPPLEMENTAL DESCRIPTION
208E10000 | LS | PRE-BLAST CONDITION SURVEY
208E10001 | LS | PRE-BLAST CONDITION SURVEY, AS PER PLAN
208E12000 | LS | BLASTING CONSULTANT
208E13000 | LS | AIR BLAST AND NOISE CONTROL
208E14000 | LS | VIBRATION CONTROL AND MONITORING
208E14001 | LS | VIBRATION CONTROL AND MONITORING, AS PER PLAN
208E15000 | SY | PRESPLITTING
208E15001 | SY | PRESPLITTING, AS PER PLAN
208E16000 | LS | HYDROLOGIST
209E10000 | FT | DITCH CLEANOUT
209E10001 | FT | DITCH CLEANOUT, AS PER PLAN
209E15000 | STA | RESHAPING UNDER GUARDRAIL | CHECK UNIT OF MEASURE
209E15001 | STA | RESHAPING UNDER GUARDRAIL, AS PER PLAN | CHECK UNIT OF MEASURE
209E15050 | MILE | RESHAPING UNDER GUARDRAIL | CHECK UNIT OF MEASURE
209E15051 | MILE | RESHAPING UNDER GUARDRAIL, AS PER PLAN | CHECK UNIT OF MEASURE
209E60200 | STA | LINEAR GRADING | CHECK UNIT OF MEASURE
209E60201 | STA | LINEAR GRADING, AS PER PLAN | CHECK UNIT OF MEASURE
209E60500 | MILE | LINEAR GRADING | CHECK UNIT OF MEASURE
209E60501 | MILE | LINEAR GRADING, AS PER PLAN | CHECK UNIT OF MEASURE
209E61000 | SY | SPECIAL - SHAPING
209E70000 | CY | BORROW | CHECK UNIT OF MEASURE
209E70050 | TON | BORROW | CHECK UNIT OF MEASURE
209E72000 | STA | PREPARING SUBGRADE FOR SHOULDER PAVING | CHECK UNIT OF MEASURE
209E72001 | STA | PREPARING SUBGRADE FOR SHOULDER PAVING, AS PER PLAN | CHECK UNIT OF MEASURE
209E72050 | MILE | PREPARING SUBGRADE FOR SHOULDER PAVING | CHECK UNIT OF MEASURE
209E72051 | MILE | PREPARING SUBGRADE FOR SHOULDER PAVING, AS PER PLAN | CHECK UNIT OF MEASURE
209E80000 | EACH | GRADING MAILBOX APPROACHES
209E80050 | EACH | GRADING DRIVE APPROACHES
209E98300 | SY | LINEAR GRADING, MISC.: | ADD SUPPLEMENTAL DESCRIPTION
251E01000 | SY | PARTIAL DEPTH PAVEMENT REPAIR (441) | CHECK UNIT OF MEASURE
251E01001 | SY | PARTIAL DEPTH PAVEMENT REPAIR (441), AS PER PLAN | CHECK UNIT OF MEASURE
251E01010 | CY | PARTIAL DEPTH PAVEMENT REPAIR (441) | CHECK UNIT OF MEASURE
251E01011 | CY | PARTIAL DEPTH PAVEMENT REPAIR (441), AS PER PLAN | CHECK UNIT OF MEASURE
251E01020 | SY | PARTIAL DEPTH PAVEMENT REPAIR (442) | CHECK UNIT OF MEASURE
251E01021 | SY | PARTIAL DEPTH PAVEMENT REPAIR (442), AS PER PLAN | CHECK UNIT OF MEASURE
251E01030 | CY | PARTIAL DEPTH PAVEMENT REPAIR (442) | CHECK UNIT OF MEASURE
251E01031 | CY | PARTIAL DEPTH PAVEMENT REPAIR (442), AS PER PLAN | CHECK UNIT OF MEASURE
251E01040 | SY | PARTIAL DEPTH PAVEMENT REPAIR (ASPHALT CONCRETE BASE)
251E01041 | SY | PARTIAL DEPTH PAVEMENT REPAIR (ASPHALT CONCRETE BASE), AS PER PLAN
251E01042 | CY | PARTIAL DEPTH PAVEMENT REPAIR (ASPHALT CONCRETE BASE)
251E01043 | CY | PARTIAL DEPTH PAVEMENT REPAIR (ASPHALT CONCRETE BASE), AS PER PLAN
251E98000 | CY | PARTIAL DEPTH REPAIR, MISC.: | ADD SUPPLEMENTAL DESCRIPTION
252E01000 | SY | FULL DEPTH RIGID PAVEMENT REMOVAL AND FLEXIBLE REPLACEMENT
252E01001 | SY | FULL DEPTH RIGID PAVEMENT REMOVAL AND FLEXIBLE REPLACEMENT, AS PER PLAN
252E01500 | FT | FULL DEPTH PAVEMENT SAWING
253E01000 | SY | PAVEMENT REPAIR | CHECK UNIT OF MEASURE
253E01001 | SY | PAVEMENT REPAIR, AS PER PLAN | CHECK UNIT OF MEASURE
253E02000 | CY | PAVEMENT REPAIR | CHECK UNIT OF MEASURE
253E02001 | CY | PAVEMENT REPAIR, AS PER PLAN | CHECK UNIT OF MEASURE
253E90000 | CY | PAVEMENT REPAIR, MISC.: | ADD SUPPLEMENTAL DESCRIPTION
253E90100 | SY | PAVEMENT REPAIR, MISC.: | ADD SUPPLEMENTAL DESCRIPTION
254E01000 | SY | PAVEMENT PLANING, ASPHALT CONCRETE | SPECIFY DEPTH
254E01001 | SY | PAVEMENT PLANING, ASPHALT CONCRETE, AS PER PLAN | SPECIFY DEPTH
254E01010 | SY | PAVEMENT PLANING, PORTLAND CEMENT CONCRETE | SPECIFY DEPTH
254E01011 | SY | PAVEMENT PLANING, PORTLAND CEMENT CONCRETE, AS PER PLAN | SPECIFY DEPTH
254E01600 | SY | PATCHING PLANED SURFACE
254E01601 | SY | PATCHING PLANED SURFACE, AS PER PLAN
255E10010 | SY | FULL DEPTH PAVEMENT REMOVAL AND RIGID REPLACEMENT, CLASS QC1
255E10011 | SY | FULL DEPTH PAVEMENT REMOVAL AND RIGID REPLACEMENT, CLASS QC1, AS PER PLAN
255E10110 | SY | FULL DEPTH PAVEMENT REMOVAL AND RIGID REPLACEMENT, CLASS QC FS
255E10111 | SY | FULL DEPTH PAVEMENT REMOVAL AND RIGID REPLACEMENT, CLASS QC FS, AS PER PLAN
255E10160 | SY | FULL DEPTH PAVEMENT REMOVAL AND RIGID REPLACEMENT, CLASS QC MS
255E10161 | SY | FULL DEPTH PAVEMENT REMOVAL AND RIGID REPLACEMENT, CLASS QC MS, AS PER PLAN
255E10200 | SY | FULL DEPTH PAVEMENT REMOVAL AND RIGID REPLACEMENT, MISC.: | ADD SUPPLEMENTAL DESCRIPTION
255E10500 | SY | FULL DEPTH PAVEMENT REMOVAL AND RIGID REPLACEMENT, CLASS RRCM
255E10501 | SY | FULL DEPTH PAVEMENT REMOVAL AND RIGID REPLACEMENT, CLASS RRCM, AS PER PLAN
255E20000 | FT | FULL DEPTH PAVEMENT SAWING
255E20001 | FT | FULL DEPTH PAVEMENT SAWING, AS PER PLAN
255E98000 | CY | FULL DEPTH REPAIR, MISC.: | ADD SUPPLEMENTAL DESCRIPTION
256E10000 | SF | BONDED PATCHING OF PORTLAND CEMENT CONCRETE PAVEMENT, TYPE A
256E10001 | SF | BONDED PATCHING OF PORTLAND CEMENT CONCRETE PAVEMENT, TYPE A, AS PER PLAN
256E10100 | SF | BONDED PATCHING OF PORTLAND CEMENT CONCRETE PAVEMENT, TYPE B
256E10200 | SF | BONDED PATCHING OF PORTLAND CEMENT CONCRETE PAVEMENT, TYPE C
257E10000 | SY | DIAMOND GRINDING PORTLAND CEMENT CONCRETE PAVEMENT
257E10001 | SY | DIAMOND GRINDING PORTLAND CEMENT CONCRETE PAVEMENT, AS PER PLAN
258E10000 | EACH | RETROFIT DOWEL BAR
258E10001 | EACH | RETROFIT DOWEL BAR, AS PER PLAN
258E10010 | EACH | RETROFIT DEFORMED BARS
300E99000 | LS | SPECIAL - BASES | DESIGN BUILD PROJECTS ONLY
301E46000 | CY | ASPHALT CONCRETE BASE, PG64-22
301E46001 | CY | ASPHALT CONCRETE BASE, PG64-22, AS PER PLAN
301E46010 | CY | ASPHALT CONCRETE BASE, PG64-28
301E46011 | CY | ASPHALT CONCRETE BASE, PG64-28, AS PER PLAN
301E46020 | CY | ASPHALT CONCRETE BASE, PG70-22M
301E46021 | CY | ASPHALT CONCRETE BASE, PG70-22M, AS PER PLAN
301E48000 | CY | ASPHALT CONCRETE BASE, PG64-22 (DRIVEWAYS)
302E46000 | CY | ASPHALT CONCRETE BASE, PG64-22
302E46001 | CY | ASPHALT CONCRETE BASE, AS PER PLAN | SPECIFY BINDER TYPE
304E20000 | CY | AGGREGATE BASE
304E20001 | CY | AGGREGATE BASE, AS PER PLAN
305E10010 | SY | 6" CONCRETE BASE, CLASS QC 1P
305E10011 | SY | 6" CONCRETE BASE, CLASS QC 1P, AS PER PLAN
305E10020 | SY | 6" CONCRETE BASE, CLASS QC 1P WITH QC/QA
305E10021 | SY | 6" CONCRETE BASE, CLASS QC 1P WITH QC/QA, AS PER PLAN
305E11010 | SY | 7" CONCRETE BASE, CLASS QC 1P
305E11011 | SY | 7" CONCRETE BASE, CLASS QC 1P, AS PER PLAN
305E11020 | SY | 7" CONCRETE BASE, CLASS QC 1P WITH QC/QA
305E11021 | SY | 7" CONCRETE BASE, CLASS QC 1P WITH QC/QA, AS PER PLAN
305E12010 | SY | 8" CONCRETE BASE, CLASS QC 1P
305E12011 | SY | 8" CONCRETE BASE, CLASS QC 1P, AS PER PLAN
305E12020 | SY | 8" CONCRETE BASE, CLASS QC 1P WITH QC/QA
305E12021 | SY | 8" CONCRETE BASE, CLASS QC 1P WITH QC/QA, AS PER PLAN
305E13010 | SY | 9" CONCRETE BASE, CLASS QC 1P
305E13011 | SY | 9" CONCRETE BASE, CLASS QC 1P, AS PER PLAN
305E13020 | SY | 9" CONCRETE BASE, CLASS QC 1P WITH QC/QA
305E13021 | SY | 9" CONCRETE BASE, CLASS QC 1P WITH QC/QA, AS PER PLAN
305E14010 | SY | 10" CONCRETE BASE, CLASS QC 1P
305E14011 | SY | 10" CONCRETE BASE, CLASS QC 1P, AS PER PLAN
305E14020 | SY | 10" CONCRETE BASE, CLASS QC 1P WITH QC/QA
305E14021 | SY | 10" CONCRETE BASE, CLASS QC 1P WITH QC/QA, AS PER PLAN
305E15010 | SY | 11" CONCRETE BASE, CLASS QC 1P
305E15011 | SY | 11" CONCRETE BASE, CLASS QC 1P, AS PER PLAN
305E15020 | SY | 11" CONCRETE BASE, CLASS QC 1P WITH QC/QA
305E15021 | SY | 11" CONCRETE BASE, CLASS QC 1P WITH QC/QA, AS PER PLAN
305E16010 | SY | 12" CONCRETE BASE, CLASS QC 1P
305E16011 | SY | 12" CONCRETE BASE, CLASS QC 1P, AS PER PLAN
305E16020 | SY | 12" CONCRETE BASE, CLASS QC 1P WITH QC/QA
305E16021 | SY | 12" CONCRETE BASE, CLASS QC 1P WITH QC/QA, AS PER PLAN
305E17010 | SY | 13" CONCRETE BASE, CLASS QC 1P
305E17011 | SY | 13" CONCRETE BASE, CLASS QC 1P, AS PER PLAN
305E17020 | SY | 13" CONCRETE BASE, CLASS QC 1P WITH QC/QA
305E17021 | SY | 13" CONCRETE BASE, CLASS QC 1P WITH QC/QA, AS PER PLAN
305E17500 | SY | CONCRETE BASE, MISC.: | ADD SUPPLEMENTAL DESCRIPTION
320E70000 | SY | RUBBLIZE AND ROLL
320E80000 | CY | FILLER AGGREGATE
321E17500 | SY | CRACKING AND SEATING NON-REINFORCED CONCRETE PAVEMENT
400E99000 | LS | SPECIAL - FLEXIBLE PAVEMENT | DESIGN BUILD PROJECTS ONLY
407E10000 | GAL | TACK COAT
407E10001 | GAL | TACK COAT, AS PER PLAN
407E13900 | GAL | TACK COAT, 702.13
407E13901 | GAL | TACK COAT, 702.13, AS PER PLAN
407E20000 | GAL | NON-TRACKING TACK COAT
407E20001 | GAL | NON-TRACKING TACK COAT, AS PER PLAN
407E98010 | GAL | TACK COAT, MISC.: | ADD SUPPLEMENTAL DESCRIPTION
408E10000 | GAL | PRIME COAT
408E10001 | GAL | PRIME COAT, AS PER PLAN
409E30000 | FT | SAWING AND SEALING ASPHALT CONCRETE PAVEMENT JOINTS
409E30001 | FT | SAWING AND SEALING ASPHALT CONCRETE PAVEMENT JOINTS, AS PER PLAN
409E98000 | SY | SEALING, MISC: | ADD SUPPLEMENTAL DESCRIPTION
409E98010 | LB | SEALING, MISC.: | ADD SUPPLEMENTAL DESCRIPTION
409E98020 | GAL | SEALING, MISC: | ADD SUPPLEMENTAL DESCRIPTION
410E10000 | CY | TRAFFIC COMPACTED SURFACE, TYPE A | CHECK UNIT OF MEASURE
410E10001 | CY | TRAFFIC COMPACTED SURFACE, TYPE A, AS PER PLAN | CHECK UNIT OF MEASURE
410E11000 | CY | TRAFFIC COMPACTED SURFACE, TYPE B | CHECK UNIT OF MEASURE
410E11001 | CY | TRAFFIC COMPACTED SURFACE, TYPE B, AS PER PLAN | CHECK UNIT OF MEASURE
410E12000 | CY | TRAFFIC COMPACTED SURFACE, TYPE A OR B | CHECK UNIT OF MEASURE
410E12001 | CY | TRAFFIC COMPACTED SURFACE, TYPE A OR B, AS PER PLAN | CHECK UNIT OF MEASURE
410E13000 | CY | TRAFFIC COMPACTED SURFACE, TYPE C | CHECK UNIT OF MEASURE
410E13001 | CY | TRAFFIC COMPACTED SURFACE, TYPE C, AS PER PLAN | CHECK UNIT OF MEASURE
410E14001 | CY | TRAFFIC COMPACTED SURFACE, AS PER PLAN | CHECK UNIT OF MEASURE
410E20000 | TON | TRAFFIC COMPACTED SURFACE, TYPE A | CHECK UNIT OF MEASURE
410E21000 | TON | TRAFFIC COMPACTED SURFACE, TYPE B | CHECK UNIT OF MEASURE
410E22000 | TON | TRAFFIC COMPACTED SURFACE, TYPE A OR B | CHECK UNIT OF MEASURE
410E23000 | TON | TRAFFIC COMPACTED SURFACE, TYPE C | CHECK UNIT OF MEASURE
410E24001 | TON | TRAFFIC COMPACTED SURFACE, AS PER PLAN | CHECK UNIT OF MEASURE
411E10000 | CY | STABILIZED CRUSHED AGGREGATE
411E10001 | CY | STABILIZED CRUSHED AGGREGATE, AS PER PLAN
421E10010 | SY | MICROSURFACING, SURFACE COURSE
421E10011 | SY | MICROSURFACING, SURFACE COURSE, AS PER PLAN
421E10020 | SY | MICROSURFACING, LEVELING COURSE
421E10021 | SY | MICROSURFACING, LEVELING COURSE, AS PER PLAN
421E10030 | TON | MICROSURFACING, RUT FILL COURSE
422E11000 | SY | AGGREGATE, SINGLE CHIP SEAL, TYPE A
422E11001 | SY | AGGREGATE, SINGLE CHIP SEAL, TYPE A, AS PER PLAN
422E11100 | SY | AGGREGATE, SINGLE CHIP SEAL, TYPE B
422E11101 | SY | AGGREGATE, SINGLE CHIP SEAL, TYPE B, AS PER PLAN
422E21000 | SY | AGGREGATE, DOUBLE CHIP SEAL
422E21001 | SY | AGGREGATE, DOUBLE CHIP SEAL, AS PER PLAN
422E25000 | GAL | EMULSION, CHIP SEAL
422E25001 | GAL | EMULSION, CHIP SEAL, AS PER PLAN
423E00100 | LB | CRACK SEALING, TYPE I
423E00102 | LB | CRACK SEALING WITH ROUTING, TYPE I
423E00104 | LB | CRACK SEALING, TYPE II
423E00105 | LB | CRACK SEALING, TYPE II, AS PER PLAN
423E00150 | LB | CRACK SEALING, TYPE IV
423E00160 | LB | CRACK SEALING WITH SAWING, TYPE I
423E00200 | SY | CRACK SEALING, TYPE I
423E00202 | SY | CRACK SEALING WITH ROUTING, TYPE I
423E00204 | SY | CRACK SEALING, TYPE II
423E00205 | SY | CRACK SEALING, TYPE II, AS PER PLAN
423E00250 | SY | CRACK SEALING, TYPE IV
423E00251 | SY | CRACK SEALING, TYPE IV, AS PER PLAN
423E00260 | SY | CRACK SEALING WITH SAWING, TYPE I
423E98000 | LB | CRACK SEALING, MISC.: | ADD SUPPLEMENTAL DESCRIPTION
423E98100 | SY | CRACK SEALING, MISC.: | ADD SUPPLEMENTAL DESCRIPTION
423E98200 | FT | CRACK SEALING, MISC.: | ADD SUPPLEMENTAL DESCRIPTION
424E10000 | CY | FINE GRADED POLYMER ASPHALT CONCRETE, TYPE A
424E10001 | CY | FINE GRADED POLYMER ASPHALT CONCRETE, TYPE A, AS PER PLAN
424E12000 | CY | FINE GRADED POLYMER ASPHALT CONCRETE, TYPE B
424E12001 | CY | FINE GRADED POLYMER ASPHALT CONCRETE, TYPE B, AS PER PLAN
424E12011 | CY | FINE GRADED POLYMER ASPHALT CONCRETE, TYPE B, WITH SUPPLEMENT 1059 WARRANTY, AS PER PLAN
441E00100 | CY | ANTI-SEGREGATION EQUIPMENT
441E10000 | CY | ASPHALT CONCRETE SURFACE COURSE, TYPE 1, (446), PG64-22
441E10100 | CY | ASPHALT CONCRETE SURFACE COURSE, TYPE 1, (446), PG70-22M
441E10101 | CY | ASPHALT CONCRETE SURFACE COURSE, TYPE 1, (446), AS PER PLAN | SPECIFY BINDER TYPE
441E10200 | CY | ASPHALT CONCRETE INTERMEDIATE COURSE, TYPE 2, (446)
441E10201 | CY | ASPHALT CONCRETE INTERMEDIATE COURSE, TYPE 2, (446), AS PER PLAN | SPECIFY BINDER TYPE
441E20000 | CY | ASPHALT CONCRETE SURFACE COURSE, TYPE 1, (446), PG64-22 WITH SUPPLEMENT 1059 WARRANTY
441E50000 | CY | ASPHALT CONCRETE SURFACE COURSE, TYPE 1, (448), PG64-22
441E50100 | CY | ASPHALT CONCRETE SURFACE COURSE, TYPE 1, (448), PG70-22M
441E50101 | CY | ASPHALT CONCRETE SURFACE COURSE, TYPE 1, (448), AS PER PLAN | SPECIFY BINDER TYPE
441E50200 | CY | ASPHALT CONCRETE INTERMEDIATE COURSE, TYPE 1, (448)
441E50201 | CY | ASPHALT CONCRETE INTERMEDIATE COURSE, TYPE 1, (448), AS PER PLAN | SPECIFY BINDER TYPE
441E50300 | CY | ASPHALT CONCRETE INTERMEDIATE COURSE, TYPE 2, (448)
441E50301 | CY | ASPHALT CONCRETE INTERMEDIATE COURSE, TYPE 2, (448), AS PER PLAN | SPECIFY BINDER TYPE
441E50400 | CY | ASPHALT CONCRETE SURFACE COURSE, TYPE 1, (448), (DRIVEWAYS)
441E50401 | CY | ASPHALT CONCRETE SURFACE COURSE, TYPE 1, (448), (DRIVEWAYS), AS PER PLAN
441E50500 | CY | ASPHALT CONCRETE INTERMEDIATE COURSE, TYPE 1, (448), (DRIVEWAYS)
441E50600 | CY | ASPHALT CONCRETE INTERMEDIATE COURSE, TYPE 2, (448), (DRIVEWAYS)
441E50700 | CY | ASPHALT CONCRETE INTERMEDIATE COURSE, TYPE 1, (448), (UNDER GUARDRAIL)
441E50701 | CY | ASPHALT CONCRETE INTERMEDIATE COURSE, TYPE 1, (448), (UNDER GUARDRAIL), AS PER PLAN
441E60000 | CY | ASPHALT CONCRETE SURFACE COURSE, TYPE 1, (448), PG64-22 WITH SUPPLEMENT 1059 WARRANTY
441E90000 | CY | ASPHALT CONCRETE, MISC.: | ADD SUPPLEMENTAL DESCRIPTION
441E91000 | SY | ASPHALT CONCRETE, MISC.: | ADD SUPPLEMENTAL DESCRIPTION
441E92000 | LS | ASPHALT CONCRETE, MISC.: | ADD SUPPLEMENTAL DESCRIPTION
442E00100 | CY | ANTI-SEGREGATION EQUIPMENT
442E00101 | CY | ANTI-SEGREGATION EQUIPMENT, AS PER PLAN
442E00200 | CY | ASPHALT CONCRETE SURFACE COURSE, 9.5 MM, TYPE A (446)
442E00201 | CY | ASPHALT CONCRETE SURFACE COURSE, 9.5 MM, TYPE A (446), AS PER PLAN | SPECIFY BINDER TYPE
442E00300 | CY | ASPHALT CONCRETE SURFACE COURSE, 9.5 MM, TYPE B (446)
442E00301 | CY | ASPHALT CONCRETE SURFACE COURSE, 9.5 MM, TYPE B (446), AS PER PLAN | SPECIFY BINDER TYPE
442E10000 | CY | ASPHALT CONCRETE SURFACE COURSE, 12.5 MM, TYPE A (446)
442E10001 | CY | ASPHALT CONCRETE SURFACE COURSE, 12.5 MM, TYPE A (446), AS PER PLAN | SPECIFY BINDER TYPE
442E10002 | CY | ASPHALT CONCRETE SURFACE COURSE, 12.5 MM, TYPE A (446) WITH SUPPLEMENT 1059 WARRANTY
442E10003 | CY | ASPHALT CONCRETE SURFACE COURSE, 12.5 MM, TYPE A (446) WITH SUPPLEMENT 1059 WARRANTY, AS PER PLAN | SPECIFY BINDER TYPE
442E10050 | CY | ASPHALT CONCRETE SURFACE COURSE, 12.5 MM, TYPE B (446)
442E10051 | CY | ASPHALT CONCRETE SURFACE COURSE, 12.5 MM, TYPE B (446), AS PER PLAN | SPECIFY BINDER TYPE
442E10060 | CY | ASPHALT CONCRETE SURFACE COURSE, 12.5 MM, TYPE B (446) WITH SUPPLEMENT 1059 WARRANTY
442E10061 | CY | ASPHALT CONCRETE SURFACE COURSE, 12.5 MM, TYPE B (446) WITH SUPPLEMENT 1059 WARRANTY, AS PER PLAN | SPECIFY BINDER TYPE
442E10100 | CY | ASPHALT CONCRETE INTERMEDIATE COURSE, 19 MM, TYPE A (446)
442E10101 | CY | ASPHALT CONCRETE INTERMEDIATE COURSE, 19 MM, TYPE A (446), AS PER PLAN | SPECIFY BINDER TYPE
442E10110 | CY | ASPHALT CONCRETE INTERMEDIATE COURSE, 19 MM, TYPE A (446) (DRIVEWAYS)
442E10150 | CY | ASPHALT CONCRETE INTERMEDIATE COURSE, 19 MM, TYPE B (446)
442E10151 | CY | ASPHALT CONCRETE INTERMEDIATE COURSE, 19 MM, TYPE B (446), AS PER PLAN | SPECIFY BINDER TYPE
442E10200 | CY | ASPHALT CONCRETE SURFACE COURSE, 9.5 MM, TYPE A (447)
442E10201 | CY | ASPHALT CONCRETE SURFACE COURSE, 9.5 MM, TYPE A (447), AS PER PLAN
442E10250 | CY | ASPHALT CONCRETE SURFACE COURSE, 9.5 MM, TYPE B (447)
442E10251 | CY | ASPHALT CONCRETE SURFACE COURSE, 9.5 MM, TYPE B (447), AS PER PLAN
442E10300 | CY | ASPHALT CONCRETE SURFACE COURSE, 12.5 MM, TYPE A (447)
442E10301 | CY | ASPHALT CONCRETE SURFACE COURSE, 12.5 MM, TYPE A (447), AS PER PLAN
442E10350 | CY | ASPHALT CONCRETE SURFACE COURSE, 12.5 MM, TYPE B (447)
442E10351 | CY | ASPHALT CONCRETE SURFACE COURSE, 12.5 MM, TYPE B (447), AS PER PLAN
442E10500 | CY | ASPHALT CONCRETE SURFACE COURSE, 9.5 MM, TYPE A (448)
442E10501 | CY | ASPHALT CONCRETE SURFACE COURSE, 9.5 MM, TYPE A (448), AS PER PLAN | SPECIFY BINDER TYPE
442E10510 | CY | ASPHALT CONCRETE SURFACE COURSE, 9.5 MM, TYPE A (448) (DRIVEWAYS)
442E10511 | CY | ASPHALT CONCRETE SURFACE COURSE, 9.5 MM, TYPE A (448) (DRIVEWAYS), AS PER PLAN | SPECIFY BINDER TYPE
442E10600 | CY | ASPHALT CONCRETE SURFACE COURSE, 9.5 MM, TYPE B (448)
442E10601 | CY | ASPHALT CONCRETE SURFACE COURSE, 9.5 MM, TYPE B (448), AS PER PLAN | SPECIFY BINDER TYPE
442E20000 | CY | ASPHALT CONCRETE SURFACE COURSE, 12.5 MM, TYPE A (448)
442E20001 | CY | ASPHALT CONCRETE SURFACE COURSE, 12.5 MM, TYPE A (448), AS PER PLAN | SPECIFY BINDER TYPE
442E20010 | CY | ASPHALT CONCRETE SURFACE COURSE, 12.5 MM, TYPE A (448) (DRIVEWAYS)
442E20050 | CY | ASPHALT CONCRETE SURFACE COURSE, 12.5 MM, TYPE B (448)
442E20051 | CY | ASPHALT CONCRETE SURFACE COURSE, 12.5 MM, TYPE B (448), AS PER PLAN | SPECIFY BINDER TYPE
442E20100 | CY | ASPHALT CONCRETE INTERMEDIATE COURSE, 9.5 MM, TYPE A (448)
442E20101 | CY | ASPHALT CONCRETE INTERMEDIATE COURSE, 9.5 MM, TYPE A (448), AS PER PLAN | SPECIFY BINDER TYPE
442E20114 | CY | ASPHALT CONCRETE INTERMEDIATE COURSE, 9.5 MM, TYPE A (448) (DRIVEWAYS)
442E20150 | CY | ASPHALT CONCRETE INTERMEDIATE COURSE, 9.5 MM, TYPE B (448)
442E20151 | CY | ASPHALT CONCRETE INTERMEDIATE COURSE, 9.5 MM, TYPE B (448), AS PER PLAN | SPECIFY BINDER TYPE
442E20200 | CY | ASPHALT CONCRETE INTERMEDIATE COURSE, 19 MM, TYPE A (448)
442E20201 | CY | ASPHALT CONCRETE INTERMEDIATE COURSE, 19 MM, TYPE A (448), AS PER PLAN | SPECIFY BINDER TYPE
442E20214 | CY | ASPHALT CONCRETE INTERMEDIATE COURSE, 19 MM, TYPE A (448) (DRIVEWAYS)
442E20215 | CY | ASPHALT CONCRETE INTERMEDIATE COURSE, 19 MM, TYPE A (448) (DRIVEWAYS), AS PER PLAN | SPECIFY BINDER TYPE
442E20250 | CY | ASPHALT CONCRETE INTERMEDIATE COURSE, 19 MM, TYPE B (448)
442E20251 | CY | ASPHALT CONCRETE INTERMEDIATE COURSE, 19 MM, TYPE B (448), AS PER PLAN | SPECIFY BINDER TYPE
442E90000 | CY | ASPHALT CONCRETE, MISC.: | ADD SUPPLEMENTAL DESCRIPTION
443E10000 | CY | STONE MATRIX ASPHALT CONCRETE, 12.5 MM, PG70-22M, (446)
443E10001 | CY | STONE MATRIX ASPHALT CONCRETE, 12.5 MM, PG70-22M, (446), AS PER PLAN
443E12000 | CY | STONE MATRIX ASPHALT CONCRETE, 12.5 MM, PG76-22M, (446)
443E12001 | CY | STONE MATRIX ASPHALT CONCRETE, 12.5 MM, PG76-22M, (446), AS PER PLAN
443E98000 | CY | STONE MATRIX ASPHALT CONCRETE, MISC.: | ADD SUPPLEMENTAL DESCRIPTION
450E99000 | LS | SPECIAL - RIGID PAVEMENT | DESIGN BUILD PROJECTS ONLY
451E10010 | SY | 6" REINFORCED CONCRETE PAVEMENT, CLASS QC 1P
451E10011 | SY | 6" REINFORCED CONCRETE PAVEMENT, CLASS QC 1P, AS PER PLAN
451E10020 | SY | 6" REINFORCED CONCRETE PAVEMENT, CLASS QC 1P WITH QC/QA
451E10021 | SY | 6" REINFORCED CONCRETE PAVEMENT, CLASS QC 1P WITH QC/QA, AS PER PLAN
451E11010 | SY | 7" REINFORCED CONCRETE PAVEMENT, CLASS QC 1P
451E11011 | SY | 7" REINFORCED CONCRETE PAVEMENT, CLASS QC 1P, AS PER PLAN
451E11020 | SY | 7" REINFORCED CONCRETE PAVEMENT, CLASS QC 1P WITH QC/QA
451E11021 | SY | 7" REINFORCED CONCRETE PAVEMENT, CLASS QC 1P WITH QC/QA, AS PER PLAN
451E13010 | SY | 8" REINFORCED CONCRETE PAVEMENT, CLASS QC 1P
451E13011 | SY | 8" REINFORCED CONCRETE PAVEMENT, CLASS QC 1P, AS PER PLAN
451E13020 | SY | 8" REINFORCED CONCRETE PAVEMENT, CLASS QC 1P WITH QC/QA
451E13021 | SY | 8" REINFORCED CONCRETE PAVEMENT, CLASS QC 1P WITH QC/QA, AS PER PLAN
451E14010 | SY | 9" REINFORCED CONCRETE PAVEMENT, CLASS QC 1P
451E14011 | SY | 9" REINFORCED CONCRETE PAVEMENT, CLASS QC 1P, AS PER PLAN
451E14020 | SY | 9" REINFORCED CONCRETE PAVEMENT, CLASS QC 1P WITH QC/QA
451E14021 | SY | 9" REINFORCED CONCRETE PAVEMENT, CLASS QC 1P WITH QC/QA, AS PER PLAN
451E15010 | SY | 10" REINFORCED CONCRETE PAVEMENT, CLASS QC 1P
451E15011 | SY | 10" REINFORCED CONCRETE PAVEMENT, CLASS QC 1P, AS PER PLAN
451E15020 | SY | 10" REINFORCED CONCRETE PAVEMENT, CLASS QC 1P WITH QC/QA
451E15021 | SY | 10" REINFORCED CONCRETE PAVEMENT, CLASS QC 1P WITH QC/QA, AS PER PLAN
451E15060 | SY | 11" REINFORCED CONCRETE PAVEMENT, CLASS QC 1P
451E15061 | SY | 11" REINFORCED CONCRETE PAVEMENT, CLASS QC 1P, AS PER PLAN
451E15070 | SY | 11" REINFORCED CONCRETE PAVEMENT, CLASS QC 1P WITH QC/QA
451E15071 | SY | 11" REINFORCED CONCRETE PAVEMENT, CLASS QC 1P WITH QC/QA, AS PER PLAN
451E16010 | SY | 12" REINFORCED CONCRETE PAVEMENT, CLASS QC 1P
451E16011 | SY | 12" REINFORCED CONCRETE PAVEMENT, CLASS QC 1P, AS PER PLAN
451E16020 | SY | 12" REINFORCED CONCRETE PAVEMENT, CLASS QC 1P WITH QC/QA
451E16021 | SY | 12" REINFORCED CONCRETE PAVEMENT, CLASS QC 1P WITH QC/QA, AS PER PLAN
451E16110 | SY | 13" REINFORCED CONCRETE PAVEMENT, CLASS QC 1P
451E16111 | SY | 13" REINFORCED CONCRETE PAVEMENT, CLASS QC 1P, AS PER PLAN
451E16120 | SY | 13" REINFORCED CONCRETE PAVEMENT, CLASS QC 1P WITH QC/QA
451E16121 | SY | 13" REINFORCED CONCRETE PAVEMENT, CLASS QC 1P WITH QC/QA, AS PER PLAN
451E16210 | SY | 14" REINFORCED CONCRETE PAVEMENT, CLASS QC 1P
451E16211 | SY | 14" REINFORCED CONCRETE PAVEMENT, CLASS QC 1P, AS PER PLAN
451E16220 | SY | 14" REINFORCED CONCRETE PAVEMENT, CLASS QC 1P WITH QC/QA
451E16221 | SY | 14" REINFORCED CONCRETE PAVEMENT, CLASS QC 1P WITH QC/QA, AS PER PLAN
451E17010 | SY | 15" REINFORCED CONCRETE PAVEMENT, CLASS QC 1P
451E17011 | SY | 15" REINFORCED CONCRETE PAVEMENT, CLASS QC 1P, AS PER PLAN
451E17020 | SY | 15" REINFORCED CONCRETE PAVEMENT, CLASS QC 1P WITH QC/QA
451E17021 | SY | 15" REINFORCED CONCRETE PAVEMENT, CLASS QC 1P WITH QC/QA, AS PER PLAN
451E17510 | SY | 24" REINFORCED CONCRETE PAVEMENT, CLASS QC 1P
451E17511 | SY | 24" REINFORCED CONCRETE PAVEMENT, CLASS QC 1P, AS PER PLAN
451E17520 | SY | 24" REINFORCED CONCRETE PAVEMENT, CLASS QC 1P WITH QC/QA
451E17521 | SY | 24" REINFORCED CONCRETE PAVEMENT, CLASS QC 1P WITH QC/QA, AS PER PLAN
451E20000 | SY | REINFORCED CONCRETE PAVEMENT, MISC.: | ADD SUPPLEMENTAL DESCRIPTION
451E30000 | FT | SPECIAL - PRESSURE RELIEF JOINT, TYPE A
451E31000 | FT | SPECIAL - PRESSURE RELIEF JOINT, TYPE B
451E32000 | FT | SPECIAL - PRESSURE RELIEF JOINT, TYPE C
451E33000 | FT | SPECIAL - PRESSURE RELIEF JOINT, TYPE D
451E34000 | FT | SPECIAL - PRESSURE RELIEF JOINT
451E35000 | FT | SPECIAL - APPROACH SLAB PRESSURE RELIEF JOINT
451E42000 | FT | SPECIAL - PARTIAL DEPTH PRESSURE RELIEF JOINT, TYPE C
451E98000 | SY | REINFORCED CONCRETE PAVEMENT, MISC.: | ADD SUPPLEMENTAL DESCRIPTION
452E09010 | SY | 4" NON-REINFORCED CONCRETE PAVEMENT, CLASS QC 1P
452E09011 | SY | 4" NON-REINFORCED CONCRETE PAVEMENT, CLASS QC 1P, AS PER PLAN
452E09020 | SY | 4" NON-REINFORCED CONCRETE PAVEMENT, CLASS QC 1P WITH QC/QA
452E09021 | SY | 4" NON-REINFORCED CONCRETE PAVEMENT, CLASS QC 1P WITH QC/QA, AS PER PLAN
452E10010 | SY | 6" NON-REINFORCED CONCRETE PAVEMENT, CLASS QC 1P
452E10011 | SY | 6" NON-REINFORCED CONCRETE PAVEMENT, CLASS QC 1P, AS PER PLAN
452E10020 | SY | 6" NON-REINFORCED CONCRETE PAVEMENT, CLASS QC 1P WITH QC/QA
452E10021 | SY | 6" NON-REINFORCED CONCRETE PAVEMENT, CLASS QC 1P WITH QC/QA, AS PER PLAN
452E10050 | SY | 6" NON-REINFORCED CONCRETE PAVEMENT, CLASS QC MS
452E10051 | SY | 6" NON-REINFORCED CONCRETE PAVEMENT, CLASS QC MS, AS PER PLAN
452E10060 | SY | 6" NON-REINFORCED CONCRETE PAVEMENT, CLASS QC MS WITH QC/QA
452E10061 | SY | 6" NON-REINFORCED CONCRETE PAVEMENT, CLASS QC MS WITH QC/QA, AS PER PLAN
452E11010 | SY | 7" NON-REINFORCED CONCRETE PAVEMENT, CLASS QC 1P
452E11011 | SY | 7" NON-REINFORCED CONCRETE PAVEMENT, CLASS QC 1P, AS PER PLAN
452E11020 | SY | 7" NON-REINFORCED CONCRETE PAVEMENT, CLASS QC 1P WITH QC/QA
452E11021 | SY | 7" NON-REINFORCED CONCRETE PAVEMENT, CLASS QC 1P WITH QC/QA, AS PER PLAN
452E11050 | SY | 7" NON-REINFORCED CONCRETE PAVEMENT, CLASS QC MS
452E12010 | SY | 8" NON-REINFORCED CONCRETE PAVEMENT, CLASS QC 1P
452E12011 | SY | 8" NON-REINFORCED CONCRETE PAVEMENT, CLASS QC 1P, AS PER PLAN
452E12020 | SY | 8" NON-REINFORCED CONCRETE PAVEMENT, CLASS QC 1P WITH QC/QA
452E12021 | SY | 8" NON-REINFORCED CONCRETE PAVEMENT, CLASS QC 1P WITH QC/QA, AS PER PLAN
452E12050 | SY | 8" NON-REINFORCED CONCRETE PAVEMENT, CLASS QC MS
452E12051 | SY | 8" NON-REINFORCED CONCRETE PAVEMENT, CLASS QC MS, AS PER PLAN
452E12060 | SY | 8" NON-REINFORCED CONCRETE PAVEMENT, CLASS QC MS WITH QC/QA
452E12061 | SY | 8" NON-REINFORCED CONCRETE PAVEMENT, CLASS QC MS WITH QC/QA, AS PER PLAN
452E13010 | SY | 9" NON-REINFORCED CONCRETE PAVEMENT, CLASS QC 1P
452E13011 | SY | 9" NON-REINFORCED CONCRETE PAVEMENT, CLASS QC 1P, AS PER PLAN
452E13020 | SY | 9" NON-REINFORCED CONCRETE PAVEMENT, CLASS QC 1P WITH QC/QA
452E13021 | SY | 9" NON-REINFORCED CONCRETE PAVEMENT, CLASS QC 1P WITH QC/QA, AS PER PLAN
452E13040 | SY | 9" NON-REINFORCED CONCRETE PAVEMENT, CLASS QC MS
452E13060 | SY | 9.5" NON-REINFORCED CONCRETE PAVEMENT, CLASS QC 1P
452E13061 | SY | 9.5" NON-REINFORCED CONCRETE PAVEMENT, CLASS QC 1P, AS PER PLAN
452E13070 | SY | 9.5" NON-REINFORCED CONCRETE PAVEMENT, CLASS QC 1P WITH QC/QA
452E13071 | SY | 9.5" NON-REINFORCED CONCRETE PAVEMENT, CLASS QC 1P WITH QC/QA, AS PER PLAN
452E14010 | SY | 10" NON-REINFORCED CONCRETE PAVEMENT, CLASS QC 1P
452E14011 | SY | 10" NON-REINFORCED CONCRETE PAVEMENT, CLASS QC 1P, AS PER PLAN
452E14020 | SY | 10" NON-REINFORCED CONCRETE PAVEMENT, CLASS QC 1P WITH QC/QA
452E14021 | SY | 10" NON-REINFORCED CONCRETE PAVEMENT, CLASS QC 1P WITH QC/QA, AS PER PLAN
452E14022 | SY | 10.5" NON-REINFORCED CONCRETE PAVEMENT, CLASS QC 1P WITH QC/QA
452E14050 | SY | 10" NON-REINFORCED CONCRETE PAVEMENT, CLASS QC MS
452E14110 | SY | 11" NON-REINFORCED CONCRETE PAVEMENT, CLASS QC 1P
452E14111 | SY | 11" NON-REINFORCED CONCRETE PAVEMENT, CLASS QC 1P, AS PER PLAN
452E14120 | SY | 11" NON-REINFORCED CONCRETE PAVEMENT, CLASS QC 1P WITH QC/QA
452E14121 | SY | 11" NON-REINFORCED CONCRETE PAVEMENT, CLASS QC 1P WITH QC/QA, AS PER PLAN
452E14122 | SY | 11.5" NON-REINFORCED CONCRETE PAVEMENT, CLASS QC 1P WITH QC/QA
452E15010 | SY | 12" NON-REINFORCED CONCRETE PAVEMENT, CLASS QC 1P
452E15011 | SY | 12" NON-REINFORCED CONCRETE PAVEMENT, CLASS QC 1P, AS PER PLAN
452E15020 | SY | 12" NON-REINFORCED CONCRETE PAVEMENT, CLASS QC 1P WITH QC/QA
452E15021 | SY | 12" NON-REINFORCED CONCRETE PAVEMENT, CLASS QC 1P WITH QC/QA, AS PER PLAN
452E15030 | SY | 12" NON-REINFORCED CONCRETE PAVEMENT, CLASS QC MS
452E15050 | SY | 12.5" NON-REINFORCED CONCRETE PAVEMENT, CLASS QC 1P
452E15051 | SY | 12.5" NON-REINFORCED CONCRETE PAVEMENT, CLASS QC 1P, AS PER PLAN
452E15060 | SY | 12.5" NON-REINFORCED CONCRETE PAVEMENT, CLASS QC 1P WITH QC/QA
452E15061 | SY | 12.5" NON-REINFORCED CONCRETE PAVEMENT, CLASS QC 1P WITH QC/QA, AS PER PLAN
452E16010 | SY | 13" NON-REINFORCED CONCRETE PAVEMENT, CLASS QC 1P
452E16011 | SY | 13" NON-REINFORCED CONCRETE PAVEMENT, CLASS QC 1P, AS PER PLAN
452E16020 | SY | 13" NON-REINFORCED CONCRETE PAVEMENT, CLASS QC 1P WITH QC/QA
452E16021 | SY | 13" NON-REINFORCED CONCRETE PAVEMENT, CLASS QC 1P WITH QC/QA, AS PER PLAN
452E16050 | SY | 13.5" NON-REINFORCED CONCRETE PAVEMENT, CLASS QC 1P
452E16051 | SY | 13.5" NON-REINFORCED CONCRETE PAVEMENT, CLASS QC 1P, AS PER PLAN
452E16060 | SY | 13.5" NON-REINFORCED CONCRETE PAVEMENT, CLASS QC 1P WITH QC/QA
452E16061 | SY | 13.5" NON-REINFORCED CONCRETE PAVEMENT, CLASS QC 1P WITH QC/QA, AS PER PLAN
452E17010 | SY | 14" NON-REINFORCED CONCRETE PAVEMENT, CLASS QC 1P
452E17011 | SY | 14" NON-REINFORCED CONCRETE PAVEMENT, CLASS QC 1P, AS PER PLAN
452E17020 | SY | 14" NON-REINFORCED CONCRETE PAVEMENT, CLASS QC 1P WITH QC/QA
452E17021 | SY | 14" NON-REINFORCED CONCRETE PAVEMENT, CLASS QC 1P WITH QC/QA, AS PER PLAN
452E17050 | SY | 14.5" NON-REINFORCED CONCRETE PAVEMENT, CLASS QC 1P
452E17051 | SY | 14.5" NON-REINFORCED CONCRETE PAVEMENT, CLASS QC 1P, AS PER PLAN
452E17060 | SY | 14.5" NON-REINFORCED CONCRETE PAVEMENT, CLASS QC 1P WITH QC/QA
452E17061 | SY | 14.5" NON-REINFORCED CONCRETE PAVEMENT, CLASS QC 1P WITH QC/QA, AS PER PLAN
452E18010 | SY | 15" NON-REINFORCED CONCRETE PAVEMENT, CLASS QC 1P
452E18011 | SY | 15" NON-REINFORCED CONCRETE PAVEMENT, CLASS QC 1P, AS PER PLAN
452E18020 | SY | 15" NON-REINFORCED CONCRETE PAVEMENT, CLASS QC 1P WITH QC/QA
452E18021 | SY | 15" NON-REINFORCED CONCRETE PAVEMENT, CLASS QC 1P WITH QC/QA, AS PER PLAN
452E19001 | SY | VARIABLE THICKNESS NON-REINFORCED CONCRETE PAVEMENT, AS PER PLAN
452E19200 | SY | NON-REINFORCED CONCRETE PAVEMENT, MISC.: | ADD SUPPLEMENTAL DESCRIPTION
452E19250 | SF | NON-REINFORCED CONCRETE PAVEMENT, MISC.: | ADD SUPPLEMENTAL DESCRIPTION
502E11100 | LS | STRUCTURE FOR MAINTAINING TRAFFIC
502E11101 | LS | STRUCTURE FOR MAINTAINING TRAFFIC, AS PER PLAN
502E12200 | LS | STRUCTURE FOR MAINTAINING TRAFFIC (PEDESTRIAN)
502E12201 | LS | STRUCTURE FOR MAINTAINING TRAFFIC (PEDESTRIAN), AS PER PLAN
502E12300 | LS | STRUCTURE FOR MAINTAINING TRAFFIC (RAILROAD)
502E12301 | LS | STRUCTURE FOR MAINTAINING TRAFFIC (RAILROAD), AS PER PLAN
503E11100 | LS | COFFERDAMS AND EXCAVATION BRACING
503E11101 | LS | COFFERDAMS AND EXCAVATION BRACING, AS PER PLAN
503E21100 | CY | UNCLASSIFIED EXCAVATION | CHECK UNIT OF MEASURE
503E21101 | CY | UNCLASSIFIED EXCAVATION, AS PER PLAN | CHECK UNIT OF MEASURE
503E21102 | CY | UNCLASSIFIED EXCAVATION, INCLUDING SHALE | CHECK UNIT OF MEASURE
503E21103 | CY | UNCLASSIFIED EXCAVATION, INCLUDING SHALE, AS PER PLAN | CHECK UNIT OF MEASURE
503E21104 | CY | UNCLASSIFIED EXCAVATION, INCLUDING ROCK | CHECK UNIT OF MEASURE
503E21105 | CY | UNCLASSIFIED EXCAVATION, INCLUDING ROCK, AS PER PLAN | CHECK UNIT OF MEASURE
503E21300 | LS | UNCLASSIFIED EXCAVATION | CHECK UNIT OF MEASURE
503E21301 | LS | UNCLASSIFIED EXCAVATION, AS PER PLAN | CHECK UNIT OF MEASURE
503E21302 | LS | UNCLASSIFIED EXCAVATION, INCLUDING SHALE | CHECK UNIT OF MEASURE
503E21303 | LS | UNCLASSIFIED EXCAVATION, INCLUDING SHALE, AS PER PLAN | CHECK UNIT OF MEASURE
503E21320 | LS | UNCLASSIFIED EXCAVATION, INCLUDING ROCK | CHECK UNIT OF MEASURE
503E21321 | LS | UNCLASSIFIED EXCAVATION, INCLUDING ROCK, AS PER PLAN | CHECK UNIT OF MEASURE
503E21330 | LS | UNCLASSIFIED EXCAVATION, INCLUDING ROCK AND/OR SHALE | CHECK UNIT OF MEASURE
503E21331 | LS | UNCLASSIFIED EXCAVATION, INCLUDING ROCK AND/OR SHALE, AS PER PLAN | CHECK UNIT OF MEASURE
503E22200 | CY | UNCLASSIFIED EXCAVATION, INCLUDING ROCK AND/OR SHALE | CHECK UNIT OF MEASURE
503E22201 | CY | UNCLASSIFIED EXCAVATION, INCLUDING ROCK AND/OR SHALE, AS PER PLAN
503E31100 | CY | ROCK EXCAVATION
503E31101 | CY | ROCK EXCAVATION, AS PER PLAN
503E31120 | CY | SHALE EXCAVATION
503E31121 | CY | SHALE EXCAVATION, AS PER PLAN
503E31500 | LS | STRUCTURAL EXCAVATION, MISC.: | ADD SUPPLEMENTAL DESCRIPTION
504E11100 | SF | STEEL SHEET PILING LEFT IN PLACE | SPECIFY MIN. SECTION MODULUS
504E11101 | SF | STEEL SHEET PILING LEFT IN PLACE, AS PER PLAN
505E11100 | LS | PILE DRIVING EQUIPMENT MOBILIZATION
506E11100 | LS | STATIC LOAD TEST
506E11101 | LS | STATIC LOAD TEST, AS PER PLAN
506E12200 | EACH | SUBSEQUENT STATIC LOAD TEST
507E00100 | FT | STEEL PILES HP10X42, FURNISHED
507E00101 | FT | STEEL PILES HP10X42, FURNISHED, AS PER PLAN
507E00150 | FT | STEEL PILES HP10X42, DRIVEN
507E00151 | FT | STEEL PILES HP10X42, DRIVEN, AS PER PLAN
507E00200 | FT | STEEL PILES HP12X53, FURNISHED
507E00201 | FT | STEEL PILES HP12X53, FURNISHED, AS PER PLAN
507E00250 | FT | STEEL PILES HP12X53, DRIVEN
507E00251 | FT | STEEL PILES HP12X53, DRIVEN, AS PER PLAN
507E00300 | FT | STEEL PILES HP14X73, FURNISHED
507E00301 | FT | STEEL PILES HP14X73, FURNISHED, AS PER PLAN
507E00350 | FT | STEEL PILES HP14X73, DRIVEN
507E00351 | FT | STEEL PILES HP14X73, DRIVEN, AS PER PLAN
507E00360 | FT | STEEL PILES HP14X89, FURNISHED
507E00364 | FT | STEEL PILES HP14X89, DRIVEN
507E00370 | FT | STEEL PILES, HP14X117, FURNISHED
507E00371 | FT | STEEL PILES, HP14X117, FURNISHED, AS PER PLAN
507E00380 | FT | STEEL PILES, HP14X117, DRIVEN
507E00400 | FT | STEEL PILES, MISC.: | ADD SUPPLEMENTAL DESCRIPTION
507E00410 | EACH | STEEL PILES, MISC.: | ADD SUPPLEMENTAL DESCRIPTION
507E00500 | FT | 12" CAST-IN-PLACE REINFORCED CONCRETE PILES, DRIVEN
507E00501 | FT | 12" CAST-IN-PLACE REINFORCED CONCRETE PILES, DRIVEN, AS PER PLAN
507E00502 | FT | 12" CAST-IN-PLACE REINFORCED CONCRETE PILES, DRIVEN WITH QC/QA
507E00550 | FT | 12" CAST-IN-PLACE REINFORCED CONCRETE PILES, FURNISHED
507E00551 | FT | 12" CAST-IN-PLACE REINFORCED CONCRETE PILES, FURNISHED, AS PER PLAN
507E00600 | FT | 14" CAST-IN-PLACE REINFORCED CONCRETE PILES, DRIVEN
507E00601 | FT | 14" CAST-IN-PLACE REINFORCED CONCRETE PILES, DRIVEN, AS PER PLAN
507E00602 | FT | 14" CAST-IN-PLACE REINFORCED CONCRETE PILES, DRIVEN WITH QC/QA
507E00650 | FT | 14" CAST-IN-PLACE REINFORCED CONCRETE PILES, FURNISHED
507E00651 | FT | 14" CAST-IN-PLACE REINFORCED CONCRETE PILES, FURNISHED, AS PER PLAN
507E00700 | FT | 16" CAST-IN-PLACE REINFORCED CONCRETE PILES, DRIVEN
507E00701 | FT | 16" CAST-IN-PLACE REINFORCED CONCRETE PILES, DRIVEN, AS PER PLAN
507E00702 | FT | 16" CAST-IN-PLACE REINFORCED CONCRETE PILES, DRIVEN WITH QC/QA
507E00750 | FT | 16" CAST-IN-PLACE REINFORCED CONCRETE PILES, FURNISHED
507E00751 | FT | 16" CAST-IN-PLACE REINFORCED CONCRETE PILES, FURNISHED, AS PER PLAN
507E00800 | FT | 18" CAST-IN-PLACE REINFORCED CONCRETE PILES, DRIVEN
507E00801 | FT | 18" CAST-IN-PLACE REINFORCED CONCRETE PILES, DRIVEN, AS PER PLAN
507E00802 | FT | 18" CAST-IN-PLACE REINFORCED CONCRETE PILES, DRIVEN WITH QC/QA
507E00850 | FT | 18" CAST-IN-PLACE REINFORCED CONCRETE PILES, FURNISHED
507E00851 | FT | 18" CAST-IN-PLACE REINFORCED CONCRETE PILES, FURNISHED, AS PER PLAN
507E00860 | FT | 24" CAST-IN-PLACE REINFORCED CONCRETE PILES, DRIVEN
507E00861 | FT | 24" CAST-IN-PLACE REINFORCED CONCRETE PILES, DRIVEN, AS PER PLAN
507E00862 | FT | 24" CAST-IN-PLACE REINFORCED CONCRETE PILES, DRIVEN WITH QC/QA
507E00870 | FT | 24" CAST-IN-PLACE REINFORCED CONCRETE PILES, FURNISHED
507E00871 | FT | 24" CAST-IN-PLACE REINFORCED CONCRETE PILES, FURNISHED, AS PER PLAN
507E00880 | FT | 20" CAST-IN-PLACE REINFORCED CONCRETE PILES, DRIVEN
507E00890 | FT | 20" CAST-IN-PLACE REINFORCED CONCRETE PILES, FURNISHED
507E50000 | FT | TIMBER PILES, CREOSOTED
507E50100 | FT | TIMBER PILES, UNTREATED
507E71100 | LS | SPECIAL - PILE TEST PROGRAM
507E71200 | FT | SPECIAL - PILE ENCASEMENT
507E71500 | FT | SPECIAL - PILE COATING
507E92200 | FT | PREBORED HOLES
507E92201 | FT | PREBORED HOLES, AS PER PLAN
507E93300 | EACH | STEEL POINTS OR SHOES
507E93301 | EACH | STEEL POINTS OR SHOES, AS PER PLAN
507E98000 | FT | PILING, MISC.: | ADD SUPPLEMENTAL DESCRIPTION
507E98010 | EACH | PILING, MISC.: | ADD SUPPLEMENTAL DESCRIPTION
507E98020 | LS | PILING, MISC.: | ADD SUPPLEMENTAL DESCRIPTION
509E10000 | LB | EPOXY COATED REINFORCING STEEL
509E10001 | LB | EPOXY COATED REINFORCING STEEL, AS PER PLAN
509E20000 | LB | REINFORCING STEEL, REPLACEMENT OF EXISTING REINFORCING STEEL
509E20001 | LB | REINFORCING STEEL, REPLACEMENT OF EXISTING REINFORCING STEEL, AS PER PLAN
509E25000 | LB | UNCOATED REINFORCING STEEL
509E25001 | LB | UNCOATED REINFORCING STEEL, AS PER PLAN
509E30000 | FT | NO. 2 GFRP DEFORMED BARS
509E30001 | FT | NO. 2 GFRP DEFORMED BARS, AS PER PLAN
509E30010 | FT | NO. 3 GFRP DEFORMED BARS
509E30011 | FT | NO. 3 GFRP DEFORMED BARS, AS PER PLAN
509E30020 | FT | NO. 4 GFRP DEFORMED BARS
509E30021 | FT | NO. 4 GFRP DEFORMED BARS, AS PER PLAN
509E30030 | FT | NO. 5 GFRP DEFORMED BARS
509E30031 | FT | NO. 5 GFRP DEFORMED BARS, AS PER PLAN
509E30040 | FT | NO. 6 GFRP DEFORMED BARS
509E30041 | FT | NO. 6 GFRP DEFORMED BARS, AS PER PLAN
509E30050 | FT | NO. 7 GFRP DEFORMED BARS
509E30051 | FT | NO. 7 GFRP DEFORMED BARS, AS PER PLAN
509E30060 | FT | NO. 8 GFRP DEFORMED BARS
509E30061 | FT | NO. 8 GFRP DEFORMED BARS, AS PER PLAN
509E30070 | FT | NO. 9 GFRP DEFORMED BARS
509E30071 | FT | NO. 9 GFRP DEFORMED BARS, AS PER PLAN
509E30080 | FT | NO. 10 GFRP DEFORMED BARS
509E30081 | FT | NO. 10 GFRP DEFORMED BARS, AS PER PLAN
509E40000 | LB | REINFORCING STEEL, MISC.: | ADD SUPPLEMENTAL DESCRIPTION
510E09950 | EACH | DOWEL HOLES WITH CEMENT GROUT
510E09951 | EACH | DOWEL HOLES WITH CEMENT GROUT, AS PER PLAN
510E10000 | EACH | DOWEL HOLES WITH NONSHRINK, NONMETALLIC GROUT
510E10001 | EACH | DOWEL HOLES WITH NONSHRINK, NONMETALLIC GROUT, AS PER PLAN
511E21520 | CY | CLASS QC2 CONCRETE, SUPERSTRUCTURE | BEAMS OR GIRDERS
511E21521 | CY | CLASS QC2 CONCRETE, SUPERSTRUCTURE, AS PER PLAN | BEAMS OR GIRDERS
511E21522 | CY | CLASS QC2 CONCRETE WITH QC/QA, SUPERSTRUCTURE | BEAMS OR GIRDERS
511E21523 | CY | CLASS QC2 CONCRETE WITH QC/QA, SUPERSTRUCTURE, AS PER PLAN | BEAMS OR GIRDERS
511E31610 | CY | CLASS QC2 CONCRETE, SUPERSTRUCTURE | COMP SLAB ON PRECAST BOX BEAM
511E31611 | CY | CLASS QC2 CONCRETE, SUPERSTRUCTURE, AS PER PLAN | COMP SLAB ON PRECAST BOX BEAM
511E31612 | CY | CLASS QC2 CONCRETE WITH QC/QA, SUPERSTRUCTURE | COMP SLAB ON PRECAST BOX BEAM
511E31613 | CY | CLASS QC2 CONCRETE WITH QC/QA, SUPERSTRUCTURE, AS PER PLAN | COMP SLAB ON PRECAST BOX BEAM
511E32210 | CY | CLASS QC2 CONCRETE, SUPERSTRUCTURE | CONTINUOUS CONCRETE SLAB
511E32211 | CY | CLASS QC2 CONCRETE, SUPERSTRUCTURE, AS PER PLAN | CONTINUOUS CONCRETE SLAB
511E32212 | CY | CLASS QC2 CONCRETE WITH QC/QA, SUPERSTRUCTURE | CONTINUOUS CONCRETE SLAB
511E32213 | CY | CLASS QC2 CONCRETE WITH QC/QA, SUPERSTRUCTURE, AS PER PLAN | CONTINUOUS CONCRETE SLAB
511E33310 | CY | CLASS QC2 CONCRETE, SUPERSTRUCTURE | CONT. CONC SLAB INCL PIER CAPS
511E33311 | CY | CLASS QC2 CONCRETE, SUPERSTRUCTURE, AS PER PLAN | CONT. CONC SLAB INCL PIER CAPS
511E33312 | CY | CLASS QC2 CONCRETE WITH QC/QA, SUPERSTRUCTURE | CONT. CONC SLAB INCL PIER CAPS
511E33313 | CY | CLASS QC2 CONCRETE WITH QC/QA, SUPERSTRUCTURE, AS PER PLAN | CONT. CONC SLAB INCL PIER CAPS
511E33412 | CY | CLASS QC2 CONCRETE, SUPERSTRUCTURE | SINGLE SPAN CONCRETE SLAB
511E33413 | CY | CLASS QC2 CONCRETE, SUPERSTRUCTURE, AS PER PLAN | SINGLE SPAN CONCRETE SLAB
511E33414 | CY | CLASS QC2 CONCRETE WITH QC/QA, SUPERSTRUCTURE | SINGLE SPAN CONCRETE SLAB
511E33415 | CY | CLASS QC2 CONCRETE WITH QC/QA, SUPERSTRUCTURE, AS PER PLAN | SINGLE SPAN CONCRETE SLAB
511E33416 | CY | CLASS QC2 CONCRETE, SUPERSTRUCTURE | DIAPHRAGMS FOR CONC I-BEAMS
511E33417 | CY | CLASS QC2 CONCRETE, SUPERSTRUCTURE, AS PER PLAN | DIAPHRAGMS FOR CONC I-BEAMS
511E33418 | CY | CLASS QC2 CONCRETE WITH QC/QA, SUPERSTRUCTURE | DIAPHRAGMS FOR CONC I-BEAMS
511E33419 | CY | CLASS QC2 CONCRETE WITH QC/QA, SUPERSTRUCTURE, AS PER PLAN | DIAPHRAGMS FOR CONC I-BEAMS
511E33500 | EACH | SEMI-INTEGRAL DIAPHRAGM GUIDE
511E33501 | EACH | SEMI-INTEGRAL DIAPHRAGM GUIDE, AS PER PLAN
511E34410 | CY | CLASS QC2 CONCRETE, SUPERSTRUCTURE | REPAIR OR RECONSTRUCTION
511E34411 | CY | CLASS QC2 CONCRETE, SUPERSTRUCTURE, AS PER PLAN | REPAIR OR RECONSTRUCTION
511E34412 | CY | CLASS QC2 CONCRETE WITH QC/QA, SUPERSTRUCTURE | REPAIR OR RECONSTRUCTION
511E34413 | CY | CLASS QC2 CONCRETE WITH QC/QA, SUPERSTRUCTURE, AS PER PLAN | REPAIR OR RECONSTRUCTION
511E34416 | CY | CLASS QC SCC CONCRETE, SUPERSTRUCTURE
511E34417 | CY | CLASS QC SCC CONCRETE, SUPERSTRUCTURE, AS PER PLAN
511E34418 | CY | CLASS QC SCC CONCRETE WITH QC/QA, SUPERSTRUCTURE
511E34419 | CY | CLASS QC SCC CONCRETE WITH QC/QA, SUPERSTRUCTURE, AS PER PLAN
511E34422 | SF | CLASS QC2 CONCRETE, SIDEWALK WEARING SURFACE
511E34423 | SF | CLASS QC2 CONCRETE, SIDEWALK WEARING SURFACE, AS PER PLAN
511E34424 | SF | CLASS QC2 CONCRETE WITH QC/QA, SIDEWALK WEARING SURFACE
511E34425 | SF | CLASS QC2 CONCRETE WITH QC/QA, SIDEWALK WEARING SURFACE, AS PER PLAN
511E34440 | SY | CLASS QC2 CONCRETE, BRIDGE DECK | CHECK UNIT OF MEASURE
511E34441 | SY | CLASS QC2 CONCRETE, BRIDGE DECK, AS PER PLAN | CHECK UNIT OF MEASURE
511E34442 | SY | CLASS QC2 CONCRETE WITH QC/QA, BRIDGE DECK | CHECK UNIT OF MEASURE
511E34443 | SY | CLASS QC2 CONCRETE WITH QC/QA, BRIDGE DECK, AS PER PLAN | CHECK UNIT OF MEASURE
511E34444 | CY | CLASS QC2 CONCRETE, BRIDGE DECK | CHECK UNIT OF MEASURE
511E34445 | CY | CLASS QC2 CONCRETE, BRIDGE DECK, AS PER PLAN | CHECK UNIT OF MEASURE
511E34446 | CY | CLASS QC2 CONCRETE WITH QC/QA, BRIDGE DECK | CHECK UNIT OF MEASURE
511E34447 | CY | CLASS QC2 CONCRETE WITH QC/QA, BRIDGE DECK, AS PER PLAN | CHECK UNIT OF MEASURE
511E34448 | CY | CLASS QC2 CONCRETE, BRIDGE DECK (PARAPET) | CHECK UNIT OF MEASURE
511E34449 | CY | CLASS QC2 CONCRETE, BRIDGE DECK (PARAPET), AS PER PLAN | CHECK UNIT OF MEASURE
511E34450 | CY | CLASS QC2 CONCRETE WITH QC/QA, BRIDGE DECK (PARAPET) | CHECK UNIT OF MEASURE
511E34451 | CY | CLASS QC2 CONCRETE WITH QC/QA, BRIDGE DECK (PARAPET), AS PER PLAN | CHECK UNIT OF MEASURE
511E34460 | CY | CLASS QC SCC CONCRETE, BRIDGE DECK (PARAPET)
511E34461 | CY | CLASS QC SCC CONCRETE, BRIDGE DECK (PARAPET), AS PER PLAN
511E34462 | CY | CLASS QC SCC CONCRETE WITH QC/QA, BRIDGE DECK (PARAPET)
511E34463 | CY | CLASS QC SCC CONCRETE WITH QC/QA, BRIDGE DECK (PARAPET), AS PER PLAN
511E40510 | CY | CLASS QC1 CONCRETE, PIER ABOVE FOOTINGS | WALLS
511E40511 | CY | CLASS QC1 CONCRETE, PIER ABOVE FOOTINGS, AS PER PLAN | WALLS
511E40512 | CY | CLASS QC1 CONCRETE WITH QC/QA, PIER ABOVE FOOTINGS | WALLS
511E40513 | CY | CLASS QC1 CONCRETE WITH QC/QA, PIER ABOVE FOOTINGS, AS PER PLAN | WALLS
511E41010 | CY | CLASS QC1 CONCRETE, PIER ABOVE FOOTINGS | CAP AND COLUMN
511E41011 | CY | CLASS QC1 CONCRETE, PIER ABOVE FOOTINGS, AS PER PLAN | CAP AND COLUMN
511E41012 | CY | CLASS QC1 CONCRETE WITH QC/QA, PIER ABOVE FOOTINGS | CAP AND COLUMN
511E41013 | CY | CLASS QC1 CONCRETE WITH QC/QA, PIER ABOVE FOOTINGS, AS PER PLAN | CAP AND COLUMN
511E41510 | CY | CLASS QC1 CONCRETE, PIER ABOVE FOOTINGS | COLUMNS
511E41512 | CY | CLASS QC1 CONCRETE WITH QC/QA, PIER ABOVE FOOTINGS | COLUMNS
511E42010 | CY | CLASS QC1 CONCRETE, PIER ABOVE FOOTINGS | T TYPE
511E42011 | CY | CLASS QC1 CONCRETE, PIER ABOVE FOOTINGS, AS PER PLAN | T TYPE
511E42012 | CY | CLASS QC1 CONCRETE WITH QC/QA, PIER ABOVE FOOTINGS | T TYPE
511E42013 | CY | CLASS QC1 CONCRETE WITH QC/QA, PIER ABOVE FOOTINGS, AS PER PLAN | T TYPE
511E42510 | CY | CLASS QC1 CONCRETE, PIER CAP
511E42511 | CY | CLASS QC1 CONCRETE, PIER CAP, AS PER PLAN
511E42512 | CY | CLASS QC1 CONCRETE WITH QC/QA, PIER CAP
511E42513 | CY | CLASS QC1 CONCRETE WITH QC/QA, PIER CAP, AS PER PLAN
511E43210 | CY | CLASS QC1 CONCRETE, PIER | REPAIR OR RECONSTRUCTION
511E43211 | CY | CLASS QC1 CONCRETE, PIER, AS PER PLAN | REPAIR OR RECONSTRUCTION
511E43212 | CY | CLASS QC1 CONCRETE WITH QC/QA, PIER | REPAIR OR RECONSTRUCTION
511E43213 | CY | CLASS QC1 CONCRETE WITH QC/QA, PIER, AS PER PLAN | REPAIR OR RECONSTRUCTION
511E43220 | CY | CLASS QC SCC CONCRETE, PIER
511E43221 | CY | CLASS QC SCC CONCRETE, PIER, AS PER PLAN
511E43222 | CY | CLASS QC SCC CONCRETE WITH QC/QA, PIER
511E43223 | CY | CLASS QC SCC CONCRETE WITH QC/QA, PIER, AS PER PLAN
511E43260 | CY | CLASS QC2 CONCRETE, PIER CAP
511E43262 | CY | CLASS QC2 CONCRETE WITH QC/QA, PIER CAP
511E43510 | CY | CLASS QC1 CONCRETE, ABUTMENT INCLUDING FOOTING
511E43511 | CY | CLASS QC1 CONCRETE, ABUTMENT INCLUDING FOOTING, AS PER PLAN
511E43512 | CY | CLASS QC1 CONCRETE WITH QC/QA, ABUTMENT INCLUDING FOOTING
511E43513 | CY | CLASS QC1 CONCRETE WITH QC/QA, ABUTMENT INCLUDING FOOTING, AS PER PLAN
511E44110 | CY | CLASS QC1 CONCRETE, ABUTMENT NOT INCLUDING FOOTING
511E44111 | CY | CLASS QC1 CONCRETE, ABUTMENT NOT INCLUDING FOOTING, AS PER PLAN
511E44112 | CY | CLASS QC1 CONCRETE WITH QC/QA, ABUTMENT NOT INCLUDING FOOTING
511E44113 | CY | CLASS QC1 CONCRETE WITH QC/QA, ABUTMENT NOT INCLUDING FOOTING, AS PER PLAN
511E45600 | CY | CLASS QC4 MASS CONCRETE, SUBSTRUCTURE
511E45601 | CY | CLASS QC4 MASS CONCRETE, SUBSTRUCTURE, AS PER PLAN
511E45602 | CY | CLASS QC4 MASS CONCRETE, SUBSTRUCTURE WITH QC/QA
511E45603 | CY | CLASS QC4 MASS CONCRETE, SUBSTRUCTURE WITH QC/QA, AS PER PLAN
511E45650 | CY | CLASS QC4 MASS CONCRETE, SUPERSTRUCTURE
511E45651 | CY | CLASS QC4 MASS CONCRETE, SUPERSTRUCTURE, AS PER PLAN
511E45652 | CY | CLASS QC4 MASS CONCRETE, SUPERSTRUCTURE WITH QC/QA
511E45653 | CY | CLASS QC4 MASS CONCRETE, SUPERSTRUCTURE WITH QC/QA, AS PER PLAN
511E45710 | CY | CLASS QC1 CONCRETE, ABUTMENT | REPAIR OR RECONSTRUCTION
511E45711 | CY | CLASS QC1 CONCRETE, ABUTMENT, AS PER PLAN | REPAIR OR RECONSTRUCTION
511E45712 | CY | CLASS QC1 CONCRETE WITH QC/QA, ABUTMENT | REPAIR OR RECONSTRUCTION
511E45713 | CY | CLASS QC1 CONCRETE WITH QC/QA, ABUTMENT, AS PER PLAN | REPAIR OR RECONSTRUCTION
511E45720 | CY | CLASS QC SCC CONCRETE, ABUTMENT
511E45721 | CY | CLASS QC SCC CONCRETE, ABUTMENT, AS PER PLAN
511E45722 | CY | CLASS QC SCC CONCRETE WITH QC/QA, ABUTMENT
511E45723 | CY | CLASS QC SCC CONCRETE WITH QC/QA, ABUTMENT, AS PER PLAN
511E46000 | SY | CLASS QC1 CONCRETE, RETAINING/WINGWALL NOT INCLUDING FOOTING | CHECK UNIT OF MEASURE
511E46001 | SY | CLASS QC1 CONCRETE, RETAINING/WINGWALL NOT INCLUDING FOOTING, AS PER PLAN | CHECK UNIT OF MEASURE
511E46010 | CY | CLASS QC1 CONCRETE, RETAINING/WINGWALL NOT INCLUDING FOOTING | CHECK UNIT OF MEASURE
511E46011 | CY | CLASS QC1 CONCRETE, RETAINING/WINGWALL NOT INCLUDING FOOTING, AS PER PLAN | CHECK UNIT OF MEASURE
511E46012 | CY | CLASS QC1 CONCRETE WITH QC/QA, RETAINING/WINGWALL NOT INCLUDING FOOTING
511E46013 | CY | CLASS QC1 CONCRETE WITH QC/QA, RETAINING/WINGWALL NOT INCLUDING FOOTING, AS PER PLAN
511E46210 | CY | CLASS QC1 CONCRETE, RETAINING/WINGWALL INCLUDING FOOTING
511E46211 | CY | CLASS QC1 CONCRETE, RETAINING/WINGWALL INCLUDING FOOTING, AS PER PLAN
511E46212 | CY | CLASS QC1 CONCRETE WITH QC/QA, RETAINING/WINGWALL INCLUDING FOOTING
511E46213 | CY | CLASS QC1 CONCRETE WITH QC/QA, RETAINING/WINGWALL INCLUDING FOOTING, AS PER PLAN
511E46510 | CY | CLASS QC1 CONCRETE, FOOTING
511E46511 | CY | CLASS QC1 CONCRETE, FOOTING, AS PER PLAN
511E46512 | CY | CLASS QC1 CONCRETE WITH QC/QA, FOOTING
511E46513 | CY | CLASS QC1 CONCRETE WITH QC/QA, FOOTING, AS PER PLAN
511E46610 | CY | CLASS QC1 CONCRETE, HEADWALL
511E46611 | CY | CLASS QC1 CONCRETE, HEADWALL, AS PER PLAN
511E46612 | CY | CLASS QC1 CONCRETE WITH QC/QA, HEADWALL
511E46613 | CY | CLASS QC1 CONCRETE WITH QC/QA, HEADWALL, AS PER PLAN
511E47010 | CY | CLASS QC1 CONCRETE, CULVERT
511E47011 | CY | CLASS QC1 CONCRETE, CULVERT, AS PER PLAN
511E47012 | CY | CLASS QC1 CONCRETE WITH QC/QA, CULVERT
511E47013 | CY | CLASS QC1 CONCRETE WITH QC/QA, CULVERT, AS PER PLAN
511E50210 | CY | CLASS QC1 CONCRETE, SUBSTRUCTURE
511E50211 | CY | CLASS QC1 CONCRETE, SUBSTRUCTURE, AS PER PLAN
511E50212 | CY | CLASS QC1 CONCRETE WITH QC/QA, SUBSTRUCTURE
511E50213 | CY | CLASS QC1 CONCRETE WITH QC/QA, SUBSTRUCTURE, AS PER PLAN
511E51510 | CY | CLASS QC2 CONCRETE, SIDEWALK
511E51511 | CY | CLASS QC2 CONCRETE, SIDEWALK, AS PER PLAN
511E51512 | CY | CLASS QC2 CONCRETE WITH QC/QA, SIDEWALK
511E51513 | CY | CLASS QC2 CONCRETE WITH QC/QA, SIDEWALK, AS PER PLAN
511E52100 | CY | CLASS QC FS CONCRETE
511E52110 | CY | CLASS QC MS CONCRETE
511E52120 | CY | CLASS QC MISC. CONCRETE
511E53010 | CY | CLASS QC1 CONCRETE, MISC.: | ADD SUPPLEMENTAL DESCRIPTION
511E53012 | CY | CLASS QC2 CONCRETE, MISC.: | ADD SUPPLEMENTAL DESCRIPTION
511E53014 | CY | CLASS QC3 CONCRETE, MISC.: | ADD SUPPLEMENTAL DESCRIPTION
511E53016 | CY | CLASS QC4 CONCRETE, MISC.: | ADD SUPPLEMENTAL DESCRIPTION
511E53100 | SY | CLASS QC2 CONCRETE, MISC.: | ADD SUPPLEMENTAL DESCRIPTION
511E60000 | SY | SPECIAL - BRIDGE DECK GROOVING
511E71100 | CY | CONCRETE, MISC.: | ADD SUPPLEMENTAL DESCRIPTION
511E71200 | SF | CONCRETE, MISC.: | ADD SUPPLEMENTAL DESCRIPTION
511E71300 | SY | CONCRETE, MISC.: | ADD SUPPLEMENTAL DESCRIPTION
511E81100 | FT | CONCRETE, MISC.: | ADD SUPPLEMENTAL DESCRIPTION
511E81200 | LS | CONCRETE, MISC.: | ADD SUPPLEMENTAL DESCRIPTION
511E81300 | EACH | CONCRETE, MISC.: | ADD SUPPLEMENTAL DESCRIPTION
511E81400 | LB | CONCRETE, MISC.: | ADD SUPPLEMENTAL DESCRIPTION
511E81500 | CF | CONCRETE, MISC.: | ADD SUPPLEMENTAL DESCRIPTION
512E10000 | SY | SEALING OF CONCRETE SURFACES
512E10001 | SY | SEALING OF CONCRETE SURFACES, AS PER PLAN | PERMANENT GRAFFITI PROTECTION
512E10050 | SY | SEALING OF CONCRETE SURFACES (NON-EPOXY)
512E10051 | SY | SEALING OF CONCRETE SURFACES (NON-EPOXY), AS PER PLAN
512E10100 | SY | SEALING OF CONCRETE SURFACES (EPOXY-URETHANE)
512E10101 | SY | SEALING OF CONCRETE SURFACES (EPOXY-URETHANE), AS PER PLAN
512E10300 | SY | SEALING CONCRETE BRIDGE DECKS WITH HMWM RESIN
512E10301 | SY | SEALING CONCRETE BRIDGE DECKS WITH HMWM RESIN, AS PER PLAN
512E10400 | SY | TREATING OF CONCRETE BRIDGE DECK WITH SRS
512E10401 | SY | TREATING OF CONCRETE BRIDGE DECK WITH SRS, AS PER PLAN
512E10600 | FT | CONCRETE REPAIR BY EPOXY INJECTION
512E10601 | FT | CONCRETE REPAIR BY EPOXY INJECTION, AS PER PLAN
512E21300 | SF | SPECIAL - PROTECTION OF CONCRETE SURFACE
512E33000 | SY | TYPE 2 WATERPROOFING | CHECK UNIT OF MEASURE
512E33001 | SY | TYPE 2 WATERPROOFING, AS PER PLAN | CHECK UNIT OF MEASURE
512E33010 | SY | TYPE 3 WATERPROOFING | CHECK UNIT OF MEASURE
512E33011 | SY | TYPE 3 WATERPROOFING, AS PER PLAN | CHECK UNIT OF MEASURE
512E33300 | SY | TYPE A WATERPROOFING | CHECK UNIT OF MEASURE
512E33301 | SY | TYPE A WATERPROOFING, AS PER PLAN | CHECK UNIT OF MEASURE
512E44400 | SY | TYPE B WATERPROOFING | CHECK UNIT OF MEASURE
512E44401 | SY | TYPE B WATERPROOFING, AS PER PLAN | CHECK UNIT OF MEASURE
512E44450 | SY | TYPE E WATERPROOFING | CHECK UNIT OF MEASURE
512E44451 | SY | TYPE E WATERPROOFING, AS PER PLAN | CHECK UNIT OF MEASURE
512E55900 | LS | TYPE 2 WATERPROOFING | CHECK UNIT OF MEASURE
512E55901 | LS | TYPE 2 WATERPROOFING, AS PER PLAN | CHECK UNIT OF MEASURE
512E55910 | LS | TYPE 3 WATERPROOFING | CHECK UNIT OF MEASURE
512E55911 | LS | TYPE 3 WATERPROOFING, AS PER PLAN | CHECK UNIT OF MEASURE
512E55920 | LS | TYPE A WATERPROOFING | CHECK UNIT OF MEASURE
512E55930 | LS | TYPE B WATERPROOFING | CHECK UNIT OF MEASURE
512E55950 | LS | TYPE E WATERPROOFING | CHECK UNIT OF MEASURE
512E56100 | SY | SPECIAL - BUTYL RUBBER MEMBRANE WATERPROOFING
512E56202 | SY | SPECIAL - ASPHALTIC PANEL
512E67200 | SY | SPECIAL - WATERPROOFING | ADD SUPPLEMENTAL DESCRIPTION
512E67300 | FT | SPECIAL - WATERPROOFING | ADD SUPPLEMENTAL DESCRIPTION
512E67400 | SF | SPECIAL - WATERPROOFING | ADD SUPPLEMENTAL DESCRIPTION
512E67450 | LS | SPECIAL - WATERPROOFING | ADD SUPPLEMENTAL DESCRIPTION
512E71500 | SY | SPECIAL - URETHANE TOP COAT SEALER
512E72000 | SY | SPECIAL - EPOXY WATERPROOFING OVERLAY (1/4" THICK)
512E72500 | LS | SPECIAL - TEST PATCH
512E72510 | EACH | SPECIAL - TEST PATCH
512E73500 | SY | TREATING CONCRETE BRIDGE DECKS WITH GRAVITY FED RESIN
512E73501 | SY | TREATING CONCRETE BRIDGE DECKS WITH GRAVITY FED RESIN, AS PER PLAN
512E74000 | SY | REMOVAL OF EXISTING COATINGS FROM CONCRETE SURFACES
512E74001 | SY | REMOVAL OF EXISTING COATINGS FROM CONCRETE SURFACES, AS PER PLAN
512E75000 | FT | SPECIAL - SEALING | ADD SUPPLEMENTAL DESCRIPTION
512E75010 | SF | SPECIAL - SEALING | ADD SUPPLEMENTAL DESCRIPTION
512E75500 | SY | SPECIAL - SEALING | ADD SUPPLEMENTAL DESCRIPTION
512E99000 | LS | SPECIAL - SEALING OF CONCRETE | DESIGN BUILD PROJECTS ONLY
513E10000 | LS | STRUCTURAL STEEL MEMBERS, LEVEL UF | CHECK UNIT OF MEASURE
513E10001 | LS | STRUCTURAL STEEL MEMBERS, LEVEL UF, AS PER PLAN | CHECK UNIT OF MEASURE
513E10020 | LS | STRUCTURAL STEEL MEMBERS, LEVEL 1 | CHECK UNIT OF MEASURE
513E10021 | LS | STRUCTURAL STEEL MEMBERS, LEVEL 1, AS PER PLAN | CHECK UNIT OF MEASURE
513E10040 | LS | STRUCTURAL STEEL MEMBERS, LEVEL 2 | CHECK UNIT OF MEASURE
513E10041 | LS | STRUCTURAL STEEL MEMBERS, LEVEL 2, AS PER PLAN | CHECK UNIT OF MEASURE
513E10060 | LS | STRUCTURAL STEEL MEMBERS, LEVEL 3 | CHECK UNIT OF MEASURE
513E10061 | LS | STRUCTURAL STEEL MEMBERS, LEVEL 3, AS PER PLAN | CHECK UNIT OF MEASURE
513E10080 | LS | STRUCTURAL STEEL MEMBERS, LEVEL 4 | CHECK UNIT OF MEASURE
513E10081 | LS | STRUCTURAL STEEL MEMBERS, LEVEL 4, AS PER PLAN | CHECK UNIT OF MEASURE
513E10100 | LS | STRUCTURAL STEEL MEMBERS, LEVEL 5 | CHECK UNIT OF MEASURE
513E10101 | LS | STRUCTURAL STEEL MEMBERS, LEVEL 5, AS PER PLAN | CHECK UNIT OF MEASURE
513E10120 | LS | STRUCTURAL STEEL MEMBERS, LEVEL 6 | CHECK UNIT OF MEASURE
513E10121 | LS | STRUCTURAL STEEL MEMBERS, LEVEL 6, AS PER PLAN | CHECK UNIT OF MEASURE
513E10200 | LB | STRUCTURAL STEEL MEMBERS, LEVEL UF | CHECK UNIT OF MEASURE
513E10201 | LB | STRUCTURAL STEEL MEMBERS, LEVEL UF, AS PER PLAN | CHECK UNIT OF MEASURE
513E10220 | LB | STRUCTURAL STEEL MEMBERS, LEVEL 1 | CHECK UNIT OF MEASURE
513E10221 | LB | STRUCTURAL STEEL MEMBERS, LEVEL 1, AS PER PLAN | CHECK UNIT OF MEASURE
513E10240 | LB | STRUCTURAL STEEL MEMBERS, LEVEL 2 | CHECK UNIT OF MEASURE
513E10241 | LB | STRUCTURAL STEEL MEMBERS, LEVEL 2, AS PER PLAN | CHECK UNIT OF MEASURE
513E10260 | LB | STRUCTURAL STEEL MEMBERS, LEVEL 3 | CHECK UNIT OF MEASURE
513E10261 | LB | STRUCTURAL STEEL MEMBERS, LEVEL 3, AS PER PLAN | CHECK UNIT OF MEASURE
513E10280 | LB | STRUCTURAL STEEL MEMBERS, LEVEL 4 | CHECK UNIT OF MEASURE
513E10281 | LB | STRUCTURAL STEEL MEMBERS, LEVEL 4, AS PER PLAN | CHECK UNIT OF MEASURE
513E10300 | LB | STRUCTURAL STEEL MEMBERS, LEVEL 5 | CHECK UNIT OF MEASURE
513E10301 | LB | STRUCTURAL STEEL MEMBERS, LEVEL 5, AS PER PLAN | CHECK UNIT OF MEASURE
513E10320 | LB | STRUCTURAL STEEL MEMBERS, LEVEL 6 | CHECK UNIT OF MEASURE
513E10321 | LB | STRUCTURAL STEEL MEMBERS, LEVEL 6, AS PER PLAN | CHECK UNIT OF MEASURE
513E10400 | LB | STRUCTURAL STEEL MEMBERS, HYBRID GIRDER, LEVEL SIX (6) FABRICATION
513E10401 | LB | STRUCTURAL STEEL MEMBERS, HYBRID GIRDER, LEVEL SIX (6) FABRICATION, AS PER PLAN
513E15000 | EACH | STRUCTURAL STEEL MEMBERS, SPECIALIZED MULTI ROTATIONAL BEARING (SMR), LEVEL UF
513E15001 | EACH | STRUCTURAL STEEL MEMBERS, SPECIALIZED MULTI ROTATIONAL BEARING (SMR), LEVEL UF, AS PER PLAN
513E17000 | FT | STRUCTURAL STEEL MEMBERS, MODULAR EXPANSION JOINT, LEVEL UF
513E17001 | FT | STRUCTURAL STEEL MEMBERS, MODULAR EXPANSION JOINT, LEVEL UF, AS PER PLAN
513E20000 | EACH | WELDED STUD SHEAR CONNECTORS
513E20001 | EACH | WELDED STUD SHEAR CONNECTORS, AS PER PLAN
513E21000 | EACH | TRIMMING OF BEAM END
513E21001 | EACH | TRIMMING OF BEAM END, AS PER PLAN
513E21500 | LB | REPLACEMENT OF DETERIORATED END CROSSFRAMES
513E21501 | LB | REPLACEMENT OF DETERIORATED END CROSSFRAMES, AS PER PLAN
513E21599 | LB | STRUCTURAL STEEL FOR REHABILITATION
513E21600 | LB | STRUCTURAL STEEL FOR REHABILITATION, AS PER PLAN
513E90000 | LB | STRUCTURAL STEEL, MISC.: | ADD SUPPLEMENTAL DESCRIPTION
513E95000 | FT | STRUCTURAL STEEL, MISC.: | ADD SUPPLEMENTAL DESCRIPTION
513E95020 | LS | STRUCTURAL STEEL, MISC.: | ADD SUPPLEMENTAL DESCRIPTION
513E95030 | EACH | STRUCTURAL STEEL, MISC.: | ADD SUPPLEMENTAL DESCRIPTION
513E95050 | SF | STRUCTURAL STEEL, MISC.: | ADD SUPPLEMENTAL DESCRIPTION
514E00050 | SF | SURFACE PREPARATION OF EXISTING STRUCTURAL STEEL
514E00051 | SF | SURFACE PREPARATION OF EXISTING STRUCTURAL STEEL, AS PER PLAN
514E00056 | SF | FIELD PAINTING OF EXISTING STRUCTURAL STEEL, PRIME COAT
514E00057 | SF | FIELD PAINTING OF EXISTING STRUCTURAL STEEL, PRIME COAT, AS PER PLAN
514E00060 | SF | FIELD PAINTING STRUCTURAL STEEL, INTERMEDIATE COAT
514E00061 | SF | FIELD PAINTING STRUCTURAL STEEL, INTERMEDIATE COAT, AS PER PLAN
514E00066 | SF | FIELD PAINTING STRUCTURAL STEEL, FINISH COAT
514E00067 | SF | FIELD PAINTING STRUCTURAL STEEL, FINISH COAT, AS PER PLAN
514E00100 | LS | SURFACE PREPARATION OF EXISTING STRUCTURAL STEEL
514E00101 | LS | SURFACE PREPARATION OF EXISTING STRUCTURAL STEEL, AS PER PLAN
514E00200 | LS | FIELD PAINTING OF EXISTING STRUCTURAL STEEL, PRIME COAT
514E00201 | LS | FIELD PAINTING OF EXISTING STRUCTURAL STEEL, PRIME COAT, AS PER PLAN
514E00300 | LS | FIELD PAINTING STRUCTURAL STEEL, INTERMEDIATE COAT
514E00301 | LS | FIELD PAINTING STRUCTURAL STEEL, INTERMEDIATE COAT, AS PER PLAN
514E00400 | LS | FIELD PAINTING STRUCTURAL STEEL, FINISH COAT
514E00401 | LS | FIELD PAINTING STRUCTURAL STEEL, FINISH COAT, AS PER PLAN
514E00504 | MNHR | GRINDING FINS, TEARS, SLIVERS ON EXISTING STRUCTURAL STEEL
514E00505 | MNHR | GRINDING FINS, TEARS, SLIVERS ON EXISTING STRUCTURAL STEEL, AS PER PLAN
514E00800 | LB | FIELD PAINTING STRUCTURAL STEEL, INTERMEDIATE COAT
514E00850 | LB | FIELD PAINTING STRUCTURAL STEEL, FINISH COAT
514E00851 | LB | FIELD PAINTING STRUCTURAL STEEL, FINISH COAT, AS PER PLAN
514E10000 | EACH | FINAL INSPECTION REPAIR
514E10001 | EACH | FINAL INSPECTION REPAIR, AS PER PLAN
514E20000 | SF | FIELD PAINTING OF DAMAGED STRUCTURAL STEEL
514E20001 | SF | FIELD PAINTING OF DAMAGED STRUCTURAL STEEL, AS PER PLAN
514E21000 | LS | FIELD PAINTING OF DAMAGED STRUCTURAL STEEL
514E21001 | LS | FIELD PAINTING OF DAMAGED STRUCTURAL STEEL, AS PER PLAN
514E27700 | SF | FIELD PAINTING, MISC.: | ADD SUPPLEMENTAL DESCRIPTION
514E27702 | EACH | FIELD PAINTING, MISC.: | ADD SUPPLEMENTAL DESCRIPTION
514E27710 | FT | FIELD PAINTING, MISC.: | ADD SUPPLEMENTAL DESCRIPTION
514E27800 | LS | FIELD PAINTING, MISC.: | ADD SUPPLEMENTAL DESCRIPTION
514E80010 | LB | SHOP PAINTING AND FIELD TOUCH-UP OF STRUCTURAL STEEL
514E80011 | LB | SHOP PAINTING AND FIELD TOUCH-UP OF STRUCTURAL STEEL, AS PER PLAN
514E80020 | SF | SHOP PAINTING AND FIELD TOUCH-UP OF STRUCTURAL STEEL
514E80030 | LS | SHOP PAINTING AND FIELD TOUCH-UP OF STRUCTURAL STEEL
514E80100 | SF | SPECIAL - SHOP PAINTING OF STRUCTURAL STEEL
514E80110 | LS | SPECIAL - FIELD PAINTING OF STRUCTURAL STEEL CROSSFRAMES
514E99000 | LS | SPECIAL - BRIDGE PAINTING | DESIGN BUILD PROJECTS ONLY
515E10000 | EACH | PRESTRESSED CONCRETE NON-COMPOSITE BOX BEAM BRIDGE MEMBERS, LEVEL 1, B12-36 | SPECIFY BEAM LENGTH
515E10010 | EACH | PRESTRESSED CONCRETE NON-COMPOSITE BOX BEAM BRIDGE MEMBERS, LEVEL 1, B12-48 | SPECIFY BEAM LENGTH
515E10011 | EACH | PRESTRESSED CONCRETE NON-COMPOSITE BOX BEAM BRIDGE MEMBERS, LEVEL 1, B12-48, AS PER PLAN | SPECIFY BEAM LENGTH
515E10020 | EACH | PRESTRESSED CONCRETE NON-COMPOSITE BOX BEAM BRIDGE MEMBERS, LEVEL 1, B17-36 | SPECIFY BEAM LENGTH
515E10021 | EACH | PRESTRESSED CONCRETE NON-COMPOSITE BOX BEAM BRIDGE MEMBERS, LEVEL 1, B17-36, AS PER PLAN | SPECIFY BEAM LENGTH
515E10030 | EACH | PRESTRESSED CONCRETE NON-COMPOSITE BOX BEAM BRIDGE MEMBERS, LEVEL 1, B17-48 | SPECIFY BEAM LENGTH
515E10031 | EACH | PRESTRESSED CONCRETE NON-COMPOSITE BOX BEAM BRIDGE MEMBERS, LEVEL 1, B17-48, AS PER PLAN | SPECIFY BEAM LENGTH
515E10040 | EACH | PRESTRESSED CONCRETE NON-COMPOSITE BOX BEAM BRIDGE MEMBERS, LEVEL 1, B21-36 | SPECIFY BEAM LENGTH
515E10050 | EACH | PRESTRESSED CONCRETE NON-COMPOSITE BOX BEAM BRIDGE MEMBERS, LEVEL 1, B21-48 | SPECIFY BEAM LENGTH
515E10051 | EACH | PRESTRESSED CONCRETE NON-COMPOSITE BOX BEAM BRIDGE MEMBERS, LEVEL 1, B21-48, AS PER PLAN | SPECIFY BEAM LENGTH
515E10060 | EACH | PRESTRESSED CONCRETE NON-COMPOSITE BOX BEAM BRIDGE MEMBERS, LEVEL 1, B27-36 | SPECIFY BEAM LENGTH
515E10061 | EACH | PRESTRESSED CONCRETE NON-COMPOSITE BOX BEAM BRIDGE MEMBERS, LEVEL 1, B27-36, AS PER PLAN | SPECIFY BEAM LENGTH
515E10070 | EACH | PRESTRESSED CONCRETE NON-COMPOSITE BOX BEAM BRIDGE MEMBERS, LEVEL 1, B27-48 | SPECIFY BEAM LENGTH
515E10071 | EACH | PRESTRESSED CONCRETE NON-COMPOSITE BOX BEAM BRIDGE MEMBERS, LEVEL 1, B27-48, AS PER PLAN | SPECIFY BEAM LENGTH
515E10080 | EACH | PRESTRESSED CONCRETE NON-COMPOSITE BOX BEAM BRIDGE MEMBERS, LEVEL 1, B33-36 | SPECIFY BEAM LENGTH
515E10081 | EACH | PRESTRESSED CONCRETE NON-COMPOSITE BOX BEAM BRIDGE MEMBERS, LEVEL 1, B33-36, AS PER PLAN | SPECIFY BEAM LENGTH
515E10090 | EACH | PRESTRESSED CONCRETE NON-COMPOSITE BOX BEAM BRIDGE MEMBERS, LEVEL 1, B33-48 | SPECIFY BEAM LENGTH
515E10091 | EACH | PRESTRESSED CONCRETE NON-COMPOSITE BOX BEAM BRIDGE MEMBERS, LEVEL 1, B33-48, AS PER PLAN | SPECIFY BEAM LENGTH
515E10100 | EACH | PRESTRESSED CONCRETE NON-COMPOSITE BOX BEAM BRIDGE MEMBERS, LEVEL 1, B42-36 | SPECIFY BEAM LENGTH
515E10110 | EACH | PRESTRESSED CONCRETE NON-COMPOSITE BOX BEAM BRIDGE MEMBERS, LEVEL 1, B42-48 | SPECIFY BEAM LENGTH
515E10111 | EACH | PRESTRESSED CONCRETE NON-COMPOSITE BOX BEAM BRIDGE MEMBERS, LEVEL 1, B42-48, AS PER PLAN | SPECIFY BEAM LENGTH
515E10300 | EACH | DRAPED STRAND PRESTRESSED CONCRETE BRIDGE I-BEAM MEMBERS, LEVEL 3 | SPECIFY BEAM LENGTH
515E11000 | EACH | PRESTRESSED CONCRETE NON-COMPOSITE BOX BEAM BRIDGE MEMBERS, LEVEL 1, MISC.: | ADD SUPPLEMENTAL DESCRIPTION
515E12000 | EACH | PRESTRESSED CONCRETE COMPOSITE BOX BEAM BRIDGE MEMBERS, LEVEL 1, CB12-36 | SPECIFY BEAM LENGTH
515E12010 | EACH | PRESTRESSED CONCRETE COMPOSITE BOX BEAM BRIDGE MEMBERS, LEVEL 1, CB12-48 | SPECIFY BEAM LENGTH
515E12020 | EACH | PRESTRESSED CONCRETE COMPOSITE BOX BEAM BRIDGE MEMBERS, LEVEL 1, CB17-36 | SPECIFY BEAM LENGTH
515E12021 | EACH | PRESTRESSED CONCRETE COMPOSITE BOX BEAM BRIDGE MEMBERS, LEVEL 1, CB17-36, AS PER PLAN | SPECIFY BEAM LENGTH
515E12030 | EACH | PRESTRESSED CONCRETE COMPOSITE BOX BEAM BRIDGE MEMBERS, LEVEL 1, CB17-48 | SPECIFY BEAM LENGTH
515E12031 | EACH | PRESTRESSED CONCRETE COMPOSITE BOX BEAM BRIDGE MEMBERS, LEVEL 1, CB17-48, AS PER PLAN | SPECIFY BEAM LENGTH
515E12040 | EACH | PRESTRESSED CONCRETE COMPOSITE BOX BEAM BRIDGE MEMBERS, LEVEL 1, CB21-36 | SPECIFY BEAM LENGTH
515E12041 | EACH | PRESTRESSED CONCRETE COMPOSITE BOX BEAM BRIDGE MEMBERS, LEVEL 1, CB21-36, AS PER PLAN | SPECIFY BEAM LENGTH
515E12050 | EACH | PRESTRESSED CONCRETE COMPOSITE BOX BEAM BRIDGE MEMBERS, LEVEL 1, CB21-48 | SPECIFY BEAM LENGTH
515E12051 | EACH | PRESTRESSED CONCRETE COMPOSITE BOX BEAM BRIDGE MEMBERS, LEVEL 1, CB21-48, AS PER PLAN | SPECIFY BEAM LENGTH
515E12060 | EACH | PRESTRESSED CONCRETE COMPOSITE BOX BEAM BRIDGE MEMBERS, LEVEL 1, CB27-36 | SPECIFY BEAM LENGTH
515E12061 | EACH | PRESTRESSED CONCRETE COMPOSITE BOX BEAM BRIDGE MEMBERS, LEVEL 1, CB27-36, AS PER PLAN | SPECIFY BEAM LENGTH
515E12070 | EACH | PRESTRESSED CONCRETE COMPOSITE BOX BEAM BRIDGE MEMBERS, LEVEL 1, CB27-48 | SPECIFY BEAM LENGTH
515E12071 | EACH | PRESTRESSED CONCRETE COMPOSITE BOX BEAM BRIDGE MEMBERS, LEVEL 1, CB27-48, AS PER PLAN | SPECIFY BEAM LENGTH
515E12080 | EACH | PRESTRESSED CONCRETE COMPOSITE BOX BEAM BRIDGE MEMBERS, LEVEL 1, CB33-36 | SPECIFY BEAM LENGTH
515E12081 | EACH | PRESTRESSED CONCRETE COMPOSITE BOX BEAM BRIDGE MEMBERS, LEVEL 1, CB33-36, AS PER PLAN | SPECIFY BEAM LENGTH
515E12090 | EACH | PRESTRESSED CONCRETE COMPOSITE BOX BEAM BRIDGE MEMBERS, LEVEL 1, CB33-48 | SPECIFY BEAM LENGTH
515E12091 | EACH | PRESTRESSED CONCRETE COMPOSITE BOX BEAM BRIDGE MEMBERS, LEVEL 1, CB33-48, AS PER PLAN | SPECIFY BEAM LENGTH
515E12100 | EACH | PRESTRESSED CONCRETE COMPOSITE BOX BEAM BRIDGE MEMBERS, LEVEL 1, CB42-36 | SPECIFY BEAM LENGTH
515E12101 | EACH | PRESTRESSED CONCRETE COMPOSITE BOX BEAM BRIDGE MEMBERS, LEVEL 1, CB42-36, AS PER PLAN | SPECIFY BEAM LENGTH
515E12110 | EACH | PRESTRESSED CONCRETE COMPOSITE BOX BEAM BRIDGE MEMBERS, LEVEL 1, CB42-48 | SPECIFY BEAM LENGTH
515E12111 | EACH | PRESTRESSED CONCRETE COMPOSITE BOX BEAM BRIDGE MEMBERS, LEVEL 1, CB42-48, AS PER PLAN | SPECIFY BEAM LENGTH
515E13000 | EACH | PRESTRESSED CONCRETE COMPOSITE BOX BEAM BRIDGE MEMBERS, LEVEL 1, MISC.: | ADD SUPPLEMENTAL DESCRIPTION
515E14000 | EACH | STRAIGHT STRAND PRESTRESSED CONCRETE BRIDGE I-BEAM MEMBERS, LEVEL 2, TYPE 2 | SPECIFY BEAM LENGTH
515E14010 | EACH | STRAIGHT STRAND PRESTRESSED CONCRETE BRIDGE I-BEAM MEMBERS, LEVEL 2, TYPE 3 | SPECIFY BEAM LENGTH
515E14011 | EACH | STRAIGHT STRAND PRESTRESSED CONCRETE BRIDGE I-BEAM MEMBERS, LEVEL 2, TYPE 3, AS PER PLAN | SPECIFY BEAM LENGTH
515E14020 | EACH | STRAIGHT STRAND PRESTRESSED CONCRETE BRIDGE I-BEAM MEMBERS, LEVEL 2, TYPE 4 | SPECIFY BEAM LENGTH
515E14021 | EACH | STRAIGHT STRAND PRESTRESSED CONCRETE BRIDGE I-BEAM MEMBERS, LEVEL 2, TYPE 4, AS PER PLAN | SPECIFY BEAM LENGTH
515E14030 | EACH | STRAIGHT STRAND PRESTRESSED CONCRETE BRIDGE I-BEAM MEMBERS, LEVEL 2, TYPE 4 MOD. (60") | SPECIFY BEAM LENGTH
515E14040 | EACH | STRAIGHT STRAND PRESTRESSED CONCRETE BRIDGE I-BEAM MEMBERS, LEVEL 2, TYPE 4 MOD. (66") | SPECIFY BEAM LENGTH
515E14050 | EACH | STRAIGHT STRAND PRESTRESSED CONCRETE BRIDGE I-BEAM MEMBERS, LEVEL 2, TYPE 4 MOD. (72") | SPECIFY BEAM LENGTH
515E14051 | EACH | STRAIGHT STRAND PRESTRESSED CONCRETE BRIDGE I-BEAM MEMBERS, LEVEL 2, TYPE 4 MOD. (72"), AS PER PLAN | SPECIFY BEAM LENGTH
515E14060 | EACH | STRAIGHT STRAND PRESTRESSED CONCRETE BRIDGE I-BEAM MEMBERS, LEVEL 2, TYPE 4 MOD. (78") | SPECIFY BEAM LENGTH
515E14070 | EACH | STRAIGHT STRAND PRESTRESSED CONCRETE BRIDGE I-BEAM MEMBERS, LEVEL 2, TYPE WF36-49 | SPECIFY BEAM LENGTH
515E14080 | EACH | STRAIGHT STRAND PRESTRESSED CONCRETE BRIDGE I-BEAM MEMBERS, LEVEL 2, TYPE WF42-49 | SPECIFY BEAM LENGTH
515E14090 | EACH | STRAIGHT STRAND PRESTRESSED CONCRETE BRIDGE I-BEAM MEMBERS, LEVEL 2, TYPE WF48-49 | SPECIFY BEAM LENGTH
515E14100 | EACH | STRAIGHT STRAND PRESTRESSED CONCRETE BRIDGE I-BEAM MEMBERS, LEVEL 2, TYPE WF54-49 | SPECIFY BEAM LENGTH
515E14110 | EACH | STRAIGHT STRAND PRESTRESSED CONCRETE BRIDGE I-BEAM MEMBERS, LEVEL 2, TYPE WF60-49 | SPECIFY BEAM LENGTH
515E14120 | EACH | STRAIGHT STRAND PRESTRESSED CONCRETE BRIDGE I-BEAM MEMBERS, LEVEL 2, TYPE WF66-49 | SPECIFY BEAM LENGTH
515E14130 | EACH | STRAIGHT STRAND PRESTRESSED CONCRETE BRIDGE I-BEAM MEMBERS, LEVEL 2, TYPE WF72-49 | SPECIFY BEAM LENGTH
515E15000 | EACH | DRAPED STRAND PRESTRESSED CONCRETE BRIDGE I-BEAM MEMBERS, LEVEL 3, TYPE 2 | SPECIFY BEAM LENGTH
515E15010 | EACH | DRAPED STRAND PRESTRESSED CONCRETE BRIDGE I-BEAM MEMBERS, LEVEL 3, TYPE 3 | SPECIFY BEAM LENGTH
515E15011 | EACH | DRAPED STRAND PRESTRESSED CONCRETE BRIDGE I-BEAM MEMBERS, LEVEL 3, TYPE 3, AS PER PLAN | SPECIFY BEAM LENGTH
515E15020 | EACH | DRAPED STRAND PRESTRESSED CONCRETE BRIDGE I-BEAM MEMBERS, LEVEL 3, TYPE 4 | SPECIFY BEAM LENGTH
515E15021 | EACH | DRAPED STRAND PRESTRESSED CONCRETE BRIDGE I-BEAM MEMBERS, LEVEL 3, TYPE 4, AS PER PLAN | SPECIFY BEAM LENGTH
515E15030 | EACH | DRAPED STRAND PRESTRESSED CONCRETE BRIDGE I-BEAM MEMBERS, LEVEL 3, TYPE 4 MOD. (60 IN.) | SPECIFY BEAM LENGTH
515E15031 | EACH | DRAPED STRAND PRESTRESSED CONCRETE BRIDGE I-BEAM MEMBERS, LEVEL 3, TYPE 4 MOD. (60"), AS PER PLAN | SPECIFY BEAM LENGTH
515E15040 | EACH | DRAPED STRAND PRESTRESSED CONCRETE BRIDGE I-BEAM MEMBERS, LEVEL 3, TYPE 4 MOD. (66") | SPECIFY BEAM LENGTH
515E15041 | EACH | DRAPED STRAND PRESTRESSED CONCRETE BRIDGE I-BEAM MEMBERS, LEVEL 3, TYPE 4 MOD. (66"), AS PER PLAN | SPECIFY BEAM LENGTH
515E15050 | EACH | DRAPED STRAND PRESTRESSED CONCRETE BRIDGE I-BEAM MEMBERS, LEVEL 3, TYPE 4 MOD. (72") | SPECIFY BEAM LENGTH
515E15051 | EACH | DRAPED STRAND PRESTRESSED CONCRETE BRIDGE I-BEAM MEMBERS, LEVEL 3, TYPE 4 MOD. (72"), AS PER PLAN | SPECIFY BEAM LENGTH
515E15054 | EACH | DRAPED STRAND PRESTRESSED CONCRETE BRIDGE I-BEAM MEMBERS, LEVEL 3, TYPE 4 MOD. (78") | SPECIFY BEAM LENGTH
515E15055 | EACH | DRAPED STRAND PRESTRESSED CONCRETE BRIDGE I-BEAM MEMBERS, LEVEL 3, TYPE 4 MOD. (78"), AS PER PLAN | SPECIFY BEAM LENGTH
515E15060 | EACH | DRAPED STRAND PRESTRESSED CONCRETE BRIDGE I-BEAM MEMBERS, LEVEL 3, TYPE 4 MOD. (84") | SPECIFY BEAM LENGTH
515E15061 | EACH | DRAPED STRAND PRESTRESSED CONCRETE BRIDGE I-BEAM MEMBERS, LEVEL 3, TYPE 4 MOD. (84"), AS PER PLAN | SPECIFY BEAM LENGTH
515E15070 | EACH | DRAPED STRAND PRESTRESSED CONCRETE BRIDGE I-BEAM MEMBERS, LEVEL 3, TYPE WF36-49 | SPECIFY BEAM LENGTH
515E15071 | EACH | DRAPED STRAND PRESTRESSED CONCRETE BRIDGE I-BEAM MEMBERS, LEVEL 3, TYPE WF36-49, AS PER PLAN | SPECIFY BEAM LENGTH
515E15080 | EACH | DRAPED STRAND PRESTRESSED CONCRETE BRIDGE I-BEAM MEMBERS, LEVEL 3, TYPE WF42-49 | SPECIFY BEAM LENGTH
515E15090 | EACH | DRAPED STRAND PRESTRESSED CONCRETE BRIDGE I-BEAM MEMBERS, LEVEL 3, TYPE WF48-49 | SPECIFY BEAM LENGTH
515E15100 | EACH | DRAPED STRAND PRESTRESSED CONCRETE BRIDGE I-BEAM MEMBERS, LEVEL 3, TYPE WF54-49 | SPECIFY BEAM LENGTH
515E15110 | EACH | DRAPED STRAND PRESTRESSED CONCRETE BRIDGE I-BEAM MEMBERS, LEVEL 3, TYPE WF60-49 | SPECIFY BEAM LENGTH
515E15120 | EACH | DRAPED STRAND PRESTRESSED CONCRETE BRIDGE I-BEAM MEMBERS, LEVEL 3, TYPE WF66-49 | SPECIFY BEAM LENGTH
515E15130 | EACH | DRAPED STRAND PRESTRESSED CONCRETE BRIDGE I-BEAM MEMBERS, LEVEL 3, TYPE WF72-49 | SPECIFY BEAM LENGTH
515E15140 | EACH | DRAPED STRAND PRESTRESSED CONCRETE BRIDGE I-BEAM MEMBERS, LEVEL 3, TYPE WF84-49 | SPECIFY BEAM LENGTH
515E16000 | EACH | PRESTRESSED CONCRETE BRIDGE I-BEAM MEMBERS, MISC.: | ADD SUPPLEMENTAL DESCRIPTION
515E17000 | EACH | PRESTRESSED CONCRETE, MISC.: | ADD SUPPLEMENTAL DESCRIPTION
515E20000 | EACH | INTERMEDIATE DIAPHRAGMS
515E20001 | EACH | INTERMEDIATE DIAPHRAGMS, AS PER PLAN
515E30000 | FT | HIGH EARLY STRENGTH KEYWAY GROUT
516E01300 | FT | ELASTOMERIC STRIP SEAL WITHOUT STEEL EXTRUSIONS
516E01301 | FT | ELASTOMERIC STRIP SEAL WITHOUT STEEL EXTRUSIONS, AS PER PLAN
516E10000 | FT | PREFORMED ELASTOMERIC COMPRESSION JOINT SEAL
516E10001 | FT | PREFORMED ELASTOMERIC COMPRESSION JOINT SEAL, AS PER PLAN
516E10010 | FT | ARMORLESS PREFORMED JOINT SEAL
516E10011 | FT | ARMORLESS PREFORMED JOINT SEAL, AS PER PLAN
516E10500 | FT | STRUCTURAL EXPANSION JOINT INCLUDING ELASTOMERIC COMPRESSION SEAL
516E10501 | FT | STRUCTURAL EXPANSION JOINT INCLUDING ELASTOMERIC COMPRESSION SEAL, AS PER PLAN
516E10900 | FT | ELASTOMERIC COMPRESSION SEAL
516E10901 | FT | ELASTOMERIC COMPRESSION SEAL, AS PER PLAN
516E11210 | FT | STRUCTURAL EXPANSION JOINT INCLUDING ELASTOMERIC STRIP SEAL
516E11211 | FT | STRUCTURAL EXPANSION JOINT INCLUDING ELASTOMERIC STRIP SEAL, AS PER PLAN
516E11800 | FT | VERTICAL EXTENSION OF STRUCTURAL EXPANSION JOINT
516E11801 | FT | VERTICAL EXTENSION OF STRUCTURAL EXPANSION JOINT, AS PER PLAN
516E11900 | FT | HORIZONTAL EXTENSION OF STRUCTURAL EXPANSION JOINT
516E11901 | FT | HORIZONTAL EXTENSION OF STRUCTURAL EXPANSION JOINT, AS PER PLAN
516E12200 | FT | STRUCTURAL STEEL EXPANSION JOINT
516E12201 | FT | STRUCTURAL STEEL EXPANSION JOINT, AS PER PLAN
516E12300 | FT | STRIP SEAL EXPANSION JOINT ANCHORED WITH ELASTOMERIC CONCRETE | WITHOUT SIDEWALK
516E12301 | FT | STRIP SEAL EXPANSION JOINT ANCHORED WITH ELASTOMERIC CONCRETE, AS PER PLAN | WITHOUT SIDEWALK
516E12302 | FT | STRIP SEAL EXPANSION JOINT ANCHORED WITH ELASTOMERIC CONCRETE | WITH SIDEWALK
516E12310 | LB | SIDEWALK COVER PLATE
516E12400 | FT | SPECIAL - MODULAR EXPANSION JOINT
516E13000 | SF | 1/4" PREFORMED EXPANSION JOINT FILLER
516E13001 | SF | 1/4" PREFORMED EXPANSION JOINT FILLER, AS PER PLAN
516E13200 | SF | 1/2" PREFORMED EXPANSION JOINT FILLER
516E13201 | SF | 1/2" PREFORMED EXPANSION JOINT FILLER, AS PER PLAN
516E13400 | SF | 3/4" PREFORMED EXPANSION JOINT FILLER
516E13600 | SF | 1" PREFORMED EXPANSION JOINT FILLER
516E13601 | SF | 1" PREFORMED EXPANSION JOINT FILLER, AS PER PLAN
516E13800 | SF | 1-1/2" PREFORMED EXPANSION JOINT FILLER
516E13900 | SF | 2" PREFORMED EXPANSION JOINT FILLER
516E13901 | SF | 2" PREFORMED EXPANSION JOINT FILLER, AS PER PLAN
516E14000 | SF | PREFORMED EXPANSION JOINT FILLER, MISC.: | SPECIFY THICKNESS
516E14010 | FT | SPECIAL - POURED POLYURETHANE JOINT SEAL
516E14014 | FT | INTEGRAL ABUTMENT EXPANSION JOINT SEAL
516E14015 | FT | INTEGRAL ABUTMENT EXPANSION JOINT SEAL, AS PER PLAN
516E14020 | FT | SEMI-INTEGRAL ABUTMENT EXPANSION JOINT SEAL
516E14021 | FT | SEMI-INTEGRAL ABUTMENT EXPANSION JOINT SEAL, AS PER PLAN
516E14100 | FT | SPECIAL - CONTINUOUS SEAL IN POLYMER CONCRETE JOINT | SPECIFY WIDTH
516E14110 | FT | SPECIAL - CONTINUOUS SEAL IN STRUCTURAL STEEL JOINT | SPECIFY WIDTH
516E14500 | SF | STRUCTURAL JOINT OR JOINT SEALER, MISC.: | ADD SUPPLEMENTAL DESCRIPTION
516E14600 | FT | STRUCTURAL JOINT OR JOINT SEALER, MISC.: | ADD SUPPLEMENTAL DESCRIPTION
516E14800 | LS | STRUCTURAL JOINT OR JOINT SEALER, MISC.: | ADD SUPPLEMENTAL DESCRIPTION
516E15000 | EACH | STRUCTURAL JOINT OR JOINT SEALER, MISC.: | ADD SUPPLEMENTAL DESCRIPTION
516E20000 | SF | 3/4" ELASTOMERIC ERECTION STRIP
516E20010 | SF | 1" ELASTOMERIC ERECTION STRIP
516E25000 | SF | NYLON REINFORCED NEOPRENE SHEETING
516E25001 | SF | NYLON REINFORCED NEOPRENE SHEETING, AS PER PLAN
516E31000 | FT | JOINT SEALER
516E31001 | FT | JOINT SEALER, AS PER PLAN
516E31010 | FT | 2" DEEP JOINT SEALER
516E31011 | FT | 2" DEEP JOINT SEALER, AS PER PLAN
516E31200 | FT | SPECIAL - SAWING AND SEALING BITUMINOUS CONCRETE JOINTS | STRUCTURE ITEM ONLY
516E31250 | FT | SPECIAL - SAWING AND SEALING CONCRETE JOINTS
516E41100 | EACH | 1/8" PREFORMED BEARING PAD | CHECK UNIT OF MEASURE
516E41200 | SF | 1/8" PREFORMED BEARING PAD | CHECK UNIT OF MEASURE
516E41300 | EACH | 1/2" ELASTOMERIC BEARING PAD | CHECK UNIT OF MEASURE
516E41400 | SF | 1/2" ELASTOMERIC BEARING PAD | CHECK UNIT OF MEASURE
516E41500 | EACH | 1" ELASTOMERIC BEARING PAD | CHECK UNIT OF MEASURE
516E41600 | SF | 1" ELASTOMERIC BEARING PAD | CHECK UNIT OF MEASURE
516E41601 | SF | 1" ELASTOMERIC BEARING PAD, AS PER PLAN | CHECK UNIT OF MEASURE
516E42000 | EACH | ELASTOMERIC BEARING PAD, MISC.: | ADD SUPPLEMENTAL DESCRIPTION
516E42600 | FT | ELASTOMERIC BEARING PAD, MISC.: | ADD SUPPLEMENTAL DESCRIPTION
516E43100 | EACH | ELASTOMERIC BEARING WITH INTERNAL LAMINATES ONLY (NEOPRENE) | <2" THICK, SPECIFY DIMENSIONS
516E43101 | EACH | ELASTOMERIC BEARING WITH INTERNAL LAMINATES ONLY (NEOPRENE), AS PER PLAN | <2" THICK, SPECIFY DIMENSIONS
516E43200 | EACH | ELASTOMERIC BEARING WITH INTERNAL LAMINATES ONLY (NEOPRENE) | 2"-3" TK, SPECIFY DIMENSIONS
516E43201 | EACH | ELASTOMERIC BEARING WITH INTERNAL LAMINATES ONLY (NEOPRENE), AS PER PLAN | 2"-3" TK, SPECIFY DIMENSIONS
516E43300 | EACH | ELASTOMERIC BEARING WITH INTERNAL LAMINATES ONLY (NEOPRENE) | 3"-4" TK, SPECIFY DIMENSIONS
516E43301 | EACH | ELASTOMERIC BEARING WITH INTERNAL LAMINATES ONLY (NEOPRENE), AS PER PLAN | 3"-4" TK, SPECIFY DIMENSIONS
516E43400 | EACH | ELASTOMERIC BEARING WITH INTERNAL LAMINATES ONLY (NEOPRENE) | 4"-5" TK, SPECIFY DIMENSIONS
516E43401 | EACH | ELASTOMERIC BEARING WITH INTERNAL LAMINATES ONLY (NEOPRENE), AS PER PLAN | 4"-5" TK, SPECIFY DIMENSIONS
516E43500 | EACH | ELASTOMERIC BEARING WITH INTERNAL LAMINATES ONLY (NEOPRENE) | 5" & OVER, SPECIFY DIMENSIONS
516E43501 | EACH | ELASTOMERIC BEARING WITH INTERNAL LAMINATES ONLY (NEOPRENE), AS PER PLAN | 5" & OVER, SPECIFY DIMENSIONS
516E44000 | EACH | ELASTOMERIC BEARING WITH INTERNAL LAMINATES AND LOAD PLATE (NEOPRENE) | <2" THICK, SPECIFY DIMENSIONS
516E44001 | EACH | ELASTOMERIC BEARING WITH INTERNAL LAMINATES AND LOAD PLATE (NEOPRENE), AS PER PLAN | <2" THICK, SPECIFY DIMENSIONS
516E44100 | EACH | ELASTOMERIC BEARING WITH INTERNAL LAMINATES AND LOAD PLATE (NEOPRENE) | 2"-3" TK, SPECIFY DIMENSIONS
516E44101 | EACH | ELASTOMERIC BEARING WITH INTERNAL LAMINATES AND LOAD PLATE (NEOPRENE), AS PER PLAN | 2"-3" TK, SPECIFY DIMENSIONS
516E44200 | EACH | ELASTOMERIC BEARING WITH INTERNAL LAMINATES AND LOAD PLATE (NEOPRENE) | 3"-4" TK, SPECIFY DIMENSIONS
516E44201 | EACH | ELASTOMERIC BEARING WITH INTERNAL LAMINATES AND LOAD PLATE (NEOPRENE), AS PER PLAN | 3"-4" TK, SPECIFY DIMENSIONS
516E44300 | EACH | ELASTOMERIC BEARING WITH INTERNAL LAMINATES AND LOAD PLATE (NEOPRENE) | 4"-5" TK, SPECIFY DIMENSIONS
516E44301 | EACH | ELASTOMERIC BEARING WITH INTERNAL LAMINATES AND LOAD PLATE (NEOPRENE), AS PER PLAN | 4"-5" TK, SPECIFY DIMENSIONS
516E44400 | EACH | ELASTOMERIC BEARING WITH INTERNAL LAMINATES AND LOAD PLATE (NEOPRENE) | 5" & OVER, SPECIFY DIMENSIONS
516E44401 | EACH | ELASTOMERIC BEARING WITH INTERNAL LAMINATES AND LOAD PLATE (NEOPRENE), AS PER PLAN | 5" & OVER, SPECIFY DIMENSIONS
516E45000 | EACH | STEEL POT BEARING
516E45001 | EACH | STEEL POT BEARING, AS PER PLAN
516E45100 | EACH | SPECIAL - BEARING TEST, STEEL POT BEARING
516E45300 | EACH | SPECIAL - ADDITIONAL BEARING TEST, STEEL POT BEARING
516E45304 | EACH | REFURBISH BEARING DEVICE | CHECK UNIT OF MEASURE
516E45305 | EACH | REFURBISH BEARING DEVICE, AS PER PLAN | CHECK UNIT OF MEASURE
516E45306 | LS | REFURBISH BEARING DEVICE | CHECK UNIT OF MEASURE
516E45307 | LS | REFURBISH BEARING DEVICE, AS PER PLAN | CHECK UNIT OF MEASURE
516E46000 | EACH | BEARING DEVICE, BOLSTER
516E46001 | EACH | BEARING DEVICE, BOLSTER, AS PER PLAN
516E46200 | EACH | BEARING DEVICE, ROCKER
516E46201 | EACH | BEARING DEVICE, ROCKER, AS PER PLAN
516E46500 | EACH | BEARING, PTFE (TEFLON)
516E46501 | EACH | BEARING, PTFE (TEFLON), AS PER PLAN
516E46700 | EACH | RESET BEARING
516E46701 | EACH | RESET BEARING, AS PER PLAN
516E46800 | EACH | SPECIAL - REFURBISH AND RESET BEARING
516E46900 | EACH | BEARING DEVICE, MISC.: | ADD SUPPLEMENTAL DESCRIPTION
516E46910 | LB | BEARING DEVICE, MISC.: | ADD SUPPLEMENTAL DESCRIPTION
516E46920 | SF | BEARING DEVICE, MISC.: | ADD SUPPLEMENTAL DESCRIPTION
516E46930 | LS | BEARING DEVICE, MISC.: | ADD SUPPLEMENTAL DESCRIPTION
516E47000 | LS | JACKING AND TEMPORARY SUPPORT OF SUPERSTRUCTURE
516E47001 | LS | JACKING AND TEMPORARY SUPPORT OF SUPERSTRUCTURE, AS PER PLAN
517E70000 | FT | RAILING (TWIN STEEL TUBE)
517E70001 | FT | RAILING (TWIN STEEL TUBE), AS PER PLAN
517E71500 | FT | RAILING (CONCRETE PARAPET WITH DOUBLE PIPE RAIL)
517E71501 | FT | RAILING (CONCRETE PARAPET WITH DOUBLE PIPE RAIL), AS PER PLAN
517E71502 | FT | RAILING (CONCRETE PARAPET WITH DOUBLE PIPE RAIL) WITH QC/QA
517E71503 | FT | RAILING (CONCRETE PARAPET WITH DOUBLE PIPE RAIL) WITH QC/QA, AS PER PLAN
517E71514 | FT | RAILING (CONCRETE PARAPET WITH DOUBLE PIPE RAIL), USING HIGH PERFORMANCE CONCRETE
517E72200 | FT | RAILING (DEEP BEAM RAIL WITH STEEL TUBULAR BACKUP AND TYPE 1 STEEL POSTS AND ANCHOR BOLTS)
517E72201 | FT | RAILING (DEEP BEAM RAIL WITH STEEL TUBULAR BACKUP AND TYPE 1 STEEL POSTS AND ANCHOR BOLTS), AS PER PLAN
517E72204 | FT | RAILING (DEEP BEAM RAIL WITH STEEL TUBULAR BACKUP AND TYPE 1 STEEL POSTS)
517E72205 | FT | RAILING (DEEP BEAM RAIL WITH STEEL TUBULAR BACKUP AND TYPE 1 STEEL POSTS), AS PER PLAN
517E72300 | FT | RAILING (DEEP BEAM RAIL WITH STEEL TUBULAR BACKUP AND TYPE 2 STEEL POSTS AND ANCHOR BOLTS)
517E72301 | FT | RAILING (DEEP BEAM RAIL WITH STEEL TUBULAR BACKUP AND TYPE 2 STEEL POSTS AND ANCHOR BOLTS), AS PER PLAN
517E72306 | FT | RAILING (DEEP BEAM RAIL WITH STEEL TUBULAR BACKUP AND TYPE 2 STEEL POSTS)
517E72307 | FT | RAILING (DEEP BEAM RAIL WITH STEEL TUBULAR BACKUP AND TYPE 2 STEEL POSTS), AS PER PLAN
517E72500 | FT | RAILING (DEEP BEAM RAIL WITH 2 STEEL TUBULAR BACKUPS AND STEEL POSTS)
517E72501 | FT | RAILING (DEEP BEAM RAIL WITH 2 STEEL TUBULAR BACKUPS AND STEEL POSTS), AS PER PLAN
517E72510 | FT | RAILING (DEEP BEAM RAIL WITH 3 STEEL TUBULAR BACKUPS AND STEEL POSTS)
517E72511 | FT | RAILING (DEEP BEAM RAIL WITH 3 STEEL TUBULAR BACKUPS AND STEEL POSTS), AS PER PLAN
517E72520 | FT | RAILING (DEEP BEAM RAIL WITH 1 STEEL TUBULAR BACKUP AND STEEL POST)
517E72521 | FT | RAILING (DEEP BEAM RAIL WITH 1 STEEL TUBULAR BACKUP AND STEEL POST), AS PER PLAN
517E72600 | FT | RAILING (DEEP BEAM RAIL WITH STEEL TUBULAR BACKUP, HANDRAIL, 2 STEEL POSTS AND ANCHOR BOLTS)
517E72700 | FT | RAILING (DEEP BEAM RAIL WITH STEEL TUBULAR BACKUP AND INLET MOUNTED STEEL POSTS AND ANCHOR BOLTS)
517E72701 | FT | RAILING (DEEP BEAM RAIL WITH STEEL TUBULAR BACKUP AND INLET MOUNTED STEEL POSTS AND ANCHOR BOLTS), AS PER PLAN
517E72750 | FT | RAILING (THRIE BEAM RETROFIT)
517E72751 | FT | RAILING (THRIE BEAM RETROFIT), AS PER PLAN
517E73004 | FT | RAILING (THRIE BEAM RAIL AND TRANSITION SECTION)
517E73008 | FT | RAILING (THRIE BEAM RAIL), MISC.: | ADD SUPPLEMENTAL DESCRIPTION
517E73100 | FT | TEMPORARY BRIDGE RAILING
517E73101 | FT | TEMPORARY BRIDGE RAILING, AS PER PLAN
517E73500 | FT | RAILING, PIPE
517E73501 | FT | RAILING, PIPE, AS PER PLAN
517E74000 | FT | RAILING, TIMBER
517E74001 | FT | RAILING, TIMBER, AS PER PLAN
517E74500 | FT | RAILING, CONCRETE
517E74501 | FT | RAILING, CONCRETE, AS PER PLAN
517E75000 | FT | RAILING, ALUMINUM
517E75001 | FT | RAILING, ALUMINUM, AS PER PLAN
517E75120 | FT | RAILING (CONCRETE PARAPET WITH TWIN STEEL TUBE RAILING)
517E75121 | FT | RAILING (CONCRETE PARAPET WITH TWIN STEEL TUBE RAILING), AS PER PLAN
517E75122 | FT | RAILING (CONCRETE PARAPET WITH TWIN STEEL TUBE RAILING AND VANDAL PROTECTION FENCE)
517E75123 | FT | RAILING (CONCRETE PARAPET WITH TWIN STEEL TUBE RAILING AND VANDAL PROTECTION FENCE), AS PER PLAN
517E75124 | FT | RAILING (CONCRETE PARAPET WITH TWIN STEEL TUBE RAILING), USING HIGH PERFORMANCE CONCRETE
517E75125 | FT | RAILING (CONCRETE PARAPET WITH TWIN STEEL TUBE RAILING) USING HIGH PERFORMANCE CONCRETE, AS PER PLAN
517E75300 | FT | RAILING, CONCRETE PARAPET WITH CHAIN LINK FENCE
517E75301 | FT | RAILING, CONCRETE PARAPET WITH CHAIN LINK FENCE, AS PER PLAN
517E75400 | FT | RAILING (UPGRADING EXISTING)
517E75401 | FT | RAILING (UPGRADING EXISTING), AS PER PLAN
517E75500 | FT | BRIDGE RAILING REBUILT
517E75501 | FT | BRIDGE RAILING REBUILT, AS PER PLAN
517E75600 | FT | DEEP BEAM BRIDGE RETROFIT RAILING
517E75601 | FT | DEEP BEAM BRIDGE RETROFIT RAILING, AS PER PLAN
517E76200 | FT | RAILING FACED
517E76201 | FT | RAILING FACED, AS PER PLAN
517E76300 | FT | RAILING, MISC.: | ADD SUPPLEMENTAL DESCRIPTION
517E76302 | EACH | RAILING, MISC.: | ADD SUPPLEMENTAL DESCRIPTION
517E76400 | EACH | RAILING POST
517E80000 | FT | RAILING (COMBINATION NOISE AND TRAFFIC BARRIER ON INDEPENDENT FOOTING)
517E80010 | FT | RAILING (COMBINATION NOISE AND TRAFFIC BARRIER ON MSE WALL WITH FLEXIBLE PAVEMENT)
517E80020 | FT | RAILING (COMBINATION NOISE AND TRAFFIC BARRIER ON MSE WALL WITH RIGID PAVEMENT)
518E12000 | EACH | SCUPPERS, INCLUDING SUPPORTS | CONCRETE BOX BEAM BRIDGES
518E12001 | EACH | SCUPPERS, INCLUDING SUPPORTS, AS PER PLAN | CONCRETE BOX BEAM BRIDGES
518E12200 | EACH | SCUPPERS, INCLUDING SUPPORTS | STEEL BEAM BRIDGES
518E12201 | EACH | SCUPPERS, INCLUDING SUPPORTS, AS PER PLAN | STEEL BEAM BRIDGES
518E12300 | EACH | SCUPPERS, INCLUDING SUPPORTS | GIRDER BRIDGES
518E12301 | EACH | SCUPPERS, INCLUDING SUPPORTS, AS PER PLAN | GIRDER BRIDGES
518E12500 | EACH | SCUPPER, MISC.: | ADD SUPPLEMENTAL DESCRIPTION
518E12700 | EACH | SCUPPER, VERTICAL EXTENSION
518E12701 | EACH | SCUPPER, VERTICAL EXTENSION, AS PER PLAN
518E12800 | EACH | SCUPPER, MODIFICATION
518E12801 | EACH | SCUPPER, MODIFICATION, AS PER PLAN
518E12900 | EACH | SCUPPER, LENGTHENING
518E12901 | EACH | SCUPPER, LENGTHENING, AS PER PLAN
518E20000 | SY | PREFABRICATED GEOCOMPOSITE DRAIN | CHECK UNIT OF MEASURE
518E20050 | LS | PREFABRICATED GEOCOMPOSITE DRAIN | CHECK UNIT OF MEASURE
518E21000 | SY | POROUS BACKFILL | CHECK UNIT OF MEASURE
518E21001 | SY | POROUS BACKFILL, AS PER PLAN | CHECK UNIT OF MEASURE
518E21050 | SY | POROUS BACKFILL WITH GEOTEXTILE FABRIC | CHECK UNIT OF MEASURE
518E21051 | SY | POROUS BACKFILL WITH GEOTEXTILE FABRIC, AS PER PLAN | CHECK UNIT OF MEASURE
518E21100 | CY | POROUS BACKFILL | CHECK UNIT OF MEASURE
518E21101 | CY | POROUS BACKFILL, AS PER PLAN | CHECK UNIT OF MEASURE
518E21200 | CY | POROUS BACKFILL WITH GEOTEXTILE FABRIC | CHECK UNIT OF MEASURE
518E21201 | CY | POROUS BACKFILL WITH GEOTEXTILE FABRIC, AS PER PLAN | CHECK UNIT OF MEASURE
518E21220 | LS | POROUS BACKFILL | CHECK UNIT OF MEASURE
518E21221 | LS | POROUS BACKFILL, AS PER PLAN | CHECK UNIT OF MEASURE
518E21230 | LS | POROUS BACKFILL WITH GEOTEXTILE FABRIC | CHECK UNIT OF MEASURE
518E21231 | LS | POROUS BACKFILL WITH GEOTEXTILE FABRIC, AS PER PLAN | CHECK UNIT OF MEASURE
518E22300 | FT | SPECIAL - STEEL DRIP STRIP | CHECK UNIT OF MEASURE
518E39800 | FT | 4" PERFORATED CORRUGATED PLASTIC PIPE
518E39801 | FT | 4" PERFORATED CORRUGATED PLASTIC PIPE, AS PER PLAN
518E39900 | FT | 4" NON-PERFORATED CORRUGATED PLASTIC PIPE, INCLUDING SPECIALS
518E40000 | FT | 6" PERFORATED CORRUGATED PLASTIC PIPE
518E40001 | FT | 6" PERFORATED CORRUGATED PLASTIC PIPE, AS PER PLAN
518E40010 | FT | 6" NON-PERFORATED CORRUGATED PLASTIC PIPE, INCLUDING SPECIALS
518E40011 | FT | 6" NON-PERFORATED CORRUGATED PLASTIC PIPE, INCLUDING SPECIALS, AS PER PLAN
518E40012 | FT | 6" NON-PERFORATED CORRUGATED PLASTIC PIPE
518E41100 | FT | 6" PERFORATED HELICAL CORRUGATED STEEL PIPE, 707.01
518E41101 | FT | 6" PERFORATED HELICAL CORRUGATED STEEL PIPE, 707.01, AS PER PLAN
518E41200 | FT | 6" NON-PERFORATED HELICAL CORRUGATED STEEL PIPE, INCLUDING SPECIALS, 707.01
518E41201 | FT | 6" NON-PERFORATED HELICAL CORRUGATED STEEL PIPE, INCLUDING SPECIALS, 707.01, AS PER PLAN
518E42000 | FT | 8" PERFORATED CORRUGATED PLASTIC PIPE
518E42010 | FT | 8" NON-PERFORATED CORRUGATED PLASTIC PIPE, INCLUDING SPECIALS
518E42200 | FT | 8" PERFORATED CORRUGATED STEEL PIPE, 707.01
518E42201 | FT | 8" PERFORATED CORRUGATED STEEL PIPE, 707.01, AS PER PLAN
518E42300 | FT | 8" NON-PERFORATED CORRUGATED STEEL PIPE, INCLUDING SPECIALS, 707.01
518E42301 | FT | 8" NON-PERFORATED CORRUGATED STEEL PIPE, INCLUDING SPECIALS, 707.01, AS PER PLAN
518E42400 | FT | 6" PERFORATED PIPE, INCLUDING SPECIALS
518E42450 | FT | 6" NON-PERFORATED PIPE, INCLUDING SPECIALS
518E42451 | FT | 6" NON-PERFORATED PIPE, INCLUDING SPECIALS, AS PER PLAN
518E43300 | FT | 6" PIPE DOWNSPOUT, INCLUDING SPECIALS
518E43301 | FT | 6" PIPE DOWNSPOUT, INCLUDING SPECIALS, AS PER PLAN
518E51100 | FT | 8" PIPE DOWNSPOUT, INCLUDING SPECIALS
518E51101 | FT | 8" PIPE DOWNSPOUT, INCLUDING SPECIALS, AS PER PLAN
518E51200 | FT | PIPE DOWNSPOUT, INCLUDING SPECIALS | OTHER THAN 6"&8", SPECIFY SIZE
518E51201 | FT | PIPE DOWNSPOUT, INCLUDING SPECIALS, AS PER PLAN | OTHER THAN 6"&8", SPECIFY SIZE
518E51300 | EACH | DOWNSPOUT MODIFICATION | SPECIFY SIZE
518E60000 | LB | TROUGH HORIZONTAL CONDUCTOR | CHECK UNIT OF MEASURE
518E60010 | FT | TROUGH HORIZONTAL CONDUCTOR | CHECK UNIT OF MEASURE
518E60011 | FT | TROUGH HORIZONTAL CONDUCTOR, AS PER PLAN | CHECK UNIT OF MEASURE
518E60020 | LB | PIPE HORIZONTAL CONDUCTOR | CHECK UNIT OF MEASURE
518E60030 | FT | PIPE HORIZONTAL CONDUCTOR | CHECK UNIT OF MEASURE
518E60031 | FT | PIPE HORIZONTAL CONDUCTOR, AS PER PLAN | CHECK UNIT OF MEASURE
518E61400 | EACH | SPECIAL - KEYWAY DRAIN
518E62100 | FT | STRUCTURE DRAINAGE, MISC.: | ADD SUPPLEMENTAL DESCRIPTION
518E62200 | EACH | STRUCTURE DRAINAGE, MISC.: | ADD SUPPLEMENTAL DESCRIPTION
518E62400 | SY | STRUCTURE DRAINAGE, MISC.: | ADD SUPPLEMENTAL DESCRIPTION
518E62600 | SF | STRUCTURE DRAINAGE, MISC.: | ADD SUPPLEMENTAL DESCRIPTION
518E63300 | LS | STRUCTURE DRAINAGE, MISC.: | ADD SUPPLEMENTAL DESCRIPTION
519E00100 | SF | SPECIAL - COMPOSITE FIBER WRAP SYSTEM
519E10000 | SY | PATCHING CONCRETE BRIDGE DECK OVERLAY WITH MICRO-SILICA MODIFIED CONCRETE
519E11100 | SF | PATCHING CONCRETE STRUCTURE
519E11101 | SF | PATCHING CONCRETE STRUCTURE, AS PER PLAN
519E11600 | SF | SPECIAL - PATCHING CONCRETE STRUCTURE | ADD SUPPLEMENTAL DESCRIPTION
519E11710 | SY | SPECIAL - PATCHING CONCRETE STRUCTURE | ADD SUPPLEMENTAL DESCRIPTION
519E11720 | FT | SPECIAL - PATCHING CONCRETE STRUCTURE | ADD SUPPLEMENTAL DESCRIPTION
519E11900 | CY | SPECIAL - PATCHING CONCRETE STRUCTURE | ADD SUPPLEMENTAL DESCRIPTION
519E12200 | SY | PATCHING CONCRETE BRIDGE DECK - TYPE A
519E12300 | SY | PATCHING CONCRETE BRIDGE DECK - TYPE B
519E12304 | SY | PATCHING CONCRETE BRIDGE DECK - TYPE C
519E12510 | SY | SPECIAL - PATCHING CONCRETE BRIDGE DECK
519E12602 | SF | SPECIAL - LOW PRESSURE EPOXY INJECTING OF DELAMINATED CONCRETE
519E12610 | FT | SPECIAL - CONCRETE REPAIR BY EPOXY INJECTION INCLUDING SURFACE PREPARATION
519E12700 | FT | SPECIAL - SURFACE PREPARATION FOR EPOXY INJECTION AND FINISHING
519E12800 | SY | SPECIAL - BRIDGE DECK SURFACE PREPARATION | ADD SUPPLEMENTAL DESCRIPTION
519E13000 | CY | SPECIAL - BRIDGE DECK SURFACE REPAIR | ADD SUPPLEMENTAL DESCRIPTION
519E60000 | LS | SPECIAL - PATCHING CONCRETE STRUCTURE | ADD SUPPLEMENTAL DESCRIPTION
520E10000 | SF | PNEUMATICALLY PLACED CONCRETE SHOTCRETE
520E10001 | SF | PNEUMATICALLY PLACED CONCRETE SHOTCRETE, AS PER PLAN
522E12200 | FT | STRUCTURAL PLATE CORRUGATED METAL STRUCTURE | SPECIFY DIMENSIONS
522E12201 | FT | STRUCTURAL PLATE CORRUGATED METAL STRUCTURE, AS PER PLAN
523E20000 | EACH | DYNAMIC LOAD TESTING
523E20001 | EACH | DYNAMIC LOAD TESTING, AS PER PLAN
523E20500 | EACH | RESTRIKE
523E20501 | EACH | RESTRIKE, AS PER PLAN
524E94400 | FT | DRILLED SHAFTS, 18" DIAMETER
524E94401 | FT | DRILLED SHAFTS, 18" DIAMETER, AS PER PLAN
524E94402 | FT | DRILLED SHAFTS, 18" DIAMETER, ABOVE BEDROCK
524E94403 | FT | DRILLED SHAFTS, 18" DIAMETER, ABOVE BEDROCK, AS PER PLAN
524E94404 | FT | DRILLED SHAFTS, 18" DIAMETER, INTO BEDROCK
524E94405 | FT | DRILLED SHAFTS, 18" DIAMETER, INTO BEDROCK, AS PER PLAN
524E94500 | FT | DRILLED SHAFTS, 24" DIAMETER
524E94501 | FT | DRILLED SHAFTS, 24" DIAMETER, AS PER PLAN
524E94502 | FT | DRILLED SHAFTS, 24" DIAMETER, ABOVE BEDROCK
524E94503 | FT | DRILLED SHAFTS, 24" DIAMETER, ABOVE BEDROCK, AS PER PLAN
524E94504 | FT | DRILLED SHAFTS, 24" DIAMETER, INTO BEDROCK
524E94505 | FT | DRILLED SHAFTS, 24" DIAMETER, INTO BEDROCK, AS PER PLAN
524E94600 | FT | DRILLED SHAFTS, 30" DIAMETER
524E94601 | FT | DRILLED SHAFTS, 30" DIAMETER, AS PER PLAN
524E94602 | FT | DRILLED SHAFTS, 30" DIAMETER, ABOVE BEDROCK
524E94603 | FT | DRILLED SHAFTS, 30" DIAMETER, ABOVE BEDROCK, AS PER PLAN
524E94604 | FT | DRILLED SHAFTS, 30" DIAMETER, INTO BEDROCK
524E94605 | FT | DRILLED SHAFTS, 30" DIAMETER INTO BEDROCK, AS PER PLAN
524E94700 | FT | DRILLED SHAFTS, 36" DIAMETER
524E94701 | FT | DRILLED SHAFTS, 36" DIAMETER, AS PER PLAN
524E94702 | FT | DRILLED SHAFTS, 36" DIAMETER, ABOVE BEDROCK
524E94703 | FT | DRILLED SHAFTS, 36" DIAMETER, ABOVE BEDROCK, AS PER PLAN
524E94704 | FT | DRILLED SHAFTS, 36" DIAMETER, INTO BEDROCK
524E94705 | FT | DRILLED SHAFTS, 36" DIAMETER, INTO BEDROCK, AS PER PLAN
524E94800 | FT | DRILLED SHAFTS, 42" DIAMETER
524E94801 | FT | DRILLED SHAFTS, 42" DIAMETER, AS PER LAN
524E94802 | FT | DRILLED SHAFTS, 42" DIAMETER, ABOVE BEDROCK
524E94803 | FT | DRILLED SHAFTS, 42" DIAMETER, ABOVE BEDROCK, AS PER PLAN
524E94804 | FT | DRILLED SHAFTS, 42" DIAMETER, INTO BEDROCK
524E94805 | FT | DRILLED SHAFTS, 42" DIAMETER, INTO BEDROCK, AS PER PLAN
524E94900 | FT | DRILLED SHAFTS, 48" DIAMETER
524E94901 | FT | DRILLED SHAFTS, 48" DIAMETER, AS PER PLAN
524E94902 | FT | DRILLED SHAFTS, 48" DIAMETER, ABOVE BEDROCK
524E94903 | FT | DRILLED SHAFTS, 48" DIAMETER ABOVE BEDROCK, AS PER PLAN
524E94904 | FT | DRILLED SHAFTS, 48" DIAMETER, INTO BEDROCK
524E94905 | FT | DRILLED SHAFTS, 48" DIAMETER, INTO BEDROCK, AS PER PLAN
524E94906 | FT | DRILLED SHAFTS, 54" DIAMETER, ABOVE BEDROCK
524E94907 | FT | DRILLED SHAFTS, 54" DIAMETER, ABOVE BEDROCK, AS PER PLAN
524E94908 | FT | DRILLED SHAFTS, 54" DIAMETER, INTO BEDROCK
524E94909 | FT | DRILLED SHAFTS, 54" DIAMETER, INTO BEDROCK, AS PER PLAN
524E94912 | FT | DRILLED SHAFTS, 60" DIAMETER
524E94914 | FT | DRILLED SHAFTS, 60" DIAMETER, ABOVE BEDROCK
524E94915 | FT | DRILLED SHAFTS, 60" DIAMETER, ABOVE BEDROCK, AS PER PLAN
524E94918 | FT | DRILLED SHAFTS, 60" DIAMETER, INTO BEDROCK
524E94919 | FT | DRILLED SHAFTS, 60" DIAMETER, INTO BEDROCK, AS PER PLAN
524E94920 | FT | DRILLED SHAFTS, 66" DIAMETER
524E94930 | FT | DRILLED SHAFTS, 66" DIAMETER, ABOVE BEDROCK
524E94931 | FT | DRILLED SHAFTS, 66" DIAMETER, ABOVE BEDROCK, AS PER PLAN
524E94934 | FT | DRILLED SHAFTS, 66" DIAMETER, INTO BEDROCK
524E94935 | FT | DRILLED SHAFTS, 66" DIAMETER, INTO BEDROCK, AS PER PLAN
524E94946 | FT | DRILLED SHAFTS, 72" DIAMETER, ABOVE BEDROCK
524E94947 | FT | DRILLED SHAFTS, 72" DIAMETER, ABOVE BEDROCK, AS PER PLAN
524E94950 | FT | DRILLED SHAFTS, 72" DIAMETER, INTO BEDROCK
524E94951 | FT | DRILLED SHAFTS, 72" DIAMETER, INTO BEDROCK, AS PER PLAN
524E94970 | FT | DRILLED SHAFTS, 78" DIAMETER ABOVE BEDROCK
524E94971 | FT | DRILLED SHAFTS, 78" DIAMETER ABOVE BEDROCK, AS PER PLAN
524E94980 | FT | DRILLED SHAFTS, 78" DIAMETER, INTO BEDROCK
524E94988 | FT | DRILLED SHAFTS, 90" DIAMETER, ABOVE BEDROCK
524E94990 | FT | DRILLED SHAFTS, 84" DIAMETER, ABOVE BEDROCK
524E94991 | FT | DRILLED SHAFTS, 84" DIAMETER, ABOVE BEDROCK, AS PER PLAN
524E94992 | FT | DRILLED SHAFTS, 84" DIAMETER, INTO BEDROCK
524E94993 | FT | DRILLED SHAFTS, 84" DIAMETER, INTO BEDROCK, AS PER PLAN
524E94994 | FT | DRILLED SHAFTS, 90" DIAMETER, INTO BEDROCK
524E94995 | FT | DRILLED SHAFTS, 90" DIAMETER, INTO BEDROCK, AS PER PLAN
524E94996 | FT | DRILLED SHAFTS, 96" DIAMETER, ABOVE BEDROCK
524E94997 | FT | DRILLED SHAFTS, 96" DIAMETER, ABOVE BEDROCK, AS PER PLAN
524E94998 | FT | DRILLED SHAFTS, 96" DIAMETER, INTO BEDROCK
524E94999 | FT | DRILLED SHAFTS, 96" DIAMETER, INTO BEDROCK, AS PER PLAN
524E95000 | FT | DRILLED SHAFTS, MISC.: | ADD SUPPLEMENTAL DESCRIPTION
524E95100 | EACH | DRILLED SHAFTS, MISC.: | ADD SUPPLEMENTAL DESCRIPTION
524E95200 | LS | DRILLED SHAFTS, MISC. | ADD SUPPLEMENTAL DESCRIPTION
524E95300 | LB | DRILLED SHAFTS, MISC. | ADD SUPPLEMENTAL DESCRIPTION
524E95400 | FT | DRILLED SHAFTS, 18" DIAMETER WITH QC/QA
524E95402 | FT | DRILLED SHAFTS, 18" DIAMETER, ABOVE BEDROCK WITH QC/QA
524E95404 | FT | DRILLED SHAFTS, 18" DIAMETER, INTO BEDROCK WITH QC/QA
524E95410 | FT | DRILLED SHAFTS, 24" DIAMETER WITH QC/QA
524E95412 | FT | DRILLED SHAFTS, 24" DIAMETER, ABOVE BEDROCK WITH QC/QA
524E95414 | FT | DRILLED SHAFTS, 24" DIAMETER, INTO BEDROCK WITH QC/QA
524E95420 | FT | DRILLED SHAFTS, 30" DIAMETER WITH QC/QA
524E95422 | FT | DRILLED SHAFTS, 30" DIAMETER, ABOVE BEDROCK WITH QC/QA
524E95424 | FT | DRILLED SHAFTS, 30" DIAMETER, INTO BEDROCK WITH QC/QA
524E95430 | FT | DRILLED SHAFTS, 36" DIAMETER WITH QC/QA
524E95432 | FT | DRILLED SHAFTS, 36" DIAMETER, ABOVE BEDROCK WITH QC/QA
524E95434 | FT | DRILLED SHAFTS, 36" DIAMETER, INTO BEDROCK WITH QC/QA
524E95435 | FT | DRILLED SHAFTS, 36" DIAMETER, INTO BEDROCK WITH QC/QA, AS PER PLAN
524E95440 | FT | DRILLED SHAFTS, 42" DIAMETER WITH QC/QA
524E95442 | FT | DRILLED SHAFTS, 42" DIAMETER, ABOVE BEDROCK WITH QC/QA
524E95443 | FT | DRILLED SHAFTS, 42" DIAMETER, ABOVE BEDROCK WITH QC/QA, AS PER PLAN
524E95444 | FT | DRILLED SHAFTS, 42" DIAMETER, INTO BEDROCK WITH QC/QA
524E95450 | FT | DRILLED SHAFTS, 48" DIAMETER WITH QC/QA
524E95452 | FT | DRILLED SHAFTS, 48" DIAMETER, ABOVE BEDROCK WITH QC/QA
524E95453 | FT | DRILLED SHAFTS, 48" DIAMETER, ABOVE BEDROCK WITH QC/QA, AS PER PLAN
524E95454 | FT | DRILLED SHAFTS, 48" DIAMETER, INTO BEDROCK WITH QC/QA
524E95455 | FT | DRILLED SHAFTS, 48" DIAMETER, INTO BEDROCK WITH QC/QA, AS PER PLAN
524E95460 | FT | DRILLED SHAFTS, 54" DIAMETER WITH QC/QA
524E95462 | FT | DRILLED SHAFTS, 54" DIAMETER, ABOVE BEDROCK WITH QC/QA
524E95463 | FT | DRILLED SHAFTS, 54" DIAMETER, ABOVE BEDROCK WITH QC/QA, AS PER PLAN
524E95464 | FT | DRILLED SHAFTS, 54" DIAMETER, INTO BEDROCK WITH QC/QA
524E95470 | FT | DRILLED SHAFTS, 60" DIAMETER WITH QC/QA
524E95472 | FT | DRILLED SHAFTS, 60" DIAMETER, ABOVE BEDROCK WITH QC/QA
524E95474 | FT | DRILLED SHAFTS, 60" DIAMETER, INTO BEDROCK WITH QC/QA
524E95475 | FT | DRILLED SHAFTS, 60" DIAMETER, INTO BEDROCK WITH QC/QA, AS PER PLAN
524E95480 | FT | DRILLED SHAFTS, 66" DIAMETER WITH QC/QA
524E95482 | FT | DRILLED SHAFTS, 66" DIAMETER, ABOVE BEDROCK WITH QC/QA
524E95483 | FT | DRILLED SHAFTS, 66" DIAMETER, ABOVE BEDROCK WITH QC/QA, AS PER PLAN
524E95484 | FT | DRILLED SHAFTS, 66" DIAMETER, INTO BEDROCK WITH QC/QA
524E95490 | FT | DRILLED SHAFTS, 72" DIAMETER WITH QC/QA
524E95492 | FT | DRILLED SHAFTS, 72" DIAMETER, ABOVE BEDROCK WITH QC/QA
524E95494 | FT | DRILLED SHAFTS, 72" DIAMETER, INTO BEDROCK WITH QC/QA
524E95495 | FT | DRILLED SHAFTS, 72" DIAMETER, INTO BEDROCK WITH QC/QA, AS PER PLAN
524E95500 | FT | DRILLED SHAFTS, 78" DIAMETER WITH QC/QA
524E95502 | FT | DRILLED SHAFTS, 78" DIAMETER, ABOVE BEDROCK WITH QC/QA
524E95503 | FT | DRILLED SHAFTS, 78" DIAMETER, ABOVE BEDROCK WITH QC/QA, AS PER PLAN
524E95504 | FT | DRILLED SHAFTS, 78" DIAMETER, INTO BEDROCK WITH QC/QA
524E95510 | FT | DRILLED SHAFTS, 84" DIAMETER WITH QC/QA
524E95512 | FT | DRILLED SHAFTS, 84" DIAMETER, ABOVE BEDROCK WITH QC/QA
524E95514 | FT | DRILLED SHAFTS, 84" DIAMETER, INTO BEDROCK WITH QC/QA
524E95520 | FT | DRILLED SHAFTS, 90" DIAMETER WITH QC/QA
524E95522 | FT | DRILLED SHAFTS, 90" DIAMETER, ABOVE BEDROCK WITH QC/QA
524E95524 | FT | DRILLED SHAFTS, 90" DIAMETER, INTO BEDROCK WITH QC/QA
524E95525 | FT | DRILLED SHAFTS, 90" DIAMETER, INTO BEDROCK WITH QC/QA, AS PER PLAN
524E95530 | FT | DRILLED SHAFTS, 96" DIAMETER WITH QC/QA
524E95532 | FT | DRILLED SHAFTS, 96" DIAMETER, ABOVE BEDROCK WITH QC/QA
524E95533 | FT | DRILLED SHAFTS, 96" DIAMETER, ABOVE BEDROCK WITH QC/QA, AS PER PLAN
524E95534 | FT | DRILLED SHAFTS, 96" DIAMETER, INTO BEDROCK WITH QC/QA
524E95535 | FT | DRILLED SHAFTS, 96" DIAMETER, INTO BEDROCK WITH QC/QA, AS PER PLAN
524E95542 | FT | DRILLED SHAFTS, 102" DIAMETER, ABOVE BEDROCK WITH QC/QA
524E95543 | FT | DRILLED SHAFTS, 102" DIAMETER, ABOVE BEDROCK WITH QC/QA, AS PER PLAN
526E10000 | SY | REINFORCED CONCRETE APPROACH SLABS (T=12")
526E10001 | SY | REINFORCED CONCRETE APPROACH SLABS (T=12"), AS PER PLAN
526E10010 | SY | REINFORCED CONCRETE APPROACH SLABS WITH QC/QA (T=12")
526E10011 | SY | REINFORCED CONCRETE APPROACH SLABS WITH QC/QA (T=12"), AS PER PLAN
526E15000 | SY | REINFORCED CONCRETE APPROACH SLABS (T=13")
526E15001 | SY | REINFORCED CONCRETE APPROACH SLABS (T=13"), AS PER PLAN
526E15010 | SY | REINFORCED CONCRETE APPROACH SLABS WITH QC/QA (T=13")
526E15011 | SY | REINFORCED CONCRETE APPROACH SLABS WITH QC/QA (T=13"), AS PER PLAN
526E25000 | SY | REINFORCED CONCRETE APPROACH SLABS (T=15")
526E25001 | SY | REINFORCED CONCRETE APPROACH SLABS (T=15"), AS PER PLAN
526E25010 | SY | REINFORCED CONCRETE APPROACH SLABS WITH QC/QA (T=15")
526E25011 | SY | REINFORCED CONCRETE APPROACH SLABS WITH QC/QA (T=15"), AS PER PLAN
526E30000 | SY | REINFORCED CONCRETE APPROACH SLABS (T=17")
526E30001 | SY | REINFORCED CONCRETE APPROACH SLABS (T=17"), AS PER PLAN
526E30010 | SY | REINFORCED CONCRETE APPROACH SLABS WITH QC/QA (T=17")
526E30011 | SY | REINFORCED CONCRETE APPROACH SLABS WITH QC/QA (T=17"), AS PER PLAN
526E35000 | SY | REINFORCED CONCRETE APPROACH SLABS (VARIABLE THICKNESS)
526E35001 | SY | REINFORCED CONCRETE APPROACH SLABS (VARIABLE THICKNESS), AS PER PLAN
526E35010 | SY | REINFORCED CONCRETE APPROACH SLABS WITH QC/QA (VARIABLE THICKNESS)
526E90010 | FT | TYPE A INSTALLATION
526E90011 | FT | TYPE A INSTALLATION, AS PER PLAN
526E90020 | SY | TYPE B INSTALLATION
526E90021 | SY | TYPE B INSTALLATION, AS PER PLAN
526E90030 | FT | TYPE C INSTALLATION
526E90031 | FT | TYPE C INSTALLATION, AS PER PLAN
526E98100 | SY | APPROACH SLABS, MISC.: | ADD SUPPLEMENTAL DESCRIPTION
526E98200 | FT | APPROACH SLABS, MISC.: | ADD SUPPLEMENTAL DESCRIPTION
530E00200 | LS | SPECIAL - STRUCTURES | ADD SUPPLEMENTAL DESCRIPTION
530E00300 | LB | SPECIAL - STRUCTURES | ADD SUPPLEMENTAL DESCRIPTION
530E00400 | EACH | SPECIAL - STRUCTURES | ADD SUPPLEMENTAL DESCRIPTION
530E00500 | HOUR | SPECIAL - STRUCTURES | ADD SUPPLEMENTAL DESCRIPTION
530E00510 | MNHR | SPECIAL - STRUCTURES | ADD SUPPLEMENTAL DESCRIPTION
530E00520 | DAY | SPECIAL - STRUCTURES | ADD SUPPLEMENTAL DESCRIPTION
530E00600 | SF | SPECIAL - STRUCTURES | ADD SUPPLEMENTAL DESCRIPTION
530E00800 | SY | SPECIAL - STRUCTURES | ADD SUPPLEMENTAL DESCRIPTION
530E00900 | TON | SPECIAL - STRUCTURES | ADD SUPPLEMENTAL DESCRIPTION
530E01100 | CY | SPECIAL - STRUCTURES | ADD SUPPLEMENTAL DESCRIPTION
530E01200 | CF | SPECIAL - STRUCTURES | ADD SUPPLEMENTAL DESCRIPTION
530E01300 | FT | SPECIAL - STRUCTURES | ADD SUPPLEMENTAL DESCRIPTION
530E01400 | GAL | SPECIAL - STRUCTURES | ADD SUPPLEMENTAL DESCRIPTION
530E10500 | PHS | SPECIAL - STRUCTURES | ADD SUPPLEMENTAL DESCRIPTION
530E10600 | SET | SPECIAL - STRUCTURES | ADD SUPPLEMENTAL DESCRIPTION
530E10700 | MFBM | SPECIAL - STRUCTURES | ADD SUPPLEMENTAL DESCRIPTION
530E11000 | UNIT | SPECIAL - LIGHTING FOR NIGHT PLACEMENT OF DECK OVERLAY
530E13000 | SF | SPECIAL - FORM LINER
530E14000 | LS | SPECIAL - STRUCTURAL SURVEY AND MONITORING OF VIBRATION
530E14010 | EACH | SPECIAL - STRUCTURAL SURVEY AND MONITORING OF VIBRATION
530E99010 | LS | SPECIAL - SUBSTRUCTURE | DESIGN BUILD PROJECTS ONLY
530E99020 | LS | SPECIAL - SUPERSTRUCTURE | DESIGN BUILD PROJECTS ONLY
530E99040 | LS | SPECIAL - STRUCTURES | DESIGN BUILD PROJECTS ONLY
530E99050 | LS | SPECIAL - RETAINING WALL | DESIGN BUILD PROJECTS ONLY
530E99100 | LS | SPECIAL - MISCELLANEOUS STRUCTURE FOR DESIGN BUILD | DESIGN BUILD PROJECTS ONLY
601E10000 | SY | RIPRAP
601E10001 | SY | RIPRAP, AS PER PLAN
601E10970 | SY | RIPRAP, TYPE A
601E10971 | SY | RIPRAP, TYPE A, AS PER PLAN
601E10980 | SY | RIPRAP, TYPE B
601E10981 | SY | RIPRAP, TYPE B, AS PER PLAN
601E10990 | SY | RIPRAP, TYPE C
601E10991 | SY | RIPRAP, TYPE C, AS PER PLAN
601E11000 | SY | RIPRAP, TYPE D
601E11001 | SY | RIPRAP, TYPE D, AS PER PLAN
601E12000 | SY | RIPRAP, WITH GROUT
601E12001 | SY | RIPRAP, WITH GROUT, AS PER PLAN
601E20000 | SY | CRUSHED AGGREGATE SLOPE PROTECTION
601E20001 | SY | CRUSHED AGGREGATE SLOPE PROTECTION, AS PER PLAN
601E20010 | CY | CRUSHED AGGREGATE SLOPE PROTECTION
601E20011 | CY | CRUSHED AGGREGATE SLOPE PROTECTION, AS PER PLAN
601E21000 | SY | CONCRETE SLOPE PROTECTION
601E21001 | SY | CONCRETE SLOPE PROTECTION, AS PER PLAN
601E21050 | SY | TIED CONCRETE BLOCK MAT, TYPE 1
601E21051 | SY | TIED CONCRETE BLOCK MAT, TYPE 1, AS PER PLAN
601E21060 | SY | TIED CONCRETE BLOCK MAT, TYPE 2
601E21061 | SY | TIED CONCRETE BLOCK MAT, TYPE 2, AS PER PLAN
601E21070 | SY | TIED CONCRETE BLOCK MAT, TYPE 3
601E21071 | SY | TIED CONCRETE BLOCK MAT, TYPE 3, AS PER PLAN
601E21100 | SY | SLOPE PROTECTION, MISC.: | ADD SUPPLEMENTAL DESCRIPTION
601E21150 | CY | SLOPE PROTECTION, MISC. | ADD SUPPLEMENTAL DESCRIPTION
601E21200 | LS | SLOPE PROTECTION, MISC. | ADD SUPPLEMENTAL DESCRIPTION
601E23000 | SY | ARTICULATING CONCRETE BLOCK REVETMENT SYSTEM, TYPE 1
601E23001 | SY | ARTICULATING CONCRETE BLOCK REVETMENT SYSTEM, TYPE 1, AS PER PLAN
601E23010 | SY | ARTICULATING CONCRETE BLOCK REVETMENT SYSTEM, TYPE 2
601E23011 | SY | ARTICULATING CONCRETE BLOCK REVETMENT SYSTEM, TYPE 2, AS PER PLAN
601E23020 | SY | ARTICULATING CONCRETE BLOCK REVETMENT SYSTEM, TYPE 3
601E23021 | SY | ARTICULATING CONCRETE BLOCK REVETMENT SYSTEM, TYPE 3, AS PER PLAN
601E25000 | CY | DUMPED ROCK FILL, TYPE A
601E25001 | CY | DUMPED ROCK FILL, TYPE A, AS PER PLAN
601E26000 | CY | DUMPED ROCK FILL, TYPE B
601E26001 | CY | DUMPED ROCK FILL, TYPE B, AS PER PLAN
601E27000 | CY | DUMPED ROCK FILL, TYPE C
601E27001 | CY | DUMPED ROCK FILL, TYPE C, AS PER PLAN
601E28000 | CY | DUMPED ROCK FILL, TYPE D
601E28001 | CY | DUMPED ROCK FILL, TYPE D, AS PER PLAN
601E28100 | CY | DUMPED ROCK FILL
601E28101 | CY | DUMPED ROCK FILL, AS PER PLAN
601E30000 | TON | DUMPED ROCK FILL, MISC.: | ADD SUPPLEMENTAL DESCRIPTION
601E32000 | CY | ROCK CHANNEL PROTECTION, TYPE A WITH FILTER
601E32001 | CY | ROCK CHANNEL PROTECTION, TYPE A WITH FILTER, AS PER PLAN
601E32004 | CY | ROCK CHANNEL PROTECTION, TYPE A WITH GEOTEXTILE FABRIC
601E32005 | CY | ROCK CHANNEL PROTECTION, TYPE A WITH GEOTEXTILE FABRIC, AS PER PLAN
601E32010 | CY | ROCK CHANNEL PROTECTION, TYPE A WITH AGGREGATE FILTER
601E32011 | CY | ROCK CHANNEL PROTECTION, TYPE A WITH AGGREGATE FILTER, AS PER PLAN
601E32100 | CY | ROCK CHANNEL PROTECTION, TYPE B WITH FILTER
601E32101 | CY | ROCK CHANNEL PROTECTION, TYPE B WITH FILTER, AS PER PLAN
601E32104 | CY | ROCK CHANNEL PROTECTION, TYPE B WITH GEOTEXTILE FABRIC
601E32105 | CY | ROCK CHANNEL PROTECTION, TYPE B WITH GEOTEXTILE FABRIC, AS PER PLAN
601E32110 | CY | ROCK CHANNEL PROTECTION, TYPE B WITH AGGREGATE FILTER
601E32111 | CY | ROCK CHANNEL PROTECTION, TYPE B WITH AGGREGATE FILTER, AS PER PLAN
601E32200 | CY | ROCK CHANNEL PROTECTION, TYPE C WITH FILTER
601E32201 | CY | ROCK CHANNEL PROTECTION, TYPE C WITH FILTER, AS PER PLAN
601E32204 | CY | ROCK CHANNEL PROTECTION, TYPE C WITH GEOTEXTILE FABRIC
601E32205 | CY | ROCK CHANNEL PROTECTION, TYPE C WITH GEOTEXTILE FABRIC, AS PER PLAN
601E32210 | CY | ROCK CHANNEL PROTECTION, TYPE C WITH AGGREGATE FILTER
601E32211 | CY | ROCK CHANNEL PROTECTION, TYPE C WITH AGGREGATE FILTER, AS PER PLAN
601E32300 | CY | ROCK CHANNEL PROTECTION, TYPE D WITH FILTER
601E32301 | CY | ROCK CHANNEL PROTECTION, TYPE D WITH FILTER, AS PER PLAN
601E32304 | CY | ROCK CHANNEL PROTECTION, TYPE D WITH GEOTEXTILE FABRIC
601E32305 | CY | ROCK CHANNEL PROTECTION, TYPE D WITH GEOTEXTILE FABRIC, AS PER PLAN
601E32310 | CY | ROCK CHANNEL PROTECTION, TYPE D WITH AGGREGATE FILTER
601E34000 | CY | ROCK CHANNEL PROTECTION, TYPE A WITHOUT FILTER
601E34001 | CY | ROCK CHANNEL PROTECTION, TYPE A WITHOUT FILTER, AS PER PLAN
601E34100 | CY | ROCK CHANNEL PROTECTION, TYPE B WITHOUT FILTER
601E34101 | CY | ROCK CHANNEL PROTECTION, TYPE B WITHOUT FILTER, AS PER PLAN
601E34200 | CY | ROCK CHANNEL PROTECTION, TYPE C WITHOUT FILTER
601E34201 | CY | ROCK CHANNEL PROTECTION, TYPE C WITHOUT FILTER, AS PER PLAN
601E34300 | CY | ROCK CHANNEL PROTECTION, TYPE D WITHOUT FILTER
601E34301 | CY | ROCK CHANNEL PROTECTION, TYPE D WITHOUT FILTER, AS PER PLAN
601E34400 | CY | ROCK CHANNEL PROTECTION, WITH GROUT | SPECIFY TYPE
601E34401 | CY | ROCK CHANNEL PROTECTION, WITH GROUT, AS PER PLAN
601E34500 | CY | SPECIAL - STREAM CHANNEL ROCK STOCKED PILED AND PLACED
601E35000 | CY | ROCK CHANNEL PROTECTION, MISC.: | ADD SUPPLEMENTAL DESCRIPTION
601E35100 | LS | ROCK CHANNEL PROTECTION, MISC.: | ADD SUPPLEMENTAL DESCRIPTION
601E37500 | FT | PAVED GUTTER, TYPE 1-2
601E37501 | FT | PAVED GUTTER, TYPE 1-2, AS PER PLAN
601E38000 | FT | PAVED GUTTER, TYPE 1-4
601E38001 | FT | PAVED GUTTER, TYPE 1-4, AS PER PLAN
601E38100 | FT | PAVED GUTTER, TYPE 1-6
601E38101 | FT | PAVED GUTTER, TYPE 1-6, AS PER PLAN
601E38110 | FT | PAVED GUTTER, TYPE 1-8
601E38400 | FT | PAVED GUTTER, TYPE 2
601E38401 | FT | PAVED GUTTER, TYPE 2, AS PER PLAN
601E38500 | FT | PAVED GUTTER, TYPE 3
601E38501 | FT | PAVED GUTTER, TYPE 3, AS PER PLAN
601E39000 | FT | PAVED GUTTER, TYPE 4
601E39001 | FT | PAVED GUTTER, TYPE 4, AS PER PLAN
601E39500 | FT | PAVED GUTTER, TYPE 5
601E39501 | FT | PAVED GUTTER, TYPE 5, AS PER PLAN
601E40000 | FT | PAVED GUTTER, MISC.: | ADD SUPPLEMENTAL DESCRIPTION
601E45020 | SY | INFILTRATION BASIN FILTER
601E45030 | SY | DETENTION BASIN FILTER
601E45040 | CY | INFILTRATION TRENCH FILTER
601E45050 | CY | BIORETENTION CELL
601E51000 | CY | CHANNEL PROTECTION, MISC.: | ADD SUPPLEMENTAL DESCRIPTION
601E52000 | SY | CHANNEL PROTECTION, MISC.: | ADD SUPPLEMENTAL DESCRIPTION
601E54000 | LS | CHANNEL PROTECTION, MISC.: | ADD SUPPLEMENTAL DESCRIPTION
601E55000 | EACH | CHANNEL PROTECTION, MISC.: | ADD SUPPLEMENTAL DESCRIPTION
602E10000 | CY | BRICK MASONRY
602E10001 | CY | BRICK MASONRY, AS PER PLAN
602E15000 | CY | BLOCK MASONRY
602E15001 | CY | BLOCK MASONRY, AS PER PLAN
602E20000 | CY | CONCRETE MASONRY
602E20001 | CY | CONCRETE MASONRY, AS PER PLAN
602E97000 | SF | MASONRY, MISC.: | ADD SUPPLEMENTAL DESCRIPTION
602E98000 | LS | MASONRY, MISC.: | ADD SUPPLEMENTAL DESCRIPTION
602E98100 | FT | MASONRY, MISC.: | ADD SUPPLEMENTAL DESCRIPTION
602E98200 | CY | MASONRY, MISC.: | ADD SUPPLEMENTAL DESCRIPTION
602E98300 | EACH | MASONRY, MISC.: | ADD SUPPLEMENTAL DESCRIPTION
605E05100 | FT | 4" SHALLOW PIPE UNDERDRAINS
605E05101 | FT | 4" SHALLOW PIPE UNDERDRAINS, AS PER PLAN
605E05110 | FT | 4" SHALLOW PIPE UNDERDRAINS WITH GEOTEXTILE FABRIC
605E05111 | FT | 4" SHALLOW PIPE UNDERDRAINS WITH GEOTEXTILE FABRIC, AS PER PLAN
605E05150 | FT | 4" DEEP PIPE UNDERDRAINS
605E05151 | FT | 4" DEEP PIPE UNDERDRAINS, AS PER PLAN
605E05200 | FT | 4" UNCLASSIFIED PIPE UNDERDRAINS
605E05201 | FT | 4" UNCLASSIFIED PIPE UNDERDRAINS, AS PER PLAN
605E05210 | FT | 4" UNCLASSIFIED PIPE UNDERDRAINS WITH GEOTEXTILE FABRIC
605E05211 | FT | 4" UNCLASSIFIED PIPE UNDERDRAINS WITH GEOTEXTILE FABRIC, AS PER PLAN
605E05220 | FT | 4" ROCK CUT UNDERDRAINS
605E05221 | FT | 4" ROCK CUT UNDERDRAINS, AS PER PLAN
605E05230 | FT | 4" ROCK CUT UNDERDRAINS WITH GEOTEXTILE FABRIC
605E05231 | FT | 4" ROCK CUT UNDERDRAINS WITH GEOTEXTILE FABRIC, AS PER PLAN
605E06000 | FT | 4" BASE PIPE UNDERDRAINS
605E06001 | FT | 4" BASE PIPE UNDERDRAINS, AS PER PLAN
605E06020 | FT | 4" BASE PIPE UNDERDRAINS WITH GEOTEXTILE FABRIC
605E06021 | FT | 4" BASE PIPE UNDERDRAINS WITH GEOTEXTILE FABRIC, AS PER PLAN
605E11000 | FT | 6" CONSTRUCTION UNDERDRAINS
605E11001 | FT | 6" CONSTRUCTION UNDERDRAINS, AS PER PLAN
605E11100 | FT | 6" SHALLOW PIPE UNDERDRAINS
605E11101 | FT | 6" SHALLOW PIPE UNDERDRAINS, AS PER PLAN
605E11110 | FT | 6" SHALLOW PIPE UNDERDRAINS WITH GEOTEXTILE FABRIC
605E11111 | FT | 6" SHALLOW PIPE UNDERDRAINS WITH GEOTEXTILE FABRIC, AS PER PLAN
605E12200 | FT | 6" DEEP PIPE UNDERDRAINS
605E12201 | FT | 6" DEEP PIPE UNDERDRAINS, AS PER PLAN
605E12210 | FT | 6" DEEP PIPE UNDERDRAINS WITH GEOTEXTILE FABRIC
605E12211 | FT | 6" DEEP PIPE UNDERDRAINS WITH GEOTEXTILE FABRIC, AS PER PLAN
605E13300 | FT | 6" UNCLASSIFIED PIPE UNDERDRAINS
605E13301 | FT | 6" UNCLASSIFIED PIPE UNDERDRAINS, AS PER PLAN
605E13402 | FT | 6" UNCLASSIFIED PIPE UNDERDRAINS FOR SPRINGS
605E13403 | FT | 6" UNCLASSIFIED PIPE UNDERDRAINS FOR SPRINGS, AS PER PLAN
605E13410 | FT | 6" UNCLASSIFIED PIPE UNDERDRAINS WITH GEOTEXTILE FABRIC
605E13411 | FT | 6" UNCLASSIFIED PIPE UNDERDRAINS WITH GEOTEXTILE FABRIC, AS PER PLAN
605E13500 | FT | 6" ROCK CUT UNDERDRAINS
605E13501 | FT | 6" ROCK CUT UNDERDRAINS, AS PER PLAN
605E13510 | FT | 6" ROCK CUT UNDERDRAINS WITH GEOTEXTILE FABRIC
605E14000 | FT | 6" BASE PIPE UNDERDRAINS
605E14001 | FT | 6" BASE PIPE UNDERDRAINS, AS PER PLAN
605E14020 | FT | 6" BASE PIPE UNDERDRAINS WITH GEOTEXTILE FABRIC
605E14021 | FT | 6" BASE PIPE UNDERDRAINS WITH GEOTEXTILE FABRIC, AS PER PLAN
605E31050 | FT | 18" PREFABRICATED EDGE UNDERDRAINS
605E31051 | FT | 18" PREFABRICATED EDGE UNDERDRAINS, AS PER PLAN
605E31100 | FT | AGGREGATE DRAINS
605E31101 | FT | AGGREGATE DRAINS, AS PER PLAN
605E32200 | FT | AGGREGATE DRAINS FOR SPRINGS
605E32201 | LF | AGGREGATE DRAIN FOR SPRINGS, AS PER PLAN
605E98000 | FT | UNDERDRAINS, MISC.: | ADD SUPPLEMENTAL DESCRIPTION
605E98300 | EACH | UNDERDRAINS, MISC.: | ADD SUPPLEMENTAL DESCRIPTION
606E10210 | SF | SPECIAL - NOISE BARRIER (REFLECTIVE)
606E10310 | SF | SPECIAL - NOISE BARRIER (ABSORPTIVE)
606E10600 | SY | SPECIAL - NOISE BARRIER COATING
606E10710 | EACH | SPECIAL - NOISE BARRIER PANEL REMOVAL AND REPLACEMENT
606E10720 | EACH | SPECIAL - NOISE BARRIER PANEL REMOVAL AND REUSE
606E10810 | EACH | SPECIAL - NOISE BARRIER | ADD SUPPLEMENTAL DESCRIPTION
606E10900 | LS | SPECIAL - NOISE BARRIER | ADD SUPPLEMENTAL DESCRIPTION
606E10920 | SF | SPECIAL - NOISE BARRIER | ADD SUPPLEMENTAL DESCRIPTION
606E10930 | FT | SPECIAL - NOISE BARRIER | ADD SUPPLEMENTAL DESCRIPTION
606E10940 | SY | SPECIAL - NOISE BARRIER | ADD SUPPLEMENTAL DESCRIPTION
606E11000 | FT | GUARDRAIL, THRIE BEAM RAIL AND TRANSITION SECTION
606E11001 | FT | GUARDRAIL, THRIE BEAM RAIL AND TRANSITION SECTION, AS PER PLAN
606E12000 | FT | GUARDRAIL, TYPE 5MR | REQUIRES PLAN INSERT SHEET
606E12500 | FT | GUARDRAIL, TYPE 4 | REQUIRES PLAN INSERT SHEET
606E12501 | FT | GUARDRAIL, TYPE 4, AS PER PLAN | REQUIRES PLAN INSERT SHEET
606E13000 | FT | GUARDRAIL, TYPE 5 | REQUIRES PLAN INSERT SHEET
606E13001 | FT | GUARDRAIL, TYPE 5, AS PER PLAN | REQUIRES PLAN INSERT SHEET
606E13010 | FT | GUARDRAIL, TYPE 5 WITH TUBULAR BACKUP | REQUIRES PLAN INSERT SHEET
606E13011 | FT | GUARDRAIL, TYPE 5 WITH TUBULAR BACKUP, AS PER PLAN | REQUIRES PLAN INSERT SHEET
606E13020 | FT | GUARDRAIL, TYPE 5 WITH DOUBLE RAILS | REQUIRES PLAN INSERT SHEET
606E13021 | FT | GUARDRAIL, TYPE 5 WITH DOUBLE RAILS, AS PER PLAN | REQUIRES PLAN INSERT SHEET
606E13024 | FT | GUARDRAIL, TYPE 5 WITH DOUBLE RAILS AND DOUBLE POSTS | REQUIRES PLAN INSERT SHEET
606E13030 | FT | GUARDRAIL, TYPE 5, USING 9 FOOT POSTS | REQUIRES PLAN INSERT SHEET
606E13031 | FT | GUARDRAIL, TYPE 5, USING 9 FOOT POSTS, AS PER PLAN | REQUIRES PLAN INSERT SHEET
606E13040 | FT | GUARDRAIL, NESTED TYPE 5 WITH TUBULAR BACKUP | REQUIRES PLAN INSERT SHEET
606E13041 | FT | GUARDRAIL, NESTED TYPE 5 WITH TUBULAR BACKUP, AS PER PLAN | REQUIRES PLAN INSERT SHEET
606E13050 | FT | GUARDRAIL, TYPE 5A | REQUIRES PLAN INSERT SHEET
606E13051 | FT | GUARDRAIL, TYPE 5A, AS PER PLAN | REQUIRES PLAN INSERT SHEET
606E13070 | FT | GUARDRAIL, TYPE 5A, USING 9 FOOT POSTS | REQUIRES PLAN INSERT SHEET
606E14000 | FT | GUARDRAIL, TYPE 8 | REQUIRES PLAN INSERT SHEET
606E15050 | FT | GUARDRAIL, TYPE MGS
606E15051 | FT | GUARDRAIL, TYPE MGS, AS PER PLAN
606E15100 | FT | GUARDRAIL, TYPE MGS WITH LONG POSTS
606E15101 | FT | GUARDRAIL, TYPE MGS WITH LONG POSTS, AS PER PLAN
606E15150 | FT | GUARDRAIL, TYPE MGS HALF POST SPACING
606E15151 | FT | GUARDRAIL, TYPE MGS HALF POST SPACING, AS PER PLAN
606E15200 | FT | GUARDRAIL, TYPE MGS HALF POST SPACING WITH LONG POSTS
606E15201 | FT | GUARDRAIL, TYPE MGS HALF POST SPACING WITH LONG POSTS, AS PER PLAN
606E15250 | FT | GUARDRAIL, TYPE MGS QUARTER POST SPACING
606E15251 | FT | GUARDRAIL, TYPE MGS QUARTER POST SPACING, AS PER PLAN
606E15300 | FT | GUARDRAIL, TYPE MGS QUARTER POST SPACING WITH LONG POSTS
606E15301 | FT | GUARDRAIL, TYPE MGS QUARTER POST SPACING WITH LONG POSTS, AS PER PLAN
606E15350 | FT | GUARDRAIL, TYPE MGS WITH SOCKETED POSTS
606E15400 | FT | MGS GUARDRAIL, TYPE 8
606E15500 | FT | GUARDRAIL, BARRIER DESIGN, TYPE 5 | REQUIRES PLAN INSERT SHEET
606E15501 | FT | GUARDRAIL, BARRIER DESIGN, TYPE 5, AS PER PLAN | REQUIRES PLAN INSERT SHEET
606E15550 | FT | GUARDRAIL, BARRIER DESIGN, TYPE MGS
606E15551 | FT | GUARDRAIL, BARRIER DESIGN, TYPE MGS, AS PER PLAN
606E16000 | FT | GUARDRAIL REBUILT
606E16001 | FT | GUARDRAIL REBUILT, AS PER PLAN
606E16050 | FT | GUARDRAIL REBUILT, TYPE MGS
606E16051 | FT | GUARDRAIL REBUILT, TYPE MGS, AS PER PLAN
606E16300 | FT | GUARDRAIL REBUILT, TYPE 5MR | REQUIRES PLAN INSERT SHEET
606E16301 | FT | GUARDRAIL REBUILT, TYPE 5MR, AS PER PLAN | REQUIRES PLAN INSERT SHEET
606E16400 | FT | GUARDRAIL REBUILT, TYPE 4 | REQUIRES PLAN INSERT SHEET
606E16500 | FT | GUARDRAIL REBUILT, TYPE 5 | REQUIRES PLAN INSERT SHEET
606E16501 | FT | GUARDRAIL REBUILT, TYPE 5, AS PER PLAN | REQUIRES PLAN INSERT SHEET
606E16550 | FT | GUARDRAIL REBUILT, TYPE 5, USING 9 FOOT POSTS | REQUIRES PLAN INSERT SHEET
606E16551 | FT | GUARDRAIL REBUILT, TYPE 5, USING 9 FOOT POSTS, AS PER PLAN | REQUIRES PLAN INSERT SHEET
606E16560 | FT | GUARDRAIL REBUILT, TYPE MGS WITH LONG POSTS
606E16561 | FT | GUARDRAIL REBUILT, TYPE MGS WITH LONG POSTS, AS PER PLAN
606E16600 | FT | GUARDRAIL REBUILT, BARRIER DESIGN, TYPE 5 | REQUIRES PLAN INSERT SHEET
606E16601 | FT | GUARDRAIL REBUILT, BARRIER DESIGN, TYPE 5, AS PER PLAN | REQUIRES PLAN INSERT SHEET
606E16660 | FT | GUARDRAIL REBUILT, BARRIER DESIGN, TYPE MGS
606E16661 | FT | GUARDRAIL REBUILT, BARRIER DESIGN, TYPE MGS, AS PER PLAN
606E16700 | FT | GUARDRAIL REBUILT, TYPE 5A | REQUIRES PLAN INSERT SHEET
606E16701 | FT | GUARDRAIL REBUILT, TYPE 5A, AS PER PLAN | REQUIRES PLAN INSERT SHEET
606E16750 | FT | GUARDRAIL REBUILT, TYPE MGS HALF POST SPACING
606E16751 | FT | GUARDRAIL REBUILT, TYPE MGS HALF POST SPACING, AS PER PLAN
606E16800 | FT | GUARDRAIL REBUILT, TYPE MGS HALF POST SPACING WITH LONG POSTS
606E16801 | FT | GUARDRAIL REBUILT, TYPE MGS HALF POST SPACING WITH LONG POSTS, AS PER PLAN
606E16850 | FT | GUARDRAIL REBUILT, TYPE MGS QUARTER POST SPACING
606E16851 | FT | GUARDRAIL REBUILT, TYPE MGS QUARTER POST SPACING, AS PER PLAN
606E16900 | FT | GUARDRAIL REBUILT, TYPE MGS QUARTER POST SPACING WITH LONG POSTS
606E16901 | FT | GUARDRAIL REBUILT, TYPE MGS QUARTER POST SPACING WITH LONG POSTS, AS PER PLAN
606E17000 | FT | RAISING TYPE 5 GUARDRAIL | REQUIRES PLAN INSERT SHEET
606E17001 | FT | RAISING TYPE 5 GUARDRAIL, AS PER PLAN | REQUIRES PLAN INSERT SHEET
606E17004 | FT | RAISING TYPE 5A GUARDRAIL | REQUIRES PLAN INSERT SHEET
606E17010 | FT | RAISING EXISTING GUARDRAIL | OTHER THAN TYPE 5 GUARDRAIL
606E17050 | FT | RAISING TYPE MGS GUARDRAIL
606E17051 | FT | RAISING TYPE MGS GUARDRAIL, AS PER PLAN
606E17290 | FT | GUARDRAIL, TYPE 5, LONG-SPAN | REQUIRES PLAN INSERT SHEET
606E17291 | FT | GUARDRAIL, TYPE 5, LONG-SPAN, AS PER PLAN | REQUIRES PLAN INSERT SHEET
606E17300 | FT | GUARDRAIL, TYPE 5, 25' LONG-SPAN | REQUIRES PLAN INSERT SHEET
606E17301 | FT | GUARDRAIL, TYPE 5, 25' LONG-SPAN, AS PER PLAN | REQUIRES PLAN INSERT SHEET
606E17350 | FT | GUARDRAIL, TYPE MGS, 25' LONG-SPAN
606E17351 | FT | GUARDRAIL, TYPE MGS, 25' LONG-SPAN, AS PER PLAN
606E17360 | FT | GUARDRAIL, TYPE MGS, LONG-SPAN
606E17500 | EACH | POST END ANCHOR (OR CONCRETE BLOCK END ANCHOR)
606E17700 | EACH | REPLACE EXISTING GUARDRAIL BLOCKOUT | REQUIRES PLAN INSERT SHEET
606E17701 | EACH | REPLACE EXISTING GUARDRAIL BLOCKOUT, AS PER PLAN | REQUIRES PLAN INSERT SHEET
606E17750 | EACH | REPLACE EXISTING GUARDRAIL BLOCKOUT, TYPE MGS
606E17751 | EACH | REPLACE EXISTING GUARDRAIL BLOCKOUT, TYPE MGS, AS PER PLAN
606E17900 | EACH | GUARDRAIL POST
606E17901 | EACH | GUARDRAIL POST, AS PER PLAN
606E18000 | EACH | GUARDRAIL POST, 8 FEET
606E18001 | EACH | GUARDRAIL POST, 8 FEET, AS PER PLAN
606E18500 | EACH | GUARDRAIL POST, 9 FEET
606E18501 | EACH | GUARDRAIL POST, 9 FEET, AS PER PLAN
606E19001 | EACH | GUARDRAIL POST, STEEL, AS PER PLAN
606E19100 | EACH | GUARDRAIL POST, MGS LONG POST
606E19101 | EACH | GUARDRAIL POST, MGS LONG POST, AS PER PLAN
606E20000 | EACH | FLARED END SECTION
606E20050 | EACH | ROUNDED END SECTION
606E25000 | EACH | ANCHOR ASSEMBLY, TYPE A | REQUIRES PLAN INSERT SHEET
606E25001 | EACH | ANCHOR ASSEMBLY, TYPE A, AS PER PLAN | REQUIRES PLAN INSERT SHEET
606E25500 | EACH | ANCHOR ASSEMBLY, BARRIER DESIGN, TYPE A | REQUIRES PLAN INSERT SHEET
606E25501 | EACH | ANCHOR ASSEMBLY, BARRIER DESIGN, TYPE A, AS PER PLAN | REQUIRES PLAN INSERT SHEET
606E25550 | EACH | ANCHOR ASSEMBLY, MGS TYPE A
606E25600 | EACH | ANCHOR ASSEMBLY, BARRIER DESIGN, MGS TYPE A
606E25601 | EACH | ANCHOR ASSEMBLY, BARRIER DESIGN, MGS TYPE A, AS PER PLAN
606E26000 | EACH | ANCHOR ASSEMBLY, TYPE B | REQUIRES PLAN INSERT SHEET
606E26050 | EACH | ANCHOR ASSEMBLY, MGS TYPE B
606E26100 | EACH | ANCHOR ASSEMBLY, TYPE E | REQUIRES PLAN INSERT SHEET
606E26101 | EACH | ANCHOR ASSEMBLY, TYPE E, AS PER PLAN | REQUIRES PLAN INSERT SHEET
606E26150 | EACH | ANCHOR ASSEMBLY, MGS TYPE E | SPECIFY NCHRP 350/MASH 2016
606E26151 | EACH | ANCHOR ASSEMBLY, MGS TYPE E, AS PER PLAN | SPECIFY NCHRP 350/MASH 2016
606E26500 | EACH | ANCHOR ASSEMBLY, TYPE T | REQUIRES PLAN INSERT SHEET
606E26501 | EACH | ANCHOR ASSEMBLY, TYPE T, AS PER PLAN | REQUIRES PLAN INSERT SHEET
606E26550 | EACH | ANCHOR ASSEMBLY, MGS TYPE T
606E26551 | EACH | ANCHOR ASSEMBLY, MGS TYPE T, AS PER PLAN
606E27500 | EACH | ANCHOR ASSEMBLY REBUILT
606E27501 | EACH | ANCHOR ASSEMBLY REBUILT, AS PER PLAN
606E27800 | EACH | ANCHOR ASSEMBLY REBUILT, TYPE A | REQUIRES PLAN INSERT SHEET
606E27801 | EACH | ANCHOR ASSEMBLY REBUILT, TYPE A, AS PER PLAN | REQUIRES PLAN INSERT SHEET
606E27810 | EACH | ANCHOR ASSEMBLY REBUILT, MGS TYPE A
606E27811 | EACH | ANCHOR ASSEMBLY REBUILT, MGS TYPE A, AS PER PLAN
606E27840 | EACH | ANCHOR ASSEMBLY REBUILT, TYPE B | REQUIRES PLAN INSERT SHEET
606E27841 | EACH | ANCHOR ASSEMBLY REBUILT, TYPE B, AS PER PLAN | REQUIRES PLAN INSERT SHEET
606E27846 | EACH | ANCHOR ASSEMBLY REBUILT, MGS TYPE B
606E27847 | EACH | ANCHOR ASSEMBLY REBUILT, MGS TYPE B, AS PER PLAN
606E27850 | EACH | ANCHOR ASSEMBLY REBUILT, TYPE E | REQUIRES PLAN INSERT SHEET
606E27851 | EACH | ANCHOR ASSEMBLY REBUILT, TYPE E, AS PER PLAN | REQUIRES PLAN INSERT SHEET
606E27860 | EACH | ANCHOR ASSEMBLY REBUILT, MGS TYPE E
606E27861 | EACH | ANCHOR ASSEMBLY REBUILT, MGS TYPE E, AS PER PLAN
606E27900 | EACH | ANCHOR ASSEMBLY REBUILT, TYPE T | REQUIRES PLAN INSERT SHEET
606E27901 | EACH | ANCHOR ASSEMBLY REBUILT, TYPE T, AS PER PLAN | REQUIRES PLAN INSERT SHEET
606E27910 | EACH | ANCHOR ASSEMBLY REBUILT, MGS TYPE T
606E27911 | EACH | ANCHOR ASSEMBLY REBUILT, MGS TYPE T, AS PER PLAN
606E28000 | EACH | ANCHOR ASSEMBLY REBUILT, TYPE B-98 | REQUIRES PLAN INSERT SHEET
606E28001 | EACH | ANCHOR ASSEMBLY REBUILT, TYPE B-98, AS PER PLAN | REQUIRES PLAN INSERT SHEET
606E28050 | EACH | ANCHOR ASSEMBLY REBUILT, TYPE E-98 | REQUIRES PLAN INSERT SHEET
606E28051 | EACH | ANCHOR ASSEMBLY REBUILT, TYPE E-98, AS PER PLAN | REQUIRES PLAN INSERT SHEET
606E31000 | EACH | BRIDGE TERMINAL ASSEMBLY, TYPE C | REQUIRES PLAN INSERT SHEET
606E31001 | EACH | BRIDGE TERMINAL ASSEMBLY, TYPE C, AS PER PLAN | REQUIRES PLAN INSERT SHEET
606E31100 | EACH | BRIDGE TERMINAL ASSEMBLY REBUILT, TYPE C | REQUIRES PLAN INSERT SHEET
606E31101 | EACH | BRIDGE TERMINAL ASSEMBLY REBUILT, TYPE C, AS PER PLAN | REQUIRES PLAN INSERT SHEET
606E31500 | EACH | BRIDGE TERMINAL ASSEMBLY, TYPE D | REQUIRES PLAN INSERT SHEET
606E31501 | EACH | BRIDGE TERMINAL ASSEMBLY, TYPE D, AS PER PLAN | REQUIRES PLAN INSERT SHEET
606E31600 | EACH | BRIDGE TERMINAL ASSEMBLY REBUILT, TYPE D | REQUIRES PLAN INSERT SHEET
606E31601 | EACH | BRIDGE TERMINAL ASSEMBLY REBUILT, TYPE D, AS PER PLAN | REQUIRES PLAN INSERT SHEET
606E32000 | EACH | BRIDGE TERMINAL ASSEMBLY, TYPE E | REQUIRES PLAN INSERT SHEET
606E32001 | EACH | BRIDGE TERMINAL ASSEMBLY, TYPE E, AS PER PLAN | REQUIRES PLAN INSERT SHEET
606E32100 | EACH | BRIDGE TERMINAL ASSEMBLY REBUILT, TYPE E | REQUIRES PLAN INSERT SHEET
606E32101 | EACH | BRIDGE TERMINAL ASSEMBLY REBUILT, TYPE E, AS PER PLAN | REQUIRES PLAN INSERT SHEET
606E32160 | EACH | BRIDGE TERMINAL ASSEMBLY, TYPE TST | REQUIRES PLAN INSERT SHEET
606E32161 | EACH | BRIDGE TERMINAL ASSEMBLY, TYPE TST, AS PER PLAN | REQUIRES PLAN INSERT SHEET
606E32170 | EACH | BRIDGE TERMINAL ASSEMBLY REBUILT, TYPE TST | REQUIRES PLAN INSERT SHEET
606E32171 | EACH | BRIDGE TERMINAL ASSEMBLY REBUILT, TYPE TST, AS PER PLAN | REQUIRES PLAN INSERT SHEET
606E32500 | EACH | BRIDGE TERMINAL ASSEMBLY, TYPE F | REQUIRES PLAN INSERT SHEET
606E32501 | EACH | BRIDGE TERMINAL ASSEMBLY, TYPE F, AS PER PLAN | REQUIRES PLAN INSERT SHEET
606E32600 | EACH | BRIDGE TERMINAL ASSEMBLY REBUILT, TYPE F | REQUIRES PLAN INSERT SHEET
606E32601 | EACH | BRIDGE TERMINAL ASSEMBLY REBUILT, TYPE F, AS PER PLAN | REQUIRES PLAN INSERT SHEET
606E33000 | EACH | BRIDGE TERMINAL ASSEMBLY, TYPE G | REQUIRES PLAN INSERT SHEET
606E33050 | EACH | BRIDGE TERMINAL ASSEMBLY REBUILT, TYPE G | REQUIRES PLAN INSERT SHEET
606E33051 | EACH | BRIDGE TERMINAL ASSEMBLY REBUILT, TYPE G, AS PER PLAN | REQUIRES PLAN INSERT SHEET
606E33500 | EACH | BRIDGE TERMINAL ASSEMBLY, TYPE H | REQUIRES PLAN INSERT SHEET
606E33600 | EACH | BRIDGE TERMINAL ASSEMBLY REBUILT, TYPE H | REQUIRES PLAN INSERT SHEET
606E33601 | EACH | BRIDGE TERMINAL ASSEMBLY REBUILT, TYPE H, AS PER PLAN | REQUIRES PLAN INSERT SHEET
606E34000 | EACH | BRIDGE TERMINAL ASSEMBLY, TYPE J | REQUIRES PLAN INSERT SHEET
606E34001 | EACH | BRIDGE TERMINAL ASSEMBLY, TYPE J, AS PER PLAN | REQUIRES PLAN INSERT SHEET
606E34100 | EACH | BRIDGE TERMINAL ASSEMBLY REBUILT, TYPE J | REQUIRES PLAN INSERT SHEET
606E34101 | EACH | BRIDGE TERMINAL ASSEMBLY REBUILT, TYPE J, AS PER PLAN | REQUIRES PLAN INSERT SHEET
606E35000 | EACH | BRIDGE TERMINAL ASSEMBLY, TYPE 1 | REQUIRES PLAN INSERT SHEET
606E35001 | EACH | BRIDGE TERMINAL ASSEMBLY, TYPE 1, AS PER PLAN | REQUIRES PLAN INSERT SHEET
606E35002 | EACH | MGS BRIDGE TERMINAL ASSEMBLY, TYPE 1
606E35003 | EACH | MGS BRIDGE TERMINAL ASSEMBLY, TYPE 1, AS PER PLAN
606E35004 | EACH | BRIDGE TERMINAL ASSEMBLY, TYPE 1, BARRIER DESIGN | REQUIRES PLAN INSERT SHEET
606E35005 | EACH | BRIDGE TERMINAL ASSEMBLY, TYPE 1, BARRIER DESIGN, AS PER PLAN | REQUIRES PLAN INSERT SHEET
606E35006 | EACH | MGS BRIDGE TERMINAL ASSEMBLY, TYPE 1, BARRIER DESIGN
606E35007 | EACH | MGS BRIDGE TERMINAL ASSEMBLY, TYPE 1, BARRIER DESIGN, AS PER PLAN
606E35008 | EACH | MGS BRIDGE TERMINAL ASSEMBLY REBUILT, TYPE 1, BARRIER DESIGN
606E35009 | EACH | MGS BRIDGE TERMINAL ASSEMBLY REBUILT, TYPE 1, BARRIER DESIGN, AS PER PLAN
606E35010 | EACH | BRIDGE TERMINAL ASSEMBLY REBUILT, TYPE 1 | REQUIRES PLAN INSERT SHEET
606E35011 | EACH | BRIDGE TERMINAL ASSEMBLY REBUILT, TYPE 1, AS PER PLAN | REQUIRES PLAN INSERT SHEET
606E35012 | EACH | MGS BRIDGE TERMINAL ASSEMBLY REBUILT, TYPE 1
606E35013 | EACH | MGS BRIDGE TERMINAL ASSEMBLY REBUILT, TYPE 1, AS PER PLAN
606E35020 | EACH | BRIDGE TERMINAL ASSEMBLY, TYPE 1, STEEL CURB RETROFIT | REQUIRES PLAN INSERT SHEET
606E35100 | EACH | BRIDGE TERMINAL ASSEMBLY, TYPE 2 | REQUIRES PLAN INSERT SHEET
606E35101 | EACH | BRIDGE TERMINAL ASSEMBLY, TYPE 2, AS PER PLAN | REQUIRES PLAN INSERT SHEET
606E35102 | EACH | MGS BRIDGE TERMINAL ASSEMBLY, TYPE 2
606E35103 | EACH | MGS BRIDGE TERMINAL ASSEMBLY, TYPE 2, AS PER PLAN
606E35110 | EACH | BRIDGE TERMINAL ASSEMBLY REBUILT, TYPE 2 | REQUIRES PLAN INSERT SHEET
606E35111 | EACH | BRIDGE TERMINAL ASSEMBLY REBUILT, TYPE 2, AS PER PLAN | REQUIRES PLAN INSERT SHEET
606E35112 | EACH | MGS BRIDGE TERMINAL ASSEMBLY REBUILT, TYPE 2
606E35113 | EACH | MGS BRIDGE TERMINAL ASSEMBLY REBUILT, TYPE 2, AS PER PLAN
606E35120 | EACH | BRIDGE TERMINAL ASSEMBLY, TYPE 3 | REQUIRES PLAN INSERT SHEET
606E35121 | EACH | BRIDGE TERMINAL ASSEMBLY, TYPE 3, AS PER PLAN | REQUIRES PLAN INSERT SHEET
606E35130 | EACH | BRIDGE TERMINAL ASSEMBLY REBUILT, TYPE 3 | REQUIRES PLAN INSERT SHEET
606E35131 | EACH | BRIDGE TERMINAL ASSEMBLY REBUILT, TYPE 3, AS PER PLAN | REQUIRES PLAN INSERT SHEET
606E35140 | EACH | BRIDGE TERMINAL ASSEMBLY, TYPE 4 | REQUIRES PLAN INSERT SHEET
606E35141 | EACH | BRIDGE TERMINAL ASSEMBLY, TYPE 4, AS PER PLAN | REQUIRES PLAN INSERT SHEET
606E35150 | EACH | BRIDGE TERMINAL ASSEMBLY REBUILT, TYPE 4 | REQUIRES PLAN INSERT SHEET
606E35151 | EACH | BRIDGE TERMINAL ASSEMBLY REBUILT, TYPE 4, AS PER PLAN | REQUIRES PLAN INSERT SHEET
606E35170 | EACH | BRIDGE TERMINAL ASSEMBLY, TYPE BR-1 | REQUIRES PLAN INSERT SHEET
606E35171 | EACH | BRIDGE TERMINAL ASSEMBLY, TYPE BR-1, AS PER PLAN | REQUIRES PLAN INSERT SHEET
606E35180 | EACH | BRIDGE TERMINAL ASSEMBLY REBUILT, TYPE BR-1 | REQUIRES PLAN INSERT SHEET
606E35181 | EACH | BRIDGE TERMINAL ASSEMBLY REBUILT, TYPE BR-1, AS PER PLAN | REQUIRES PLAN INSERT SHEET
606E39000 | EACH | 36" CONCRETE ANCHOR REMOVED AND REPLACED
606E39001 | EACH | 36" CONCRETE ANCHOR REMOVED AND REPLACED, AS PER PLAN
606E40000 | EACH | SPECIAL - 36" CONCRETE ANCHOR
606E50000 | FT | SPECIAL - RESHAPING BERM
606E55000 | FT | SPECIAL - CABLE BARRIER
606E55010 | FT | SPECIAL - CABLE BARRIER WITH CONCRETE LINE POST FOUNDATION
606E55020 | FT | SPECIAL - CABLE BARRIER, REPLACEMENT CABLE
606E55100 | EACH | SPECIAL - CABLE BARRIER, CONCRETE LINE POST FOUNDATION
606E55110 | EACH | SPECIAL - CABLE BARRIER, CONCRETE ANCHOR FOUNDATION WITH SLEEVE
606E55120 | EACH | SPECIAL - CABLE BARRIER, CONCRETE SOCKETED FOUNDATION
606E55130 | EACH | SPECIAL - CABLE BARRIER, TERMINAL POST, CAST IN PLACE
606E55140 | EACH | SPECIAL - CABLE BARRIER, ANCHOR POST
606E55150 | EACH | SPECIAL - CABLE BARRIER, ANCHOR ASSEMBLY
606E55160 | EACH | SPECIAL - CABLE BARRIER, TERMINAL STRUT
606E55170 | EACH | SPECIAL - CABLE BARRIER, TURNBUCKLE
606E55180 | EACH | SPECIAL - CABLE BARRIER, SPLICE
606E55190 | EACH | SPECIAL - CABLE BARRIER, POST REFLECTOR
606E55200 | EACH | SPECIAL - CABLE BARRIER, TENSIONING
606E55210 | EACH | SPECIAL - CABLE BARRIER, ANCHOR RECONSTRUCTED
606E55220 | EACH | SPECIAL - CABLE BARRIER, ANCHOR POST RESET
606E60002 | EACH | IMPACT ATTENUATOR, TYPE 1 (UNIDIRECTIONAL)
606E60012 | EACH | IMPACT ATTENUATOR, TYPE 1 (BIDIRECTIONAL)
606E60013 | EACH | IMPACT ATTENUATOR, TYPE 1 (BIDIRECTIONAL), AS PER PLAN
606E60022 | EACH | IMPACT ATTENUATOR, TYPE 2 (UNIDIRECTIONAL) | SPECIFY DESIGN MPH/INCH WIDTH
606E60023 | EACH | IMPACT ATTENUATOR, TYPE 2 (UNIDIRECTIONAL), AS PER PLAN | SPECIFY DESIGN MPH/INCH WIDTH
606E60028 | EACH | IMPACT ATTENUATOR, TYPE 2 (BIDIRECTIONAL) | SPECIFY DESIGN MPH/INCH WIDTH
606E60029 | EACH | IMPACT ATTENUATOR, TYPE 2 (BIDIRECTIONAL), AS PER PLAN | SPECIFY DESIGN MPH/INCH WIDTH
606E60040 | EACH | IMPACT ATTENUATOR, TYPE 3 UNIDIRECTIONAL | SPECIFY DESIGN MPH/INCH WIDTH
606E60041 | EACH | IMPACT ATTENUATOR, TYPE 3 UNIDIRECTIONAL, AS PER PLAN | SPECIFY DESIGN MPH/INCH WIDTH
606E60050 | EACH | IMPACT ATTENUATOR, TYPE 3 (BIDIRECTIONAL) | SPECIFY DESIGN MPH/INCH WIDTH
606E60051 | EACH | IMPACT ATTENUATOR, TYPE 3 (BIDIRECTIONAL), AS PER PLAN | SPECIFY DESIGN MPH/INCH WIDTH
606E60060 | EACH | IMPACT ATTENUATOR REBUILT, TYPE 1 (UNIDIRECTIONAL), AS PER PLAN
606E60070 | EACH | IMPACT ATTENUATOR REBUILT, TYPE 1 (BIDIRECTIONAL), AS PER PLAN
606E60600 | EACH | QUADGARD WHEEL DEFLECTOR ASSEMBLY
606E61000 | EACH | IMPACT ATTENUATOR, MISC.: | ADD SUPPLEMENTAL DESCRIPTION
606E66010 | LS | IMPACT ATTENUATOR, MISC.: | ADD SUPPLEMENTAL DESCRIPTION
606E70000 | EACH | THRIE BEAM BULLNOSE
606E70050 | EACH | GUARDRAIL REBUILT, THRIE BEAM BULLNOSE
606E71000 | FT | THRIE BEAM GUARDRAIL
606E71050 | FT | GUARDRAIL REBUILT, THRIE BEAM GUARDRAIL
606E98000 | FT | GUARDRAIL, MISC.: | ADD SUPPLEMENTAL DESCRIPTION
606E98100 | EACH | GUARDRAIL, MISC.: | ADD SUPPLEMENTAL DESCRIPTION
606E98200 | LS | GUARDRAIL, MISC.: | ADD SUPPLEMENTAL DESCRIPTION
606E99000 | LS | SPECIAL - GUARDRAIL | DESIGN BUILD PROJECTS ONLY
606E99200 | EACH | ANCHOR ASSEMBLY, MISC.: | ADD SUPPLEMENTAL DESCRIPTION
606E99300 | LS | SPECIAL - NOISE BARRIERS | DESIGN BUILD PROJECTS ONLY
607E15000 | FT | FENCE, TYPE 47
607E15001 | FT | FENCE, TYPE 47, AS PER PLAN
607E15100 | FT | FENCE, TYPE 47RA
607E15101 | FT | FENCE, TYPE 47RA, AS PER PLAN
607E16000 | FT | FENCE REBUILT, TYPE 47
607E16001 | FT | FENCE REBUILT, TYPE 47, AS PER PLAN
607E20000 | FT | FENCE, TYPE CL
607E20001 | FT | FENCE, TYPE CL, AS PER PLAN
607E20100 | FT | FENCE, TYPE CL, MISC.: | SPECIFY HEIGHT, OTHER THAN 5'
607E20500 | FT | FENCE, TYPE CL (GALVANIZED)
607E22000 | FT | FENCE REBUILT, TYPE CL
607E22001 | FT | FENCE REBUILT, TYPE CL, AS PER PLAN
607E23000 | FT | FENCE, TYPE CLT
607E23001 | FT | FENCE, TYPE CLT, AS PER PLAN
607E23004 | FT | FENCE REBUILT, TYPE CLT
607E23005 | FT | FENCE REBUILT, TYPE CLT, AS PER PLAN
607E23100 | FT | FENCE REBUILT
607E23101 | FT | FENCE REBUILT, AS PER PLAN
607E30000 | FT | FENCE, SNOW
607E30001 | FT | FENCE, SNOW, AS PER PLAN
607E35000 | FT | FENCE REMOVED AND REBUILT
607E35001 | FT | FENCE REMOVED AND REBUILT, AS PER PLAN
607E39900 | FT | VANDAL PROTECTION FENCE, 6' STRAIGHT, COATED FABRIC
607E39901 | FT | VANDAL PROTECTION FENCE, 6' STRAIGHT, COATED FABRIC, AS PER PLAN
607E39910 | FT | VANDAL PROTECTION FENCE, 8' STRAIGHT, COATED FABRIC
607E39911 | FT | VANDAL PROTECTION FENCE, 8' STRAIGHT, COATED FABRIC, AS PER PLAN
607E39920 | FT | VANDAL PROTECTION FENCE, 10' CURVED, COATED FABRIC
607E39921 | FT | VANDAL PROTECTION FENCE, 10' CURVED, COATED FABRIC, AS PER PLAN
607E39930 | FT | VANDAL PROTECTION FENCE, 12' CURVED, COATED FABRIC
607E39931 | FT | VANDAL PROTECTION FENCE, 12' CURVED, COATED FABRIC, AS PER PLAN
607E39992 | FT | TEMPORARY VANDAL FENCE, TYPE A
607E39994 | FT | TEMPORARY VANDAL FENCE, TYPE B
607E39996 | FT | TEMPORARY VANDAL FENCE, TYPE C
607E40000 | FT | SPECIAL - VANDAL PROTECTION FENCE
607E40300 | FT | SPECIAL - VANDAL PROTECTION FENCE REMOVED AND REBUILT
607E40500 | EACH | GATE, TYPE 47
607E40501 | EACH | GATE, TYPE 47, AS PER PLAN
607E50900 | EACH | GATE, TYPE CL
607E50901 | EACH | GATE, TYPE CL, AS PER PLAN
607E60000 | EACH | GATE, TYPE CL (GALVANIZED)
607E61100 | EACH | GATE REBUILT, TYPE CL
607E61101 | EACH | GATE REBUILT, TYPE CL, AS PER PLAN
607E61111 | EACH | GATE REBUILT, AS PER PLAN
607E61200 | EACH | GATE, TYPE CLT
607E61201 | EACH | GATE, TYPE CLT, AS PER PLAN
607E70000 | FT | FENCELINE SEEDING AND MULCHING
607E98000 | FT | FENCE, MISC.: | ADD SUPPLEMENTAL DESCRIPTION
607E98100 | EACH | FENCE, MISC.: | ADD SUPPLEMENTAL DESCRIPTION
607E98200 | LS | FENCE, MISC.: | ADD SUPPLEMENTAL DESCRIPTION
607E98300 | SF | FENCE, MISC.: | ADD SUPPLEMENTAL DESCRIPTION
608E10000 | SF | 4" CONCRETE WALK
608E10001 | SF | 4" CONCRETE WALK, AS PER PLAN
608E11000 | SF | 4-1/2" CONCRETE WALK
608E11001 | SF | 4-1/2" CONCRETE WALK, AS PER PLAN
608E12000 | SF | 5" CONCRETE WALK
608E12001 | SF | 5" CONCRETE WALK, AS PER PLAN
608E13000 | SF | 6" CONCRETE WALK
608E13001 | SF | 6" CONCRETE WALK, AS PER PLAN
608E13020 | SF | 7" CONCRETE WALK
608E13021 | SF | 7" CONCRETE WALK, AS PER PLAN
608E15000 | SF | 8" CONCRETE WALK
608E15001 | SF | 8" CONCRETE WALK, AS PER PLAN
608E20000 | SF | 2" ASPHALT CONCRETE WALK
608E20001 | SF | 2" ASPHALT CONCRETE WALK, AS PER PLAN
608E20010 | SF | 3" ASPHALT CONCRETE WALK
608E20011 | SF | 3" ASPHALT CONCRETE WALK, AS PER PLAN
608E21000 | SF | 4" ASPHALT CONCRETE WALK
608E21001 | SF | 4" ASPHALT CONCRETE WALK, AS PER PLAN
608E21200 | SF | TEMPORARY ASPHALT CONCRETE WALK
608E21201 | SF | TEMPORARY ASPHALT CONCRETE WALK, AS PER PLAN
608E30000 | SF | AGGREGATE WALK
608E40000 | FT | CONCRETE STEPS, TYPE A
608E40001 | FT | CONCRETE STEPS, TYPE A, AS PER PLAN
608E41000 | FT | CONCRETE STEPS, TYPE B
608E41001 | FT | CONCRETE STEPS, TYPE B, AS PER PLAN
608E52000 | SF | CURB RAMP
608E52001 | SF | CURB RAMP, AS PER PLAN
608E53020 | SF | DETECTABLE WARNING
608E53021 | SF | DETECTABLE WARNING, AS PER PLAN
608E98000 | SF | WALKWAY, MISC.: | ADD SUPPLEMENTAL DESCRIPTION
608E98100 | FT | WALKWAY, MISC.: | ADD SUPPLEMENTAL DESCRIPTION
608E98200 | EACH | WALKWAY, MISC.: | ADD SUPPLEMENTAL DESCRIPTION
609E00500 | FT | SANDSTONE CURB
609E00501 | FT | SANDSTONE CURB, AS PER PLAN
609E10000 | FT | ASPHALT CONCRETE CURB, TYPE 1
609E10001 | FT | ASPHALT CONCRETE CURB, TYPE 1, AS PER PLAN
609E12000 | FT | COMBINATION CURB AND GUTTER, TYPE 2
609E12001 | FT | COMBINATION CURB AND GUTTER, TYPE 2, AS PER PLAN
609E14000 | FT | CURB, TYPE 2-A
609E14001 | FT | CURB, TYPE 2-A, AS PER PLAN
609E16000 | FT | CURB, TYPE 2-B
609E16001 | FT | CURB, TYPE 2-B, AS PER PLAN
609E18000 | FT | COMBINATION CURB AND GUTTER, TYPE 3
609E18001 | FT | COMBINATION CURB AND GUTTER, TYPE 3, AS PER PLAN
609E20000 | FT | CURB, TYPE 3-A
609E20001 | FT | CURB, TYPE 3-A, AS PER PLAN
609E22000 | FT | CURB, TYPE 3-B
609E22001 | FT | CURB, TYPE 3-B, AS PER PLAN
609E23000 | FT | COMBINATION CURB AND GUTTER, TYPE 4
609E23001 | FT | COMBINATION CURB AND GUTTER, TYPE 4, AS PER PLAN
609E24000 | FT | CURB, TYPE 4-A
609E24001 | FT | CURB, TYPE 4-A, AS PER PLAN
609E24500 | FT | CURB, TYPE 4-B
609E24501 | FT | CURB, TYPE 4-B, AS PER PLAN
609E24510 | FT | CURB, TYPE 4-C
609E24511 | FT | CURB, TYPE 4-C, AS PER PLAN
609E26000 | FT | CURB, TYPE 6
609E26001 | FT | CURB, TYPE 6, AS PER PLAN
609E28000 | FT | CURB, TYPE 7
609E28001 | FT | CURB, TYPE 7, AS PER PLAN
609E30000 | FT | CURB, TYPE 8
609E30001 | FT | CURB, TYPE 8, AS PER PLAN
609E31000 | FT | COMBINATION CURB AND GUTTER, TYPE 9
609E31001 | FT | COMBINATION CURB AND GUTTER, TYPE 9, AS PER PLAN
609E50000 | SY | 4" CONCRETE TRAFFIC ISLAND | CHECK UNIT OF MEASURE
609E50001 | SY | 4" CONCRETE TRAFFIC ISLAND, AS PER PLAN | CHECK UNIT OF MEASURE
609E52000 | CY | 4" CONCRETE TRAFFIC ISLAND | CHECK UNIT OF MEASURE
609E54000 | SY | 6" CONCRETE TRAFFIC ISLAND | CHECK UNIT OF MEASURE
609E54001 | SY | 6" CONCRETE TRAFFIC ISLAND, AS PER PLAN | CHECK UNIT OF MEASURE
609E56000 | CY | 6" CONCRETE TRAFFIC ISLAND | CHECK UNIT OF MEASURE
609E57000 | SY | 8" CONCRETE TRAFFIC ISLAND | CHECK UNIT OF MEASURE
609E57001 | SY | 8" CONCRETE TRAFFIC ISLAND, AS PER PLAN | CHECK UNIT OF MEASURE
609E57500 | CY | 8" CONCRETE TRAFFIC ISLAND | CHECK UNIT OF MEASURE
609E57501 | CY | 8" CONCRETE TRAFFIC ISLAND, AS PER PLAN | CHECK UNIT OF MEASURE
609E58000 | SY | 9" CONCRETE TRAFFIC ISLAND | CHECK UNIT OF MEASURE
609E58001 | SY | 9" CONCRETE TRAFFIC ISLAND, AS PER PLAN | CHECK UNIT OF MEASURE
609E60000 | CY | 9" CONCRETE TRAFFIC ISLAND | CHECK UNIT OF MEASURE
609E60001 | CY | 9" CONCRETE TRAFFIC ISLAND, AS PER PLAN | CHECK UNIT OF MEASURE
609E70000 | SY | 4" CONCRETE MEDIAN
609E70001 | SY | 4" CONCRETE MEDIAN, AS PER PLAN
609E71000 | SF | CONCRETE MEDIAN
609E71001 | SF | CONCRETE MEDIAN, AS PER PLAN
609E72000 | SY | CONCRETE MEDIAN
609E72001 | SY | CONCRETE MEDIAN, AS PER PLAN
609E72100 | CY | CONCRETE MEDIAN
609E72101 | CY | CONCRETE MEDIAN, AS PER PLAN
609E96000 | SY | MEDIAN, MISC.: | ADD SUPPLEMENTAL DESCRIPTION
609E96100 | CY | MEDIAN, MISC.: | ADD SUPPLEMENTAL DESCRIPTION
609E96200 | SF | MEDIAN, MISC.: | ADD SUPPLEMENTAL DESCRIPTION
609E98000 | FT | CURB, MISC.: | ADD SUPPLEMENTAL DESCRIPTION
609E98100 | EACH | CURB, MISC.: | ADD SUPPLEMENTAL DESCRIPTION
610E13000 | SF | CELLULAR RETAINING WALL (CONCRETE)
610E13001 | SF | CELLULAR RETAINING WALL (CONCRETE), AS PER PLAN
610E13100 | SF | CELLULAR RETAINING WALL (METAL)
610E13101 | SF | CELLULAR RETAINING WALL (METAL), AS PER PLAN
610E13200 | SF | CELLULAR RETAINING WALL
610E13201 | SF | CELLULAR RETAINING WALL, AS PER PLAN
610E16000 | LS | SPECIAL - UNDERCUT AND BACKFILL
610E50000 | EACH | RETAINING WALL, MISC.: | ADD SUPPLEMENTAL DESCRIPTION
610E50010 | SF | RETAINING WALL, MISC.: | ADD SUPPLEMENTAL DESCRIPTION
610E50020 | FT | RETAINING WALL, MISC.: | ADD SUPPLEMENTAL DESCRIPTION
610E50030 | SY | RETAINING WALL, MISC.: | ADD SUPPLEMENTAL DESCRIPTION
610E60000 | LS | RETAINING WALL, MISC.: | ADD SUPPLEMENTAL DESCRIPTION
610E99000 | LS | SPECIAL - RETAINING WALL | DESIGN BUILD PROJECTS ONLY
611E00100 | FT | 4" CONDUIT, TYPE B | SPECIFY MATL WHEN WARRANTED
611E00101 | FT | 4" CONDUIT, TYPE B, AS PER PLAN | SPECIFY MATL WHEN WARRANTED
611E00200 | FT | 4" CONDUIT, TYPE C | SPECIFY MATL WHEN WARRANTED
611E00201 | FT | 4" CONDUIT, TYPE C, AS PER PLAN | SPECIFY MATL WHEN WARRANTED
611E00300 | FT | 4" CONDUIT, TYPE D | SPECIFY MATL WHEN WARRANTED
611E00301 | FT | 4" CONDUIT, TYPE D, AS PER PLAN | SPECIFY MATL WHEN WARRANTED
611E00400 | FT | 4" CONDUIT, TYPE E | SPECIFY MATL WHEN WARRANTED
611E00401 | FT | 4" CONDUIT, TYPE E, AS PER PLAN | SPECIFY MATL WHEN WARRANTED
611E00406 | FT | 4" CONDUIT, TYPE F | SPECIFY MATL WHEN WARRANTED
611E00407 | FT | 4" CONDUIT, TYPE F, AS PER PLAN | SPECIFY MATL WHEN WARRANTED
611E00410 | FT | 4" CONDUIT, TYPE F FOR UNDERDRAIN OUTLET
611E00411 | FT | 4" CONDUIT, TYPE F FOR UNDERDRAIN OUTLET, AS PER PLAN
611E00510 | FT | 6" CONDUIT, TYPE F FOR UNDERDRAIN OUTLETS
611E00511 | FT | 6" CONDUIT, TYPE F FOR UNDERDRAIN OUTLETS, AS PER PLAN
611E00900 | FT | 6" CONDUIT, TYPE B | SPECIFY MATL WHEN WARRANTED
611E00901 | FT | 6" CONDUIT, TYPE B, AS PER PLAN | SPECIFY MATL WHEN WARRANTED
611E01100 | FT | 6" CONDUIT, TYPE C | SPECIFY MATL WHEN WARRANTED
611E01101 | FT | 6" CONDUIT, TYPE C, AS PER PLAN | SPECIFY MATL WHEN WARRANTED
611E01200 | FT | 6" CONDUIT, TYPE D | SPECIFY MATL WHEN WARRANTED
611E01400 | FT | 6" CONDUIT, TYPE E | SPECIFY MATL WHEN WARRANTED
611E01401 | FT | 6" CONDUIT, TYPE E, AS PER PLAN | SPECIFY MATL WHEN WARRANTED
611E01500 | FT | 6" CONDUIT, TYPE F | SPECIFY MATL WHEN WARRANTED
611E01501 | FT | 6" CONDUIT, TYPE F, AS PER PLAN | SPECIFY MATL WHEN WARRANTED
611E01800 | FT | 8" CONDUIT, TYPE B | SPECIFY MATL WHEN WARRANTED
611E01801 | FT | 8" CONDUIT, TYPE B, AS PER PLAN | SPECIFY MATL WHEN WARRANTED
611E02000 | FT | 8" CONDUIT, TYPE C | SPECIFY MATL WHEN WARRANTED
611E02001 | FT | 8" CONDUIT, TYPE C, AS PER PLAN | SPECIFY MATL WHEN WARRANTED
611E02400 | FT | 8" CONDUIT, TYPE D | SPECIFY MATL WHEN WARRANTED
611E02401 | FT | 8" CONDUIT, TYPE D, AS PER PLAN | SPECIFY MATL WHEN WARRANTED
611E02500 | FT | 8" CONDUIT, TYPE E | SPECIFY MATL WHEN WARRANTED
611E02501 | FT | 8" CONDUIT, TYPE E, AS PER PLAN | SPECIFY MATL WHEN WARRANTED
611E02600 | FT | 8" CONDUIT, TYPE F | SPECIFY MATL WHEN WARRANTED
611E02601 | FT | 8" CONDUIT, TYPE F, AS PER PLAN | SPECIFY MATL WHEN WARRANTED
611E03100 | FT | 10" CONDUIT, TYPE B | SPECIFY MATL WHEN WARRANTED
611E03101 | FT | 10" CONDUIT, TYPE B, AS PER PLAN | SPECIFY MATL WHEN WARRANTED
611E03300 | FT | 10" CONDUIT, TYPE C | SPECIFY MATL WHEN WARRANTED
611E03301 | FT | 10" CONDUIT, TYPE C, AS PER PLAN | SPECIFY MATL WHEN WARRANTED
611E03400 | FT | 10" CONDUIT, TYPE D | SPECIFY MATL WHEN WARRANTED
611E03401 | FT | 10" CONDUIT, TYPE D, AS PER PLAN | SPECIFY MATL WHEN WARRANTED
611E03600 | FT | 10" CONDUIT, TYPE E | SPECIFY MATL WHEN WARRANTED
611E03601 | FT | 10" CONDUIT, TYPE E, AS PER PLAN | SPECIFY MATL WHEN WARRANTED
611E03700 | FT | 10" CONDUIT, TYPE F | SPECIFY MATL WHEN WARRANTED
611E03701 | FT | 10" CONDUIT, TYPE F, AS PER PLAN | SPECIFY MATL WHEN WARRANTED
611E04200 | FT | 12" CONDUIT, TYPE A | SPECIFY MATL WHEN WARRANTED
611E04201 | FT | 12" CONDUIT, TYPE A, AS PER PLAN | SPECIFY MATL WHEN WARRANTED
611E04400 | FT | 12" CONDUIT, TYPE B | SPECIFY MATL WHEN WARRANTED
611E04401 | FT | 12" CONDUIT, TYPE B, AS PER PLAN | SPECIFY MATL WHEN WARRANTED
611E04600 | FT | 12" CONDUIT, TYPE C | SPECIFY MATL WHEN WARRANTED
611E04601 | FT | 12" CONDUIT, TYPE C, AS PER PLAN | SPECIFY MATL WHEN WARRANTED
611E04900 | FT | 12" CONDUIT, TYPE D | SPECIFY MATL WHEN WARRANTED
611E04901 | FT | 12" CONDUIT, TYPE D, AS PER PLAN | SPECIFY MATL WHEN WARRANTED
611E05100 | FT | 12" CONDUIT, TYPE E | SPECIFY MATL WHEN WARRANTED
611E05101 | FT | 12" CONDUIT, TYPE E, AS PER PLAN | SPECIFY MATL WHEN WARRANTED
611E05200 | FT | 12" CONDUIT, TYPE F | SPECIFY MATL WHEN WARRANTED
611E05201 | FT | 12" CONDUIT, TYPE F, AS PER PLAN | SPECIFY MATL WHEN WARRANTED
611E05700 | FT | 15" CONDUIT, TYPE A | SPECIFY MATL WHEN WARRANTED
611E05701 | FT | 15" CONDUIT, TYPE A, AS PER PLAN | SPECIFY MATL WHEN WARRANTED
611E05900 | FT | 15" CONDUIT, TYPE B | SPECIFY MATL WHEN WARRANTED
611E05901 | FT | 15" CONDUIT, TYPE B, AS PER PLAN | SPECIFY MATL WHEN WARRANTED
611E06100 | FT | 15" CONDUIT, TYPE C | SPECIFY MATL WHEN WARRANTED
611E06101 | FT | 15" CONDUIT, TYPE C, AS PER PLAN | SPECIFY MATL WHEN WARRANTED
611E06400 | FT | 15" CONDUIT, TYPE D | SPECIFY MATL WHEN WARRANTED
611E06401 | FT | 15" CONDUIT, TYPE D, AS PER PLAN | SPECIFY MATL WHEN WARRANTED
611E06600 | FT | 15" CONDUIT, TYPE E | SPECIFY MATL WHEN WARRANTED
611E06601 | FT | 15" CONDUIT, TYPE E, AS PER PLAN | SPECIFY MATL WHEN WARRANTED
611E06700 | FT | 15" CONDUIT, TYPE F | SPECIFY MATL WHEN WARRANTED
611E06701 | FT | 15" CONDUIT, TYPE F, AS PER PLAN | SPECIFY MATL WHEN WARRANTED
611E07200 | FT | 18" CONDUIT, TYPE A | SPECIFY MATL WHEN WARRANTED
611E07201 | FT | 18" CONDUIT, TYPE A, AS PER PLAN | SPECIFY MATL WHEN WARRANTED
611E07400 | FT | 18" CONDUIT, TYPE B | SPECIFY MATL WHEN WARRANTED
611E07401 | FT | 18" CONDUIT, TYPE B, AS PER PLAN | SPECIFY MATL WHEN WARRANTED
611E07600 | FT | 18" CONDUIT, TYPE C | SPECIFY MATL WHEN WARRANTED
611E07601 | FT | 18" CONDUIT, TYPE C, AS PER PLAN | SPECIFY MATL WHEN WARRANTED
611E07900 | FT | 18" CONDUIT, TYPE D | SPECIFY MATL WHEN WARRANTED
611E07901 | FT | 18" CONDUIT, TYPE D, AS PER PLAN | SPECIFY MATL WHEN WARRANTED
611E08100 | FT | 18" CONDUIT, TYPE E | SPECIFY MATL WHEN WARRANTED
611E08200 | FT | 18" CONDUIT, TYPE F | SPECIFY MATL WHEN WARRANTED
611E08201 | FT | 18" CONDUIT, TYPE F, AS PER PLAN | SPECIFY MATL WHEN WARRANTED
611E08700 | FT | 21" CONDUIT, TYPE A | SPECIFY MATL WHEN WARRANTED
611E08701 | FT | 21" CONDUIT, TYPE A, AS PER PLAN | SPECIFY MATL WHEN WARRANTED
611E08900 | FT | 21" CONDUIT, TYPE B | SPECIFY MATL WHEN WARRANTED
611E08901 | FT | 21" CONDUIT, TYPE B, AS PER PLAN | SPECIFY MATL WHEN WARRANTED
611E09100 | FT | 21" CONDUIT, TYPE C | SPECIFY MATL WHEN WARRANTED
611E09101 | FT | 21" CONDUIT, TYPE C, AS PER PLAN | SPECIFY MATL WHEN WARRANTED
611E09400 | FT | 21" CONDUIT, TYPE D | SPECIFY MATL WHEN WARRANTED
611E09401 | FT | 21" CONDUIT, TYPE D, AS PER PLAN | SPECIFY MATL WHEN WARRANTED
611E09600 | FT | 21" CONDUIT, TYPE E | SPECIFY MATL WHEN WARRANTED
611E09601 | FT | 21" CONDUIT, TYPE E, AS PER PLAN | SPECIFY MATL WHEN WARRANTED
611E09700 | FT | 21" CONDUIT, TYPE F | SPECIFY MATL WHEN WARRANTED
611E10200 | FT | 24" CONDUIT, TYPE A | SPECIFY MATL WHEN WARRANTED
611E10201 | FT | 24" CONDUIT, TYPE A, AS PER PLAN | SPECIFY MATL WHEN WARRANTED
611E10400 | FT | 24" CONDUIT, TYPE B | SPECIFY MATL WHEN WARRANTED
611E10401 | FT | 24" CONDUIT, TYPE B, AS PER PLAN | SPECIFY MATL WHEN WARRANTED
611E10600 | FT | 24" CONDUIT, TYPE C | SPECIFY MATL WHEN WARRANTED
611E10601 | FT | 24" CONDUIT, TYPE C, AS PER PLAN | SPECIFY MATL WHEN WARRANTED
611E10900 | FT | 24" CONDUIT, TYPE D | SPECIFY MATL WHEN WARRANTED
611E10901 | FT | 24" CONDUIT, TYPE D, AS PER PLAN | SPECIFY MATL WHEN WARRANTED
611E11100 | FT | 24" CONDUIT, TYPE E | SPECIFY MATL WHEN WARRANTED
611E11101 | FT | 24" CONDUIT, TYPE E, AS PER PLAN | SPECIFY MATL WHEN WARRANTED
611E11200 | FT | 24" CONDUIT, TYPE F | SPECIFY MATL WHEN WARRANTED
611E11201 | FT | 24" CONDUIT, TYPE F, AS PER PLAN | SPECIFY MATL WHEN WARRANTED
611E11700 | FT | 27" CONDUIT, TYPE A | SPECIFY MATL WHEN WARRANTED
611E11701 | FT | 27" CONDUIT, TYPE A, AS PER PLAN | SPECIFY MATL WHEN WARRANTED
611E11900 | FT | 27" CONDUIT, TYPE B | SPECIFY MATL WHEN WARRANTED
611E11901 | FT | 27" CONDUIT, TYPE B, AS PER PLAN | SPECIFY MATL WHEN WARRANTED
611E12100 | FT | 27" CONDUIT, TYPE C | SPECIFY MATL WHEN WARRANTED
611E12101 | FT | 27" CONDUIT, TYPE C, AS PER PLAN | SPECIFY MATL WHEN WARRANTED
611E12400 | FT | 27" CONDUIT, TYPE D | SPECIFY MATL WHEN WARRANTED
611E12600 | FT | 27" CONDUIT, TYPE E | SPECIFY MATL WHEN WARRANTED
611E12700 | FT | 27" CONDUIT, TYPE F | SPECIFY MATL WHEN WARRANTED
611E12701 | FT | 27" CONDUIT, TYPE F, AS PER PLAN | SPECIFY MATL WHEN WARRANTED
611E13200 | FT | 30" CONDUIT, TYPE A | SPECIFY MATL WHEN WARRANTED
611E13201 | FT | 30" CONDUIT, TYPE A, AS PER PLAN | SPECIFY MATL WHEN WARRANTED
611E13400 | FT | 30" CONDUIT, TYPE B | SPECIFY MATL WHEN WARRANTED
611E13401 | FT | 30" CONDUIT, TYPE B, AS PER PLAN | SPECIFY MATL WHEN WARRANTED
611E13600 | FT | 30" CONDUIT, TYPE C | SPECIFY MATL WHEN WARRANTED
611E13601 | FT | 30" CONDUIT, TYPE C, AS PER PLAN | SPECIFY MATL WHEN WARRANTED
611E13900 | FT | 30" CONDUIT, TYPE D | SPECIFY MATL WHEN WARRANTED
611E13901 | FT | 30" CONDUIT, TYPE D, AS PER PLAN | SPECIFY MATL WHEN WARRANTED
611E14100 | FT | 30" CONDUIT, TYPE E | SPECIFY MATL WHEN WARRANTED
611E14200 | FT | 30" CONDUIT, TYPE F | SPECIFY MATL WHEN WARRANTED
611E16200 | FT | 36" CONDUIT, TYPE A | SPECIFY MATL WHEN WARRANTED
611E16201 | FT | 36" CONDUIT, TYPE A, AS PER PLAN | SPECIFY MATL WHEN WARRANTED
611E16400 | FT | 36" CONDUIT, TYPE B | SPECIFY MATL WHEN WARRANTED
611E16401 | FT | 36" CONDUIT, TYPE B, AS PER PLAN | SPECIFY MATL WHEN WARRANTED
611E16600 | FT | 36" CONDUIT, TYPE C | SPECIFY MATL WHEN WARRANTED
611E16601 | FT | 36" CONDUIT, TYPE C, AS PER PLAN | SPECIFY MATL WHEN WARRANTED
611E16900 | FT | 36" CONDUIT, TYPE D | SPECIFY MATL WHEN WARRANTED
611E16901 | FT | 36" CONDUIT, TYPE D, AS PER PLAN | SPECIFY MATL WHEN WARRANTED
611E17100 | FT | 36" CONDUIT, TYPE E | SPECIFY MATL WHEN WARRANTED
611E17200 | FT | 36" CONDUIT, TYPE F | SPECIFY MATL WHEN WARRANTED
611E19200 | FT | 42" CONDUIT, TYPE A | SPECIFY MATL WHEN WARRANTED
611E19201 | FT | 42" CONDUIT, TYPE A, AS PER PLAN | SPECIFY MATL WHEN WARRANTED
611E19400 | FT | 42" CONDUIT, TYPE B | SPECIFY MATL WHEN WARRANTED
611E19401 | FT | 42" CONDUIT, TYPE B, AS PER PLAN | SPECIFY MATL WHEN WARRANTED
611E19600 | FT | 42" CONDUIT, TYPE C | SPECIFY MATL WHEN WARRANTED
611E19601 | FT | 42" CONDUIT, TYPE C, AS PER PLAN | SPECIFY MATL WHEN WARRANTED
611E19900 | FT | 42" CONDUIT, TYPE D | SPECIFY MATL WHEN WARRANTED
611E19904 | FT | 42" CONDUIT, TYPE F | SPECIFY MATL WHEN WARRANTED
611E19905 | FT | 42" CONDUIT, TYPE F, AS PER PLAN | SPECIFY MATL WHEN WARRANTED
611E20700 | FT | 48" CONDUIT, TYPE A | SPECIFY MATL WHEN WARRANTED
611E20701 | FT | 48" CONDUIT, TYPE A, AS PER PLAN | SPECIFY MATL WHEN WARRANTED
611E20900 | FT | 48" CONDUIT, TYPE B | SPECIFY MATL WHEN WARRANTED
611E20901 | FT | 48" CONDUIT, TYPE B, AS PER PLAN | SPECIFY MATL WHEN WARRANTED
611E21100 | FT | 48" CONDUIT, TYPE C | SPECIFY MATL WHEN WARRANTED
611E21101 | FT | 48" CONDUIT, TYPE C, AS PER PLAN | SPECIFY MATL WHEN WARRANTED
611E21400 | FT | 48" CONDUIT, TYPE D | SPECIFY MATL WHEN WARRANTED
611E21500 | FT | 48" CONDUIT, TYPE F | SPECIFY MATL WHEN WARRANTED
611E21501 | FT | 48" CONDUIT, TYPE F, AS PER PLAN | SPECIFY MATL WHEN WARRANTED
611E22200 | FT | 54" CONDUIT, TYPE A | SPECIFY MATL WHEN WARRANTED
611E22201 | FT | 54" CONDUIT, TYPE A, AS PER PLAN | SPECIFY MATL WHEN WARRANTED
611E22400 | FT | 54" CONDUIT, TYPE B | SPECIFY MATL WHEN WARRANTED
611E22401 | FT | 54" CONDUIT, TYPE B, AS PER PLAN | SPECIFY MATL WHEN WARRANTED
611E22600 | FT | 54" CONDUIT, TYPE C | SPECIFY MATL WHEN WARRANTED
611E22601 | FT | 54" CONDUIT, TYPE C, AS PER PLAN | SPECIFY MATL WHEN WARRANTED
611E22900 | FT | 54" CONDUIT, TYPE D | SPECIFY MATL WHEN WARRANTED
611E22901 | FT | 54" CONDUIT, TYPE D, AS PER PLAN | SPECIFY MATL WHEN WARRANTED
611E23600 | FT | 60" CONDUIT, TYPE A | SPECIFY MATL WHEN WARRANTED
611E23601 | FT | 60" CONDUIT, TYPE A, AS PER PLAN | SPECIFY MATL WHEN WARRANTED
611E23800 | FT | 60" CONDUIT, TYPE B | SPECIFY MATL WHEN WARRANTED
611E23801 | FT | 60" CONDUIT, TYPE B, AS PER PLAN | SPECIFY MATL WHEN WARRANTED
611E24000 | FT | 60" CONDUIT, TYPE C | SPECIFY MATL WHEN WARRANTED
611E24300 | FT | 60" CONDUIT, TYPE D | SPECIFY MATL WHEN WARRANTED
611E25000 | FT | 66" CONDUIT, TYPE A | SPECIFY MATL WHEN WARRANTED
611E25001 | FT | 66" CONDUIT, TYPE A, AS PER PLAN | SPECIFY MATL WHEN WARRANTED
611E25200 | FT | 66" CONDUIT, TYPE B | SPECIFY MATL WHEN WARRANTED
611E25201 | FT | 66" CONDUIT, TYPE B, AS PER PLAN | SPECIFY MATL WHEN WARRANTED
611E25400 | FT | 66" CONDUIT, TYPE C | SPECIFY MATL WHEN WARRANTED
611E25401 | LF | 66" CONDUIT, TYPE C, AS PER PLAN | SPECIFY MATL WHEN WARRANTED
611E25404 | FT | 66" CONDUIT, TYPE D | SPECIFY MATL WHEN WARRANTED
611E26000 | FT | 72" CONDUIT, TYPE A | SPECIFY MATL WHEN WARRANTED
611E26001 | FT | 72" CONDUIT, TYPE A, AS PER PLAN | SPECIFY MATL WHEN WARRANTED
611E26200 | FT | 72" CONDUIT, TYPE B | SPECIFY MATL WHEN WARRANTED
611E26201 | FT | 72" CONDUIT, TYPE B, AS PER PLAN | SPECIFY MATL WHEN WARRANTED
611E26400 | FT | 72" CONDUIT, TYPE C | SPECIFY MATL WHEN WARRANTED
611E26401 | FT | 72" CONDUIT, TYPE C, AS PER PLAN | SPECIFY MATL WHEN WARRANTED
611E26404 | FT | 72" CONDUIT, TYPE D | SPECIFY MATL WHEN WARRANTED
611E27000 | FT | 78" CONDUIT, TYPE A | SPECIFY MATL WHEN WARRANTED
611E27001 | FT | 78" CONDUIT, TYPE A, AS PER PLAN | SPECIFY MATL WHEN WARRANTED
611E27200 | FT | 78" CONDUIT, TYPE B | SPECIFY MATL WHEN WARRANTED
611E27201 | FT | 78" CONDUIT, TYPE B, AS PER PLAN | SPECIFY MATL WHEN WARRANTED
611E27400 | FT | 78" CONDUIT, TYPE C | SPECIFY MATL WHEN WARRANTED
611E27600 | FT | 78" CONDUIT, TYPE D | SPECIFY MATL WHEN WARRANTED
611E28000 | FT | 84" CONDUIT, TYPE A | SPECIFY MATL WHEN WARRANTED
611E28001 | FT | 84" CONDUIT, TYPE A, AS PER PLAN | SPECIFY MATL WHEN WARRANTED
611E28200 | FT | 84" CONDUIT, TYPE B | SPECIFY MATL WHEN WARRANTED
611E28400 | FT | 84" CONDUIT, TYPE C | SPECIFY MATL WHEN WARRANTED
611E28401 | FT | 84" CONDUIT, TYPE C, AS PER PLAN | SPECIFY MATL WHEN WARRANTED
611E28404 | FT | 84" CONDUIT, TYPE D | SPECIFY MATL WHEN WARRANTED
611E29000 | FT | 90" CONDUIT, TYPE A | SPECIFY MATL WHEN WARRANTED
611E29001 | FT | 90" CONDUIT, TYPE A, AS PER PLAN | SPECIFY MATL WHEN WARRANTED
611E29200 | FT | 90" CONDUIT, TYPE B | SPECIFY MATL WHEN WARRANTED
611E29400 | FT | 90" CONDUIT, TYPE C | SPECIFY MATL WHEN WARRANTED
611E29404 | FT | 90" CONDUIT, TYPE D | SPECIFY MATL WHEN WARRANTED
611E30000 | FT | 96" CONDUIT, TYPE A | SPECIFY MATL WHEN WARRANTED
611E30001 | FT | 96" CONDUIT, TYPE A, AS PER PLAN | SPECIFY MATL WHEN WARRANTED
611E30200 | FT | 96" CONDUIT, TYPE B | SPECIFY MATL WHEN WARRANTED
611E30201 | FT | 96" CONDUIT, TYPE B, AS PER PLAN | SPECIFY MATL WHEN WARRANTED
611E30400 | FT | 96" CONDUIT, TYPE C | SPECIFY MATL WHEN WARRANTED
611E31000 | FT | 102" CONDUIT, TYPE A | SPECIFY MATL WHEN WARRANTED
611E31001 | FT | 102" CONDUIT, TYPE A, AS PER PLAN | SPECIFY MATL WHEN WARRANTED
611E31200 | FT | 102" CONDUIT, TYPE B | SPECIFY MATL WHEN WARRANTED
611E31400 | FT | 102" CONDUIT, TYPE C | SPECIFY MATL WHEN WARRANTED
611E32000 | FT | 108" CONDUIT, TYPE A | SPECIFY MATL WHEN WARRANTED
611E32001 | FT | 108" CONDUIT, TYPE A, AS PER PLAN | SPECIFY MATL WHEN WARRANTED
611E32200 | FT | 108" CONDUIT, TYPE B | SPECIFY MATL WHEN WARRANTED
611E32400 | FT | 108" CONDUIT, TYPE C | SPECIFY MATL WHEN WARRANTED
611E33000 | FT | 114" CONDUIT, TYPE A | SPECIFY MATL WHEN WARRANTED
611E33200 | FT | 114" CONDUIT, TYPE B | SPECIFY MATL WHEN WARRANTED
611E33400 | FT | 114" CONDUIT, TYPE C | SPECIFY MATL WHEN WARRANTED
611E34000 | FT | 120" CONDUIT, TYPE A | SPECIFY MATL WHEN WARRANTED
611E34001 | FT | 120" CONDUIT, TYPE A, AS PER PLAN | SPECIFY MATL WHEN WARRANTED
611E34200 | FT | 120" CONDUIT, TYPE B | SPECIFY MATL WHEN WARRANTED
611E34400 | FT | 120" CONDUIT, TYPE C | SPECIFY MATL WHEN WARRANTED
611E35000 | FT | 126" CONDUIT, TYPE A | SPECIFY MATL WHEN WARRANTED
611E35001 | FT | 126" CONDUIT, TYPE A, AS PER PLAN | SPECIFY MATL WHEN WARRANTED
611E35200 | FT | 126" CONDUIT, TYPE B | SPECIFY MATL WHEN WARRANTED
611E35400 | FT | 126" CONDUIT, TYPE C | SPECIFY MATL WHEN WARRANTED
611E36000 | FT | 132" CONDUIT, TYPE A | SPECIFY MATL WHEN WARRANTED
611E36001 | FT | 132" CONDUIT, TYPE A, AS PER PLAN | SPECIFY MATL WHEN WARRANTED
611E36200 | FT | 132" CONDUIT, TYPE B | SPECIFY MATL WHEN WARRANTED
611E36400 | FT | 132" CONDUIT, TYPE C | SPECIFY MATL WHEN WARRANTED
611E37000 | FT | 138" CONDUIT, TYPE A | SPECIFY MATL WHEN WARRANTED
611E37001 | FT | 138" CONDUIT, TYPE A, AS PER PLAN | SPECIFY MATL WHEN WARRANTED
611E37200 | FT | 138" CONDUIT, TYPE B | SPECIFY MATL WHEN WARRANTED
611E37400 | FT | 138" CONDUIT, TYPE C | SPECIFY MATL WHEN WARRANTED
611E38000 | FT | 144" CONDUIT, TYPE A | SPECIFY MATL WHEN WARRANTED
611E38001 | FT | 144" CONDUIT, TYPE A, AS PER PLAN | SPECIFY MATL WHEN WARRANTED
611E38200 | FT | 144" CONDUIT, TYPE B | SPECIFY MATL WHEN WARRANTED
611E38400 | FT | 144" CONDUIT, TYPE C | SPECIFY MATL WHEN WARRANTED
611E38500 | FT | CONDUIT, TYPE A (LARGER THAN 144") | SPECIFY MATL AND DIAMETER
611E52200 | FT | 14" X 23" CONDUIT, TYPE A, 706.04
611E52202 | FT | 14" X 23" CONDUIT, TYPE B, 706.04
611E52203 | FT | 14" X 23" CONDUIT, TYPE B, 706.04, AS PER PLAN
611E52204 | FT | 14" X 23" CONDUIT, TYPE C, 706.04
611E52206 | FT | 14" X 23" CONDUIT, TYPE D, 706.04
611E52300 | FT | 19" X 30" CONDUIT, TYPE A, 706.04
611E52302 | FT | 19" X 30" CONDUIT, TYPE B, 706.04
611E52303 | FT | 19" X 30" CONDUIT, TYPE B, 706.04, AS PER PLAN
611E52304 | FT | 19" X 30" CONDUIT, TYPE C, 706.04
611E52305 | FT | 19" X 30" CONDUIT, TYPE C, 706.04, AS PER PLAN
611E52306 | FT | 19" X 30" CONDUIT, TYPE D, 706.04
611E52400 | FT | 22" X 34" CONDUIT, TYPE A, 706.04
611E52402 | FT | 22" X 34" CONDUIT, TYPE B, 706.04
611E52404 | FT | 22" X 34" CONDUIT, TYPE C, 706.04
611E52406 | FT | 22" X 34" CONDUIT, TYPE D, 706.04
611E52500 | FT | 24" X 38" CONDUIT, TYPE A, 706.04
611E52501 | FT | 24" X 38" CONDUIT, TYPE A, 706.04, AS PER PLAN
611E52502 | FT | 24" X 38" CONDUIT, TYPE B, 706.04
611E52504 | FT | 24" X 38" CONDUIT, TYPE C, 706.04
611E52506 | FT | 24" X 38" CONDUIT, TYPE D, 706.04
611E52700 | FT | 29" X 45" CONDUIT, TYPE A, 706.04
611E52702 | FT | 29" X 45" CONDUIT, TYPE B, 706.04
611E52704 | FT | 29" X 45" CONDUIT, TYPE C, 706.04
611E52705 | FT | 29" X 45" CONDUIT, TYPE C, 706.04, AS PER PLAN
611E52706 | FT | 29" X 45" CONDUIT, TYPE D, 706.04
611E52707 | FT | 29" X 45" CONDUIT, TYPE D, 706.04, AS PER PLAN
611E52900 | FT | 34" X 53" CONDUIT, TYPE A, 706.04
611E52901 | FT | 34" X 53" CONDUIT, TYPE A, 706.04, AS PER PLAN
611E52902 | FT | 34" X 53" CONDUIT, TYPE B, 706.04
611E52903 | FT | 34" X 53" CONDUIT, TYPE B, 706.04, AS PER PLAN
611E52904 | FT | 34" X 53" CONDUIT, TYPE C, 706.04
611E52906 | FT | 34" X 53" CONDUIT, TYPE D, 706.04
611E53000 | FT | 38" X 60" CONDUIT, TYPE A, 706.04
611E53001 | FT | 38" X 60" CONDUIT, TYPE A, 706.04, AS PER PLAN
611E53002 | FT | 38" X 60" CONDUIT, TYPE B, 706.04
611E53003 | FT | 38" X 60" CONDUIT, TYPE B, 706.04, AS PER PLAN
611E53004 | FT | 38" X 60" CONDUIT, TYPE C, 706.04
611E53100 | FT | 43" X 68" CONDUIT, TYPE A, 706.04
611E53101 | FT | 43" X 68" CONDUIT, TYPE A, 706.04, AS PER PLAN
611E53102 | FT | 43" X 68" CONDUIT, TYPE B, 706.04
611E53103 | FT | 43" X 68" CONDUIT, TYPE B, 706.04, AS PER PLAN
611E53104 | FT | 43" X 68" CONDUIT, TYPE C, 706.04
611E53106 | FT | 43" X 68" CONDUIT, TYPE D, 706.04
611E53200 | FT | 48" X 76" CONDUIT, TYPE A, 706.04
611E53201 | FT | 48" X 76" CONDUIT, TYPE A, 706.04, AS PER PLAN
611E53210 | FT | 48" X 76" CONDUIT, TYPE B, 706.04
611E53212 | FT | 48" X 76" CONDUIT, TYPE C, 706.04
611E53214 | FT | 48" X 76" CONDUIT, TYPE D, 706.04
611E53300 | FT | 53" X 83" CONDUIT, TYPE A, 706.04
611E53301 | FT | 53" X 83" CONDUIT, TYPE A, 706.04, AS PER PLAN
611E53306 | FT | 53" X 83" CONDUIT, TYPE B, 706.04
611E53310 | FT | 53" X 83" CONDUIT, TYPE C, 706.04
611E53311 | FT | 53" X 83" CONDUIT, TYPE C, 706.04, AS PER PLAN
611E53400 | FT | 58" X 91" CONDUIT, TYPE A, 706.04
611E53401 | FT | 58" X 91" CONDUIT, TYPE A, 706.04, AS PER PLAN
611E53402 | FT | 58" X 91" CONDUIT, TYPE B, 706.04
611E53404 | FT | 58" X 91" CONDUIT, TYPE C, 706.04
611E53406 | FT | 58" X 91" CONDUIT, TYPE D, 706.04
611E53500 | FT | 63" X 98" CONDUIT, TYPE A, 706.04
611E53501 | FT | 63" X 98" CONDUIT, TYPE A, 706.04, AS PER PLAN
611E53510 | FT | 63" X 98" CONDUIT, TYPE B, 706.04
611E53511 | FT | 63" X 98" CONDUIT, TYPE B, 706.04, AS PER PLAN
611E53514 | FT | 63" X 98" CONDUIT, TYPE C, 706.04
611E53516 | FT | 63" X 98" CONDUIT, TYPE D, 706.04
611E53600 | FT | 68" X 106" CONDUIT, TYPE A, 706.04
611E53601 | FT | 68" X 106" CONDUIT, TYPE A, 706.04, AS PER PLAN
611E53602 | FT | 68" X 106" CONDUIT, TYPE B, 706.04
611E53604 | FT | 68" X 106" CONDUIT, TYPE C, 706.04
611E53606 | FT | 68" X 106" CONDUIT, TYPE D, 706.04
611E53700 | FT | 72" X 113" CONDUIT, TYPE A, 706.04
611E53704 | FT | 72" X 113" CONDUIT, TYPE B, 706.04
611E53706 | FT | 72" X 113" CONDUIT, TYPE C, 706.04
611E53800 | FT | 77" X 121" CONDUIT, TYPE A, 706.04
611E53802 | FT | 77" X 121" CONDUIT, TYPE B, 706.04
611E53803 | FT | 77" X 121" CONDUIT, TYPE B, 706.04, AS PER PLAN
611E53804 | FT | 77" X 121" CONDUIT, TYPE C, 706.04
611E53900 | FT | 82" X 128" CONDUIT, TYPE A, 706.04
611E53901 | FT | 82" X 128" CONDUIT, TYPE A, 706.04, AS PER PLAN
611E54000 | FT | 87" X 136" CONDUIT, TYPE A, 706.04
611E54100 | FT | 92" X 143" CONDUIT, TYPE A, 706.04
611E54200 | FT | 97" X 151" CONDUIT, TYPE A, 706.04
611E54300 | FT | 106" X 166" CONDUIT, TYPE A, 706.04
611E54400 | FT | 116" X 180" CONDUIT, TYPE A, 706.04
611E56900 | FT | 17" X 13" CONDUIT, TYPE A
611E57000 | FT | 17" X 13" CONDUIT, TYPE D
611E57001 | FT | 17" X 13" CONDUIT, TYPE D, AS PER PLAN
611E57100 | FT | 21" X 15" CONDUIT, TYPE A
611E57200 | FT | 24" X 18" CONDUIT, TYPE A
611E57300 | FT | 28" X 20" CONDUIT, TYPE A
611E57308 | FT | 28" X 20" CONDUIT, TYPE D
611E57400 | FT | 35" X 24" CONDUIT, TYPE A
611E57500 | FT | 42" X 29" CONDUIT, TYPE A
611E57510 | FT | 42" X 29" CONDUIT, TYPE B
611E57520 | FT | 42" X 29" CONDUIT, TYPE D
611E57600 | FT | 49" X 33" CONDUIT, TYPE A
611E57700 | FT | 57" X 38" CONDUIT, TYPE A
611E57800 | FT | 64" X 43" CONDUIT, TYPE A
611E57900 | FT | 71" X 47" CONDUIT, TYPE A
611E58000 | FT | 77" X 52" CONDUIT, TYPE A
611E58100 | FT | 83" X 57" CONDUIT, TYPE A
611E58200 | FT | 40" X 31" CONDUIT, TYPE A
611E58300 | FT | 46" X 36" CONDUIT, TYPE A
611E58400 | FT | 53" X 41" CONDUIT, TYPE A
611E58500 | FT | 60" X 46" CONDUIT, TYPE A
611E58600 | FT | 66" X 51" CONDUIT, TYPE A
611E58700 | FT | 73" X 55" CONDUIT, TYPE A
611E58800 | FT | 81" X 59" CONDUIT, TYPE A
611E58900 | FT | 87" X 63" CONDUIT, TYPE A
611E58901 | FT | 87" X 63" CONDUIT, TYPE A, AS PER PLAN
611E59000 | FT | 95" X 67" CONDUIT, TYPE A
611E59010 | FT | 95" X 67" CONDUIT, TYPE B
611E59100 | FT | 103" X 71" CONDUIT, TYPE A
611E59101 | FT | 103" X 71" CONDUIT, TYPE A, AS PER PLAN
611E59200 | FT | 112" X 75" CONDUIT, TYPE A
611E59300 | FT | 117" X 79" CONDUIT, TYPE A
611E59400 | FT | 128" X 83" CONDUIT, TYPE A
611E59401 | FT | 128" X 83" CONDUIT, TYPE A, AS PER PLAN
611E59500 | FT | 137" X 87" CONDUIT, TYPE A
611E59501 | FT | 137" X 87" CONDUIT, TYPE A, AS PER PLAN
611E59600 | FT | 142" X 91" CONDUIT, TYPE A
611E60000 | FT | CONDUIT, TYPE B FOR UNDERGROUND DETENTION | SPECIFY CONDUIT DIAMETER
611E60001 | FT | CONDUIT, TYPE B FOR UNDERGROUND DETENTION, AS PER PLAN | SPECIFY CONDUIT DIAMETER
611E60100 | FT | CONDUIT, TYPE C FOR UNDERGROUND DETENTION | SPECIFY CONDUIT DIAMETER
611E60101 | FT | CONDUIT, TYPE C FOR UNDERGROUND DETENTION, AS PER PLAN | SPECIFY CONDUIT DIAMETER
611E70000 | FT | CONDUIT, TYPE A, PRECAST REINFORCED CONCRETE THREE SIDED FLAT TOPPED CULVERT | SPECIFY SIZE (SPAN X RISE)
611E70001 | FT | CONDUIT, TYPE A, PRECAST REINFORCED CONCRETE THREE SIDED FLAT TOPPED CULVERT, AS PER PLAN | SPECIFY SIZE (SPAN X RISE)
611E71000 | FT | CONDUIT, TYPE A, PRECAST REINFORCED CONCRETE ARCH SECTIONS | SPECIFY SIZE (SPAN X RISE)
611E71001 | FT | CONDUIT, TYPE A, PRECAST REINFORCED CONCRETE ARCH SECTIONS, AS PER PLAN | SPECIFY SIZE (SPAN X RISE)
611E72500 | FT | TYPE A, PRECAST REINFORCED CONCRETE ROUND SECTIONS | SPECIFY SIZE (SPAN X RISE)
611E72501 | FT | TYPE A, PRECAST REINFORCED CONCRETE ROUND SECTIONS, AS PER PLAN | SPECIFY SIZE (SPAN X RISE)
611E73000 | FT | CONDUIT, TYPE A, CORRUGATED STEEL BOX CULVERT | SPECIFY MIN/MAX COV; SPANXRISE
611E73001 | FT | CONDUIT, TYPE A, CORRUGATED STEEL BOX CULVERT, AS PER PLAN | SPECIFY MIN/MAX COV; SPANXRISE
611E73500 | FT | CONDUIT, TYPE A, CORRUGATED ALUMINUM BOX CULVERT | SPECIFY MIN/MAX COV; SPANXRISE
611E73501 | FT | CONDUIT, TYPE A, CORRUGATED ALUMINUM BOX CULVERT, AS PER PLAN | SPECIFY MIN/MAX COV; SPANXRISE
611E73600 | FT | CONDUIT, TYPE A, STRUCTURAL PLATE CORRUGATED STEEL PIPE ARCH
611E94700 | FT | 6' X 4' CONDUIT, TYPE A, 706.05
611E94701 | FT | 6' X 4' CONDUIT, TYPE A, 706.05, AS PER PLAN
611E94710 | FT | 6' X 5' CONDUIT, TYPE A, 706.05
611E94711 | FT | 6' X 5' CONDUIT, TYPE A, 706.05, AS PER PLAN
611E94720 | FT | 6' X 6' CONDUIT, TYPE A, 706.05
611E94721 | FT | 6' X 6' CONDUIT, TYPE A, 706.05, AS PER PLAN
611E94726 | FT | 7' X 4' CONDUIT, TYPE A, 706.05
611E94727 | FT | 7' X 4' CONDUIT, TYPE A, 706.05, AS PER PLAN
611E94728 | FT | 7' X 5' CONDUIT, TYPE A, 706.05
611E94729 | FT | 7' X 5' CONDUIT, TYPE A, 706.05, AS PER PLAN
611E94730 | FT | 7' X 6' CONDUIT, TYPE A, 706.05
611E94731 | FT | 7' X 6' CONDUIT, TYPE A, 706.05, AS PER PLAN
611E94732 | FT | 7' X 7' CONDUIT, TYPE A, 706.05
611E94733 | FT | 7' X 7' CONDUIT, TYPE A, 706.05, AS PER PLAN
611E94800 | FT | 8' X 4' CONDUIT, TYPE A, 706.05
611E94801 | FT | 8' X 4' CONDUIT, TYPE A, 706.05, AS PER PLAN
611E94810 | FT | 8' X 4' CONDUIT, TYPE B, 706.05
611E94900 | FT | 8' X 5' CONDUIT, TYPE A, 706.05
611E94901 | FT | 8' X 5' CONDUIT, TYPE A, 706.05, AS PER PLAN
611E94910 | FT | 8' X 6' CONDUIT, TYPE A, 706.05
611E94911 | FT | 8' X 6' CONDUIT, TYPE A, 706.05, AS PER PLAN
611E94920 | FT | 8' X 7' CONDUIT, TYPE A, 706.05
611E94921 | FT | 8' X 7' CONDUIT, TYPE A, 706.05, AS PER PLAN
611E94930 | FT | 8' X 8' CONDUIT, TYPE A, 706.05
611E94931 | FT | 8' X 8' CONDUIT, TYPE A, 706.05, AS PER PLAN
611E94936 | FT | 9' X 4' CONDUIT, TYPE A, 706.05
611E94937 | FT | 9' X 4' CONDUIT, TYPE A, 706.05, AS PER PLAN
611E94938 | FT | 9' X 5' CONDUIT, TYPE A, 706.05
611E94939 | FT | 9' X 5' CONDUIT, TYPE A, 706.05, AS PER PLAN
611E94940 | FT | 9' X 6' CONDUIT, TYPE A, 706.05
611E94941 | FT | 9' X 6' CONDUIT, TYPE A, 706.05, AS PER PLAN
611E94942 | FT | 9' X 7' CONDUIT, TYPE A, 706.05
611E94943 | FT | 9' X 7' CONDUIT, TYPE A, 706.05, AS PER PLAN
611E94944 | FT | 9' X 8' CONDUIT, TYPE A, 706.05
611E94945 | FT | 9' X 8' CONDUIT, TYPE A, 706.05, AS PER PLAN
611E94946 | FT | 9' X 9' CONDUIT, TYPE A, 706.05
611E94947 | FT | 9' X 9' CONDUIT, TYPE A, 706.05, AS PER PLAN
611E94980 | FT | 10' X 4' CONDUIT, TYPE A, 706.05
611E94981 | FT | 10' X 4' CONDUIT, TYPE A, 706.05, AS PER PLAN
611E95000 | FT | 10' X 5' CONDUIT, TYPE A, 706.05
611E95001 | FT | 10' X 5' CONDUIT, TYPE A, 706.05, AS PER PLAN
611E95200 | FT | 10' X 6' CONDUIT, TYPE A, 706.05
611E95201 | FT | 10' X 6' CONDUIT, TYPE A, 706.05, AS PER PLAN
611E95400 | FT | 10' X 7' CONDUIT, TYPE A, 706.05
611E95401 | FT | 10' X 7' CONDUIT, TYPE A, 706.05, AS PER PLAN
611E95500 | FT | 10' X 8' CONDUIT, TYPE A, 706.05
611E95501 | FT | 10' X 8' CONDUIT, TYPE A, 706.05, AS PER PLAN
611E95520 | FT | 10' X 9' CONDUIT, TYPE A, 706.05
611E95521 | FT | 10' X 9' CONDUIT, TYPE A, 706.05, AS PER PLAN
611E95524 | FT | 10' X 10' CONDUIT, TYPE A, 706.05
611E95525 | FT | 10' X 10' CONDUIT, TYPE A, 706.05, AS PER PLAN
611E95540 | FT | 11' X 4' CONDUIT, TYPE A, 706.05
611E95541 | FT | 11' X 4' CONDUIT, TYPE A, 706.05, AS PER PLAN
611E95542 | FT | 11' X 5' CONDUIT, TYPE A, 706.05
611E95543 | FT | 11' X 5' CONDUIT, TYPE A, 706.05, AS PER PLAN
611E95544 | FT | 11' X 6' CONDUIT, TYPE A, 706.05
611E95545 | FT | 11' X 6' CONDUIT, TYPE A, 706.05, AS PER PLAN
611E95546 | FT | 11' X 7' CONDUIT, TYPE A, 706.05
611E95547 | FT | 11' X 7' CONDUIT, TYPE A, 706.05, AS PER PLAN
611E95548 | FT | 11' X 8' CONDUIT, TYPE A, 706.05
611E95549 | FT | 11' X 8' CONDUIT, TYPE A, 706.05, AS PER PLAN
611E95550 | FT | 11' X 9' CONDUIT, TYPE A, 706.05
611E95551 | FT | 11' X 9' CONDUIT, TYPE A, 706.05, AS PER PLAN
611E95552 | FT | 11' X 10' CONDUIT, TYPE A, 706.05
611E95553 | FT | 11' X 10' CONDUIT, TYPE A, 706.05, AS PER PLAN
611E95554 | FT | 11' X 11' CONDUIT, TYPE A, 706.05
611E95555 | FT | 11' X 11' CONDUIT, TYPE A, 706.05, AS PER PLAN
611E95600 | FT | 12' X 4' CONDUIT, TYPE A, 706.05
611E95601 | FT | 12' X 4' CONDUIT, TYPE A, 706.05, AS PER PLAN
611E95700 | FT | 12' X 5' CONDUIT, TYPE A, 706.05
611E95701 | FT | 12' X 5' CONDUIT, TYPE A, 706.05, AS PER PLAN
611E95800 | FT | 12' X 6' CONDUIT, TYPE A, 706.05
611E95801 | FT | 12' X 6' CONDUIT, TYPE A, 706.05, AS PER PLAN
611E95900 | FT | 12' X 7' CONDUIT, TYPE A, 706.05
611E95901 | FT | 12' X 7' CONDUIT, TYPE A, 706.05, AS PER PLAN
611E96000 | FT | 12' X 8' CONDUIT, TYPE A, 706.05
611E96001 | FT | 12' X 8' CONDUIT, TYPE A, 706.05, AS PER PLAN
611E96010 | FT | 12' X 9' CONDUIT, TYPE A, 706.05
611E96011 | FT | 12' X 9' CONDUIT, TYPE A, 706.05, AS PER PLAN
611E96200 | FT | 12' X 10' CONDUIT, TYPE A, 706.05
611E96201 | FT | 12' X 10' CONDUIT, TYPE A, 706.05, AS PER PLAN
611E96210 | FT | 12' X 11' CONDUIT, TYPE A, 706.05
611E96211 | FT | 12' X 11' CONDUIT, TYPE A, 706.05, AS PER PLAN
611E96220 | FT | 12' X 12' CONDUIT, TYPE A, 706.05
611E96221 | FT | 12' X 12' CONDUIT, TYPE A, 706.05, AS PER PLAN
611E96300 | FT | 14' X 4' CONDUIT, TYPE A, 706.05
611E96301 | FT | 14' X 4' CONDUIT, TYPE A, 706.05, AS PER PLAN
611E96310 | FT | 14' X 5' CONDUIT, TYPE A, 706.05
611E96311 | FT | 14' X 5' CONDUIT, TYPE A, 706.05, AS PER PLAN
611E96314 | FT | 14' X 6' CONDUIT, TYPE A, 706.05
611E96315 | FT | 14' X 6' CONDUIT, TYPE A, 706.05, AS PER PLAN
611E96320 | FT | 14' X 7' CONDUIT, TYPE A, 706.05
611E96321 | FT | 14' X 7' CONDUIT, TYPE A, 706.05, AS PER PLAN
611E96330 | FT | 14' X 8' CONDUIT, TYPE A, 706.05
611E96331 | FT | 14' X 8' CONDUIT, TYPE A, 706.05, AS PER PLAN
611E96334 | FT | 14' X 9' CONDUIT, TYPE A, 706.05
611E96335 | FT | 14' X 9' CONDUIT, TYPE A, 706.05, AS PER PLAN
611E96338 | FT | 14' X 10' CONDUIT, TYPE A, 706.05
611E96339 | FT | 14' X 10' CONDUIT, TYPE A, 706.05, AS PER PLAN
611E96390 | FT | 16' X 4' CONDUIT, TYPE A, 706.05
611E96391 | FT | 16' X 4' CONDUIT, TYPE A, 706.05, AS PER PLAN
611E96400 | FT | 16' X 5' CONDUIT, TYPE A, 706.05
611E96401 | FT | 16' X 5' CONDUIT, TYPE A, 706.05, AS PER PLAN
611E96440 | FT | 16' X 6' CONDUIT, TYPE A, 706.05
611E96441 | FT | 16' X 6' CONDUIT, TYPE A, 706.05, AS PER PLAN
611E96448 | FT | 16' X 7' CONDUIT, TYPE A, 706.05
611E96449 | FT | 16' X 7' CONDUIT, TYPE A, 706.05, AS PER PLAN
611E96450 | FT | 16' X 8' CONDUIT, TYPE A, 706.05
611E96451 | FT | 16' X 8' CONDUIT, TYPE A, 706.05, AS PER PLAN
611E96454 | FT | 16' X 9' CONDUIT, TYPE A, 706.05
611E96455 | FT | 16' X 9' CONDUIT, TYPE A, 706.05, AS PER PLAN
611E96456 | FT | 16' X 10' CONDUIT, TYPE A, 706.05
611E96457 | FT | 16' X 10' CONDUIT, TYPE A, 706.05, AS PER PLAN
611E96460 | FT | 20' X 10' CONDUIT, TYPE A, 706.05
611E96461 | FT | 20' X 10' CONDUIT, TYPE A, 706.05, AS PER PLAN
611E96466 | FT | 18' X 6' CONDUIT, TYPE A, 706.05
611E96467 | FT | 18' X 6' CONDUIT, TYPE A, 706.05, AS PER PLAN
611E96470 | FT | 18' X 7' CONDUIT, TYPE A, 706.05
611E96471 | FT | 18' X 7' CONDUIT, TYPE A, 706.05, AS PER PLAN
611E96474 | FT | 18' X 4' CONDUIT, TYPE A, 706.05
611E96475 | FT | 18' X 4' CONDUIT, TYPE A, 706.05, AS PER PLAN
611E96476 | FT | 18' X 5' CONDUIT, TYPE A, 706.05
611E96477 | FT | 18' X 5' CONDUIT, TYPE A, 706.05, AS PER PLAN
611E96478 | FT | 18' X 6' CONDUIT, TYPE A, 706.05
611E96479 | FT | 18' X 6' CONDUIT, TYPE A, 706.05, AS PER PLAN
611E96480 | FT | 18' X 8' CONDUIT, TYPE A, 706.05
611E96481 | FT | 18' X 8' CONDUIT, TYPE A, 706.05, AS PER PLAN
611E96482 | FT | 18' X 9' CONDUIT, TYPE A, 706.05
611E96483 | FT | 18' X 9' CONDUIT, TYPE A, 706.05, AS PER PLAN
611E96484 | FT | 18' X 10' CONDUIT, TYPE A, 706.05
611E96485 | FT | 18' X 10' CONDUIT, TYPE A, 706.05, AS PER PLAN
611E96486 | FT | 20' X 7' CONDUIT, TYPE A, 706.05
611E96487 | FT | 20' X 7' CONDUIT, TYPE A, 706.05, AS PER PLAN
611E96488 | FT | 20' X 5' CONDUIT, TYPE A, 706.05
611E96489 | FT | 20' X 5' CONDUIT, TYPE A, 706.05, AS PER PLAN
611E96490 | FT | 20' X 9' CONDUIT, TYPE A, 706.05
611E96491 | FT | 20' X 9' CONDUIT, TYPE A, 706.05, AS PER PLAN
611E96492 | FT | 20' X 4' CONDUIT, TYPE A, 706.05
611E96493 | FT | 20' X 4' CONDUIT, TYPE A, 706.05, AS PER PLAN
611E96496 | FT | 20' X 6' CONDUIT, TYPE A, 706.05
611E96497 | FT | 20' X 6' CONDUIT, TYPE A, 706.05, AS PER PLAN
611E96498 | FT | 20' X 8' CONDUIT, TYPE A, 706.05
611E96499 | FT | 20' X 8' CONDUIT, TYPE A, 706.05, AS PER PLAN
611E96500 | FT | CONDUIT RECONSTRUCTED | SPECIFY TYPE AND SIZE
611E96550 | FT | FIELD PAVING OF EXISTING PIPE | SPECIFY TYPE AND SIZE
611E96551 | FT | FIELD PAVING OF EXISTING PIPE, AS PER PLAN
611E96560 | FT | CONDUIT, FIELD PAVING OF PIPE | SPECIFY TYPE AND SIZE
611E96600 | FT | CONDUIT, BORED OR JACKED | SPECIFY TYPE AND SIZE
611E96601 | FT | CONDUIT, BORED OR JACKED, AS PER PLAN | SPECIFY TYPE AND SIZE
611E96650 | CY | SPECIAL - GROUTING VOIDS AROUND CORRUGATED METAL PIPES
611E97000 | FT | SLOTTED DRAIN, TYPE 1 | SPECIFY SIZE
611E97001 | FT | SLOTTED DRAIN, TYPE 1, AS PER PLAN | SPECIFY SIZE
611E97010 | FT | SLOTTED DRAIN, TYPE 2 | SPECIFY SIZE
611E97011 | FT | SLOTTED DRAIN, TYPE 2, AS PER PLAN | SPECIFY SIZE
611E97100 | LS | SPECIAL - DEFELCTION TESTING
611E97200 | EACH | CONDUIT, MISC.: | ADD SUPPLEMENTAL DESCRIPTION
611E97300 | LS | CONDUIT, MISC.: | ADD SUPPLEMENTAL DESCRIPTION
611E97400 | FT | CONDUIT, MISC.: | ADD SUPPLEMENTAL DESCRIPTION
611E97500 | SY | CONDUIT, MISC.: | ADD SUPPLEMENTAL DESCRIPTION
611E97600 | CY | CONDUIT, MISC.: | ADD SUPPLEMENTAL DESCRIPTION
611E97700 | SF | CONDUIT, MISC.: | ADD SUPPLEMENTAL DESCRIPTION
611E97800 | LS | SPECIAL - DRAINAGE | DESIGN BUILD PROJECTS ONLY
611E97910 | LS | SPECIAL - SANITARY SEWER | DESIGN BUILD PROJECTS ONLY
611E98010 | EACH | CONCRETE BARRIER (TYPE D) INLET
611E98011 | EACH | CONCRETE BARRIER (TYPE D) INLET, AS PER PLAN
611E98150 | EACH | CATCH BASIN, NO. 3
611E98151 | EACH | CATCH BASIN, NO. 3, AS PER PLAN
611E98160 | EACH | CATCH BASIN, NO. 3 WITH DIAGONAL GRATE
611E98161 | EACH | CATCH BASIN, NO. 3 WITH DIAGONAL GRATE, AS PER PLAN
611E98180 | EACH | CATCH BASIN, NO. 3A
611E98181 | EACH | CATCH BASIN, NO. 3A, AS PER PLAN
611E98190 | EACH | CATCH BASIN, NO. 3A WITH DIAGONAL GRATE
611E98191 | EACH | CATCH BASIN, NO. 3A WITH DIAGONAL GRATE, AS PER PLAN
611E98230 | EACH | CATCH BASIN, NO. 4
611E98231 | EACH | CATCH BASIN, NO. 4, AS PER PLAN
611E98240 | EACH | CATCH BASIN, NO. 4 WITH E GRATE
611E98241 | EACH | CATCH BASIN, NO. 4 WITH E GRATE, AS PER PLAN
611E98260 | EACH | CATCH BASIN, NO. 4 WITHOUT APRON
611E98261 | EACH | CATCH BASIN, NO. 4 WITHOUT APRON, AS PER PLAN
611E98270 | EACH | CATCH BASIN, NO. 4A
611E98271 | EACH | CATCH BASIN, NO. 4A, AS PER PLAN
611E98280 | EACH | CATCH BASIN, NO. 4A WITH E GRATE
611E98281 | EACH | CATCH BASIN, NO. 4A WITH E GRATE, AS PER PLAN
611E98300 | EACH | CATCH BASIN, NO. 5
611E98301 | EACH | CATCH BASIN, NO. 5, AS PER PLAN
611E98310 | EACH | CATCH BASIN, NO. 5 WITH B GRATE
611E98311 | EACH | CATCH BASIN, NO. 5 WITH B GRATE, AS PER PLAN
611E98330 | EACH | CATCH BASIN, NO. 5 WITHOUT APRON
611E98331 | EACH | CATCH BASIN, NO. 5 WITHOUT APRON, AS PER PLAN
611E98340 | EACH | CATCH BASIN, NO. 5A WITHOUT APRON WITH B GRATE
611E98341 | EACH | CATCH BASIN, NO. 5A
611E98350 | EACH | CATCH BASIN, NO. 5A, AS PER PLAN
611E98351 | EACH | CATCH BASIN, NO. 5A WITH B GRATE
611E98354 | EACH | CATCH BASIN, NO. 5A WITH B GRATE, AS PER PLAN
611E98364 | EACH | CATCH BASIN, NO. 5A WITHOUT APRON
611E98370 | EACH | CATCH BASIN, NO. 6
611E98371 | EACH | CATCH BASIN, NO. 6, AS PER PLAN
611E98390 | EACH | CATCH BASIN, NO. 7
611E98391 | EACH | CATCH BASIN, NO. 7, AS PER PLAN
611E98410 | EACH | CATCH BASIN, NO. 8
611E98411 | EACH | CATCH BASIN, NO. 8, AS PER PLAN
611E98430 | EACH | CATCH BASIN, NO. 8 WITHOUT APRON
611E98434 | EACH | CATCH BASIN, NO. 8A
611E98435 | EACH | CATCH BASIN, NO. 8A, AS PER PLAN
611E98444 | EACH | CATCH BASIN, NO. 8A WITHOUT APRON
611E98450 | EACH | CATCH BASIN, NO. 2-2A
611E98451 | EACH | CATCH BASIN, NO. 2-2A, AS PER PLAN
611E98470 | EACH | CATCH BASIN, NO. 2-2B
611E98471 | EACH | CATCH BASIN, NO. 2-2B, AS PER PLAN
611E98480 | EACH | CATCH BASIN, NO. 2-2B WITH BICYCLE SAFE GRATE
611E98500 | EACH | CATCH BASIN, NO. 2-2B WITH APRON
611E98504 | EACH | CATCH BASIN, NO. 2-2C
611E98505 | EACH | CATCH BASIN, NO. 2-2C, AS PER PLAN
611E98510 | EACH | CATCH BASIN, NO. 2-3
611E98511 | EACH | CATCH BASIN, NO. 2-3, AS PER PLAN
611E98520 | EACH | CATCH BASIN, NO. 2-3 WITH BICYCLE SAFE GRATE
611E98540 | EACH | CATCH BASIN, NO. 2-4
611E98541 | EACH | CATCH BASIN, NO. 2-4, AS PER PLAN
611E98550 | EACH | CATCH BASIN, NO. 2-4 WITH BICYCLE SAFE GRATE
611E98570 | EACH | CATCH BASIN, NO. 2-5
611E98571 | EACH | CATCH BASIN, NO. 2-5, AS PER PLAN
611E98580 | EACH | CATCH BASIN, NO. 2-5 WITH BICYCLE SAFE GRATE
611E98600 | EACH | CATCH BASIN, NO. 2-6
611E98601 | EACH | CATCH BASIN, NO. 2-6, AS PER PLAN
611E98610 | EACH | CATCH BASIN, NO. 2-6 WITH BICYCLE SAFE GRATE
611E98630 | EACH | CATCH BASIN ADJUSTED TO GRADE
611E98631 | EACH | CATCH BASIN ADJUSTED TO GRADE, AS PER PLAN
611E98634 | EACH | CATCH BASIN RECONSTRUCTED TO GRADE
611E98635 | EACH | CATCH BASIN RECONSTRUCTED TO GRADE, AS PER PLAN
611E98640 | EACH | CATCH BASIN FRAME
611E98644 | EACH | CATCH BASIN GRATE
611E98645 | EACH | CATCH BASIN GRATE, AS PER PLAN
611E98650 | EACH | CATCH BASIN FRAME AND GRATE
611E98651 | EACH | CATCH BASIN FRAME AND GRATE, AS PER PLAN
611E98690 | EACH | CATCH BASIN, MISC.: | ADD SUPPLEMENTAL DESCRIPTION
611E98700 | EACH | INLET, SIDE DITCH
611E98701 | EACH | INLET, SIDE DITCH, AS PER PLAN
611E98710 | EACH | INLET, NO. 2-6
611E98711 | EACH | INLET, NO. 2-6, AS PER PLAN
611E98720 | EACH | INLET, NO. 2-8
611E98721 | EACH | INLET, NO. 2-8, AS PER PLAN
611E98730 | EACH | INLET, NO. 2-10
611E98731 | EACH | INLET, NO. 2-10, AS PER PLAN
611E98740 | EACH | INLET, NO. 2-12
611E98741 | EACH | INLET, NO. 2-12, AS PER PLAN
611E98750 | EACH | INLET, NO. 2-14
611E98751 | EACH | INLET, NO. 2-14, AS PER PLAN
611E98760 | EACH | INLET, NO. 2-16
611E98770 | EACH | INLET, NO. 2-18
611E98771 | EACH | INLET, NO. 2-18, AS PER PLAN
611E98780 | EACH | INLET, NO. 2-20
611E98781 | EACH | INLET, NO. 2-20, AS PER PLAN
611E98790 | EACH | INLET, NO. 3A
611E98791 | EACH | INLET, NO. 3A, AS PER PLAN
611E98794 | EACH | INLET, NO. 3A50
611E98795 | EACH | INLET, NO. 3A50, AS PER PLAN
611E98800 | EACH | INLET, NO. 3B
611E98801 | EACH | INLET, NO. 3B, AS PER PLAN
611E98804 | EACH | INLET, NO. 3B50
611E98805 | EACH | INLET, NO. 3B50, AS PER PLAN
611E98810 | EACH | INLET, NO. 3C
611E98811 | EACH | INLET, NO. 3C, AS PER PLAN
611E98814 | EACH | INLET, NO. 3C50
611E98815 | EACH | INLET, NO. 3C50, AS PER PLAN
611E98820 | EACH | INLET, NO. 3D
611E98821 | EACH | INLET, NO. 3D, AS PER PLAN
611E98824 | EACH | INLET, NO. 3D50
611E98825 | EACH | INLET, NO. 3D50, AS PER PLAN
611E98830 | EACH | INLET, NO. 3E
611E98840 | EACH | INLET, NO. 2-A-6
611E98841 | EACH | INLET, NO. 2-A-6, AS PER PLAN
611E98850 | EACH | INLET, NO. 2-A-8
611E98851 | EACH | INLET, NO. 2-A-8, AS PER PLAN
611E98860 | EACH | INLET, NO. 2-A-10
611E98861 | EACH | INLET, NO. 2-A-10, AS PER PLAN
611E98870 | EACH | INLET, NO. 2-A-12
611E98871 | EACH | INLET, NO. 2-A-12, AS PER PLAN
611E98880 | EACH | INLET, NO. 2-A-14
611E98881 | EACH | INLET, NO. 2-A-14, AS PER PLAN
611E98890 | EACH | INLET, NO. 2-A-16
611E98891 | EACH | INLET, NO. 2-A-16, AS PER PLAN
611E99000 | EACH | INLET, NO. 2-A-18
611E99001 | EACH | INLET, NO. 2-A-18, AS PER PLAN
611E99010 | EACH | INLET, NO. 2-A-20
611E99050 | EACH | BARRIER MEDIAN INLET, SINGLE SLOPE, TYPE 915A
611E99054 | EACH | BARRIER MEDIAN INLET, SINGLE SLOPE, TYPE 915B
611E99055 | EACH | BARRIER MEDIAN INLET, SINGLE SLOPE, TYPE 915B, AS PER PLAN
611E99060 | EACH | BARRIER MEDIAN INLET, SINGLE SLOPE, TYPE 915B1
611E99061 | EACH | BARRIER MEDIAN INLET, SINGLE SLOPE, TYPE 915B1, AS PER PLAN
611E99064 | EACH | BARRIER MEDIAN INLET, SINGLE SLOPE, TYPE 915C
611E99065 | EACH | BARRIER MEDIAN INLET, SINGLE SLOPE, TYPE 915C, AS PER PLAN
611E99070 | EACH | BARRIER MEDIAN INLET, SINGLE SLOPE, TYPE 915C1
611E99071 | EACH | BARRIER MEDIAN INLET, SINGLE SLOPE, TYPE 915C1, AS PER PLAN
611E99074 | EACH | BARRIER INLET, SINGLE SLOPE, TYPE D
611E99075 | EACH | BARRIER INLET, SINGLE SLOPE, TYPE D, AS PER PLAN
611E99084 | EACH | INLET, NO. 3 FOR SINGLE SLOPE BARRIER, TYPE A
611E99090 | EACH | INLET, NO. 3 FOR SINGLE SLOPE BARRIER, TYPE A1
611E99094 | EACH | INLET, NO. 3 FOR SINGLE SLOPE BARRIER, TYPE B
611E99095 | EACH | INLET, NO. 3 FOR SINGLE SLOPE BARRIER, TYPE B, AS PER PLAN
611E99100 | EACH | INLET, NO. 3 FOR SINGLE SLOPE BARRIER, TYPE B1
611E99101 | EACH | INLET, NO. 3 FOR SINGLE SLOPE BARRIER, TYPE B1, AS PER PLAN
611E99104 | EACH | INLET, NO. 3 FOR SINGLE SLOPE BARRIER, TYPE C
611E99105 | EACH | INLET, NO. 3 FOR SINGLE SLOPE BARRIER, TYPE C, AS PER PLAN
611E99110 | EACH | INLET, NO. 3 FOR SINGLE SLOPE BARRIER, TYPE C1
611E99111 | EACH | INLET, NO. 3 FOR SINGLE SLOPE BARRIER, TYPE C1, AS PER PLAN
611E99114 | EACH | INLET, NO. 3 FOR SINGLE SLOPE BARRIER, TYPE D
611E99115 | EACH | INLET, NO. 3 FOR SINGLE SLOPE BARRIER, TYPE D, AS PER PLAN
611E99120 | EACH | INLET, NO. 4 FOR SINGLE SLOPE BARRIER, TYPE A
611E99121 | EACH | INLET, NO. 4 FOR SINGLE SLOPE BARRIER, TYPE A, AS PER PLAN
611E99124 | EACH | INLET, NO. 4 FOR SINGLE SLOPE BARRIER, TYPE A1
611E99130 | EACH | INLET, NO. 4 FOR SINGLE SLOPE BARRIER, TYPE B
611E99131 | EACH | INLET, NO. 4 FOR SINGLE SLOPE BARRIER, TYPE B, AS PER PLAN
611E99140 | EACH | INLET, NO. 4 FOR SINGLE SLOPE BARRIER, TYPE B1
611E99150 | EACH | INLET ADJUSTED TO GRADE
611E99151 | EACH | INLET ADJUSTED TO GRADE, AS PER PLAN
611E99154 | EACH | INLET RECONSTRUCTED TO GRADE
611E99155 | EACH | INLET RECONSTRUCTED TO GRADE, AS PER PLAN
611E99160 | EACH | INLET FRAME AND GRATE
611E99161 | EACH | INLET FRAME AND GRATE, AS PER PLAN
611E99170 | EACH | BARRIER MEDIAN INLET, SINGLE SLOPE, TYPE 915A-2
611E99174 | EACH | BARRIER MEDIAN INLET, SINGLE SLOPE, TYPE 915A1-2
611E99180 | EACH | BARRIER MEDIAN INLET, TYPE 915B
611E99184 | EACH | BARRIER MEDIAN INLET, SINGLE SLOPE, TYPE 915B-2
611E99190 | EACH | BARRIER MEDIAN INLET, SINGLE SLOPE, TYPE 915B1-2
611E99194 | EACH | BARRIER MEDIAN INLET, TYPE 915C
611E99500 | EACH | INLET, MISC.: | ADD SUPPLEMENTAL DESCRIPTION
611E99550 | EACH | MANHOLE, NO. 1
611E99551 | EACH | MANHOLE, NO. 1, AS PER PLAN
611E99570 | EACH | MANHOLE, NO. 2
611E99571 | EACH | MANHOLE, NO. 2, AS PER PLAN
611E99574 | EACH | MANHOLE, NO. 3
611E99575 | EACH | MANHOLE, NO. 3, AS PER PLAN
611E99580 | EACH | MANHOLE, NO. 3 WITH 84" BASE I.D. AND 6" WEIR
611E99581 | EACH | MANHOLE, NO. 3 WITH 84" BASE I.D. AND 6" WEIR, AS PER PLAN
611E99582 | EACH | MANHOLE, NO. 3 WITH 90" BASE I.D. AND 8" WEIR
611E99583 | EACH | MANHOLE, NO. 3 WITH 90" BASE I.D. AND 8" WEIR, AS PER PLAN
611E99584 | EACH | MANHOLE, NO. 3 WITH 96" BASE I.D. AND 9" WEIR
611E99586 | EACH | MANHOLE, NO. 3 WITH 108" BASE I.D. AND 12" WEIR
611E99600 | EACH | MANHOLE, NO. 4
611E99601 | EACH | MANHOLE, NO. 4, AS PER PLAN
611E99620 | EACH | MANHOLE, NO. 5
611E99621 | EACH | MANHOLE, NO. 5, AS PER PLAN
611E99640 | EACH | MANHOLE FRAME
611E99641 | EACH | MANHOLE FRAME, AS PER PLAN
611E99644 | EACH | MANHOLE COVER
611E99645 | EACH | MANHOLE COVER, AS PER PLAN
611E99650 | EACH | MANHOLE FRAME AND COVER
611E99651 | EACH | MANHOLE FRAME AND COVER, AS PER PLAN
611E99654 | EACH | MANHOLE ADJUSTED TO GRADE
611E99655 | EACH | MANHOLE ADJUSTED TO GRADE, AS PER PLAN
611E99660 | EACH | MANHOLE RECONSTRUCTED TO GRADE
611E99661 | EACH | MANHOLE RECONSTRUCTED TO GRADE, AS PER PLAN
611E99690 | EACH | MANHOLE, MISC.: | ADD SUPPLEMENTAL DESCRIPTION
611E99700 | EACH | SPECIAL - GAS VALVE BOX ADJUSTED TO GRADE
611E99710 | EACH | PRECAST REINFORCED CONCRETE OUTLET
611E99711 | EACH | PRECAST REINFORCED CONCRETE OUTLET, AS PER PLAN
611E99720 | EACH | INSPECTION WELL
611E99721 | EACH | INSPECTION WELL, AS PER PLAN
611E99730 | EACH | JUNCTION CHAMBER
611E99731 | EACH | JUNCTION CHAMBER, AS PER PLAN
611E99734 | EACH | JUNCTION CHAMBER RECONSTRUCTED TO GRADE
611E99740 | EACH | SIPHON CHAMBER
611E99741 | EACH | SIPHON CHAMBER, AS PER PLAN
611E99820 | LB | SPECIAL - MISCELLANEOUS METAL
611E99830 | FT | SPECIAL - TRENCH DRAIN
611E99850 | EACH | WATER QUALITY BASIN, RETENTION
611E99851 | EACH | WATER QUALITY BASIN, RETENTION, AS PER PLAN
611E99854 | EACH | WATER QUALITY BASIN, DETENTION
611E99855 | EACH | WATER QUALITY BASIN, DETENTION, AS PER PLAN
611E99860 | EACH | SPECIAL - OBSERVATION WELL
611E99900 | EACH | DRAINAGE STRUCTURE, MISC.: | ADD SUPPLEMENTAL DESCRIPTION
611E99910 | FT | DRAINAGE STRUCTURE, MISC.: | ADD SUPPLEMENTAL DESCRIPTION
611E99920 | LS | DRAINAGE STRUCTURE, MISC.: | ADD SUPPLEMENTAL DESCRIPTION
611E99930 | EACH | SPECIAL - BACKFLOW PREVENTER | ADD SUPPLEMENTAL DESCRIPTION
613E41200 | CY | LOW STRENGTH MORTAR BACKFILL
613E41201 | CY | LOW STRENGTH MORTAR BACKFILL, AS PER PLAN
613E41250 | CY | LOW STRENGTH MORTAR BACKFILL (TYPE 1)
613E41251 | CY | LOW STRENGTH MORTAR BACKFILL (TYPE 1), AS PER PLAN
613E41300 | CY | LOW STRENGTH MORTAR BACKFILL (TYPE 2)
613E41301 | CY | LOW STRENGTH MORTAR BACKFILL (TYPE 2), AS PER PLAN
613E41350 | CY | LOW STRENGTH MORTAR BACKFILL (TYPE 3)
613E41351 | CY | LOW STRENGTH MORTAR BACKFILL (TYPE 3), AS PER PLAN
613E41360 | LS | LOW STRENGTH MORTAR BACKFILL
614E11000 | LS | MAINTAINING TRAFFIC
614E11001 | LS | MAINTAINING TRAFFIC, AS PER PLAN
614E11110 | HOUR | LAW ENFORCEMENT OFFICER WITH PATROL CAR FOR ASSISTANCE
614E11111 | HOUR | LAW ENFORCEMENT OFFICER WITH PATROL CAR FOR ASSISTANCE, AS PER PLAN
614E11130 | HOUR | LAW ENFORCEMENT OFFICER FOR ASSISTANCE
614E11300 | EACH | SPECIAL - WORK ZONE TRAFFIC SIGNAL
614E11320 | EACH | PORTABLE TRAFFIC SIGNAL, TYPE TR1 (TRAILER)
614E11630 | FT | INCREASED BARRIER DELINEATION
614E11631 | FT | INCREASED BARRIER DELINEATION, AS PER PLAN
614E12100 | FT | SPECIAL - ASPHALT CURB DIVIDER WITH DELINEATION
614E12200 | FT | SPECIAL - WORK ZONE GUARDRAIL
614E12300 | FT | SPECIAL - WORK ZONE GUARDRAIL ON BRIDGE
614E12336 | EACH | WORK ZONE IMPACT ATTENUATOR (UNIDIRECTIONAL) | DO NOT USE - (NEW ITEMS BELOW)
614E12337 | EACH | WORK ZONE IMPACT ATTENUATOR (UNIDIRECTIONAL), AS PER PLAN | DO NOT USE - (NEW ITEMS BELOW)
614E12338 | EACH | WORK ZONE IMPACT ATTENUATOR (BIDIRECTIONAL) | DO NOT USE - (NEW ITEMS BELOW)
614E12339 | EACH | WORK ZONE IMPACT ATTENUATOR (BIDIRECTIONAL), AS PER PLAN | DO NOT USE - (NEW ITEMS BELOW)
614E12346 | EACH | WORK ZONE IMPACT ATTENUATOR (UNIDIRECTIONAL) | DO NOT USE - (NEW ITEMS BELOW)
614E12348 | EACH | WORK ZONE IMPACT ATTENUATOR (BIDIRECTIONAL) | DO NOT USE - (NEW ITEMS BELOW)
614E12350 | EACH | WORK ZONE IMPACT ATTENUATOR | DO NOT USE - (NEW ITEMS BELOW)
614E12351 | EACH | WORK ZONE IMPACT ATTENUATOR, AS PER PLAN | DO NOT USE - (NEW ITEMS BELOW)
614E12360 | EACH | WORK ZONE IMPACT ATTENUATOR (REPLACEMENT)
614E12370 | EACH | REMOVE AND REPLACE IMPACT ATTENUATOR | TEMPORARY ONLY
614E12380 | EACH | WORK ZONE IMPACT ATTENUATOR, 24" WIDE HAZARDS, (UNIDIRECTIONAL)
614E12381 | EACH | WORK ZONE IMPACT ATTENUATOR, 24" WIDE HAZARDS, (UNIDIRECTIONAL), AS PER PLAN
614E12384 | EACH | WORK ZONE IMPACT ATTENUATOR, 24" WIDE HAZARDS, (BIDIRECTIONAL)
614E12385 | EACH | WORK ZONE IMPACT ATTENUATOR, 24" WIDE HAZARDS, (BIDIRECTIONAL), AS PER PLAN
614E12390 | EACH | WORK ZONE IMPACT ATTENUATOR, 24"-36" WIDE HAZARDS, (UNIDIRECTIONAL)
614E12391 | EACH | WORK ZONE IMPACT ATTENUATOR, 24"-36" WIDE HAZARDS, (UNIDIRECTIONAL), AS PER PLAN
614E12394 | EACH | WORK ZONE IMPACT ATTENUATOR, 24"-36" WIDE HAZARDS, (BIDIRECTIONAL)
614E12395 | EACH | WORK ZONE IMPACT ATTENUATOR, 24"-36" WIDE HAZARDS, (BIDIRECTIONAL), AS PER PLAN
614E12400 | EACH | WORK ZONE IMPACT ATTENUATOR, MISC.: | ADD SUPPLEMENTAL DESCRIPTION
614E12410 | EACH | SPEED ZONE AHEAD SYMBOL SIGN
614E12420 | LS | DETOUR SIGNING
614E12421 | LS | DETOUR SIGNING, AS PER PLAN
614E12424 | FT | WATER-FILLED LONGITUDINAL BARRIER NCHRP 350 TL-2
614E12425 | FT | WATER-FILLED LONGITUDINAL BARRIER NCHRP 350 TL-2, AS PER PLAN
614E12426 | FT | WATER-FILLED LONGITUDINAL BARRIER NCHRP 350 TL-3
614E12440 | EACH | WORK ZONE SIGN SUPPORT | CHECK UNIT OF MEASURE
614E12444 | FT | WORK ZONE SIGN SUPPORT | CHECK UNIT OF MEASURE
614E12460 | EACH | WORK ZONE MARKING SIGN
614E12461 | EACH | WORK ZONE MARKING SIGN, AS PER PLAN
614E12470 | EACH | WORK ZONE SPEED LIMIT SIGN
614E12471 | EACH | WORK ZONE SPEED LIMIT SIGN, AS PER PLAN
614E12484 | EACH | WORK ZONE INCREASED PENALTIES SIGN
614E12485 | EACH | WORK ZONE INCREASED PENALTIES SIGN, AS PER PLAN
614E12490 | EACH | RESUME LEGAL SPEED SIGN
614E12500 | EACH | REPLACEMENT SIGN
614E12600 | EACH | REPLACEMENT DRUM
614E12610 | EACH | SPECIAL - TYPE B FLASHING WARNING LIGHT
614E12730 | EACH | SPECIAL - REBOUNDABLE TUBULAR PYLON
614E12740 | EACH | WORK ZONE LIGHTING SYSTEM
614E12741 | EACH | WORK ZONE LIGHTING SYSTEM, AS PER PLAN
614E12756 | EACH | WORK ZONE CROSSOVER LIGHTING SYSTEM
614E12757 | EACH | WORK ZONE CROSSOVER LIGHTING SYSTEM, AS PER PLAN
614E12760 | EACH | SPECIAL - FLASHING ARROW PANEL
614E12800 | EACH | WORK ZONE RAISED PAVEMENT MARKER
614E12801 | EACH | WORK ZONE RAISED PAVEMENT MARKER, AS PER PLAN
614E13000 | CY | ASPHALT CONCRETE FOR MAINTAINING TRAFFIC
614E13001 | CY | ASPHALT CONCRETE FOR MAINTAINING TRAFFIC, AS PER PLAN
614E13310 | EACH | BARRIER REFLECTOR, TYPE 1 | SPECIFY 1WAY OR BIDIRECTIONAL
614E13312 | EACH | BARRIER REFLECTOR, TYPE 2 | SPECIFY 1WAY OR BIDIRECTIONAL
614E13314 | EACH | BARRIER REFLECTOR, TYPE 3 | SPECIFY 1WAY OR BIDIRECTIONAL
614E13316 | EACH | BARRIER REFLECTOR, TYPE 4 | SPECIFY 1WAY OR BIDIRECTIONAL
614E13318 | EACH | BARRIER REFLECTOR, TYPE 5 | SPECIFY 1WAY OR BIDIRECTIONAL
614E13350 | EACH | OBJECT MARKER, ONE WAY
614E13351 | EACH | OBJECT MARKER, ONE WAY, AS PER PLAN
614E13360 | EACH | OBJECT MARKER, TWO WAY
614E13361 | EACH | OBJECT MARKER, TWO WAY, AS PER PLAN
614E13400 | EACH | CURB REFLECTOR
614E13600 | EACH | MAINTENANCE OF TRAFFIC, ONE LANE CLOSURE ON A TWO LANE HIGHWAY
614E13700 | EACH | MAINTENANCE OF TRAFFIC, ONE LANE CLOSURE ON A FOUR LANE UNDIVIDED HIGHWAY
614E13800 | EACH | MAINTENANCE OF TRAFFIC, ONE LANE CLOSURE ON A 4 LANE OR GREATER DIVIDED HIGHWAY
614E13900 | EACH | MAINTENANCE OF TRAFFIC FOR SHOULDER CLOSURE
614E15000 | DLR | SPECIAL - CALENDAR DAYS OF CONTRACT TIME FOR OPENING TO TRAFFIC (UNIT PRICE FIELD SHOULD REFLECT NUMBER OF DAYS BID) | ODOT INTERNAL USE ONLY
614E16000 | EACH | SPECIAL - TRAFFIC SAFETY COORDINATOR
614E18000 | EACH | MAINTAINING TRAFFIC, MISC.: | ADD SUPPLEMENTAL DESCRIPTION
614E18002 | LS | MAINTAINING TRAFFIC, MISC.: | ADD SUPPLEMENTAL DESCRIPTION
614E18010 | SF | MAINTAINING TRAFFIC, MISC.: | ADD SUPPLEMENTAL DESCRIPTION
614E18020 | HOUR | MAINTAINING TRAFFIC, MISC.: | ADD SUPPLEMENTAL DESCRIPTION
614E18030 | FT | MAINTAINING TRAFFIC, MISC.: | ADD SUPPLEMENTAL DESCRIPTION
614E18040 | DAY | MAINTAINING TRAFFIC, MISC.: | ADD SUPPLEMENTAL DESCRIPTION
614E18050 | MNTH | MAINTAINING TRAFFIC, MISC.: | ADD SUPPLEMENTAL DESCRIPTION
614E18060 | CY | MAINTAINING TRAFFIC, MISC.: | ADD SUPPLEMENTAL DESCRIPTION
614E18600 | SNMT | PORTABLE CHANGEABLE MESSAGE SIGN | CHECK UNIT OF MEASURE
614E18601 | SNMT | PORTABLE CHANGEABLE MESSAGE SIGN, AS PER PLAN | CHECK UNIT OF MEASURE
614E20000 | MILE | WORK ZONE LANE LINE, CLASS I, 4"
614E20001 | MILE | WORK ZONE LANE LINE, CLASS I, 4", AS PER PLAN
614E20010 | MILE | WORK ZONE LANE LINE, CLASS I, 6"
614E20011 | MILE | WORK ZONE LANE LINE, CLASS I, 6", AS PER PLAN
614E20100 | MILE | WORK ZONE LANE LINE, CLASS I, 4", 642 PAINT
614E20101 | MILE | WORK ZONE LANE LINE, CLASS I, 4", 642 PAINT, AS PER PLAN
614E20110 | MILE | WORK ZONE LANE LINE, CLASS I, 6", 642 PAINT
614E20200 | MILE | WORK ZONE LANE LINE, CLASS I, 4", 740.06, TYPE I
614E20201 | MILE | WORK ZONE LANE LINE, CLASS I, 4", 740.06, TYPE I, AS PER PLAN
614E20210 | MILE | WORK ZONE LANE LINE, CLASS I, 6", 740.06, TYPE I
614E20211 | MILE | WORK ZONE LANE LINE, CLASS I, 6", 740.06, TYPE I, AS PER PLAN
614E20300 | MILE | WORK ZONE LANE LINE, CLASS I, 4", 740.06, TYPE II
614E20310 | MILE | WORK ZONE LANE LINE, CLASS I, 6", 740.06, TYPE II
614E20400 | MILE | WORK ZONE LANE LINE, CLASS II, 4"
614E20401 | MILE | WORK ZONE LANE LINE, CLASS II, 4", AS PER PLAN
614E20410 | MILE | WORK ZONE LANE LINE, CLASS II, 6"
614E20500 | MILE | WORK ZONE LANE LINE, CLASS II, 4", 642 PAINT
614E20510 | MILE | WORK ZONE LANE LINE, CLASS II, 6", 642 PAINT
614E20550 | MILE | WORK ZONE LANE LINE, CLASS III, 4", 642 PAINT
614E20560 | MILE | WORK ZONE LANE LINE, CLASS III, 6", 642 PAINT
614E20600 | MILE | WORK ZONE LANE LINE, CLASS II, 4", 740.06, TYPE I
614E20610 | MILE | WORK ZONE LANE LINE, CLASS II, 6", 740.06, TYPE I
614E20700 | MILE | WORK ZONE LANE LINE, CLASS II, 4", 740.06, TYPE II
614E20710 | MILE | WORK ZONE LANE LINE, CLASS II, 6", 740.06, TYPE II
614E21000 | MILE | WORK ZONE CENTER LINE, CLASS I
614E21001 | MILE | WORK ZONE CENTER LINE, CLASS I, AS PER PLAN
614E21100 | MILE | WORK ZONE CENTER LINE, CLASS I, 642 PAINT
614E21101 | MILE | WORK ZONE CENTER LINE, CLASS I, 642 PAINT, AS PER PLAN
614E21200 | MILE | WORK ZONE CENTER LINE, CLASS I, 740.06, TYPE I
614E21201 | MILE | WORK ZONE CENTER LINE, CLASS I, 740.06, TYPE I, AS PER PLAN
614E21300 | MILE | WORK ZONE CENTER LINE, CLASS I, 740.06, TYPE II
614E21400 | MILE | WORK ZONE CENTER LINE, CLASS II
614E21401 | MILE | WORK ZONE CENTER LINE, CLASS II, AS PER PLAN
614E21500 | MILE | WORK ZONE CENTER LINE, CLASS II, 642 PAINT
614E21550 | MILE | WORK ZONE CENTER LINE, CLASS III, 642 PAINT
614E21600 | MILE | WORK ZONE CENTER LINE, CLASS II, 740.06, TYPE I
614E21700 | MILE | WORK ZONE CENTER LINE, CLASS II, 740.06, TYPE II
614E22000 | MILE | WORK ZONE EDGE LINE, CLASS I, 4"
614E22001 | MILE | WORK ZONE EDGE LINE, CLASS I, 4", AS PER PLAN
614E22010 | MILE | WORK ZONE EDGE LINE, CLASS I, 6"
614E22011 | MILE | WORK ZONE EDGE LINE, CLASS I, 6", AS PER PLAN
614E22100 | MILE | WORK ZONE EDGE LINE, CLASS I, 4", 642 PAINT
614E22101 | MILE | WORK ZONE EDGE LINE, CLASS I, 4", 642 PAINT, AS PER PLAN
614E22110 | MILE | WORK ZONE EDGE LINE, CLASS I, 6", 642 PAINT
614E22200 | MILE | WORK ZONE EDGE LINE, CLASS I, 4", 740.06, TYPE I
614E22201 | MILE | WORK ZONE EDGE LINE, CLASS I, 4", 740.06, TYPE I, AS PER PLAN
614E22210 | MILE | WORK ZONE EDGE LINE, CLASS I, 6", 740.06, TYPE I
614E22300 | MILE | WORK ZONE EDGE LINE, CLASS I, 4", 740.06, TYPE II
614E22308 | MILE | WORK ZONE EDGE LINE, CLASS I, 6", 740.06, TYPE II
614E22350 | MILE | WORK ZONE EDGE LINE, CLASS III, 4", 642 PAINT
614E22360 | MILE | WORK ZONE EDGE LINE, CLASS III, 6", 642 PAINT
614E23000 | FT | WORK ZONE CHANNELIZING LINE, CLASS I, 8"
614E23001 | FT | WORK ZONE CHANNELIZING LINE, CLASS I, 8", AS PER PLAN
614E23010 | FT | WORK ZONE CHANNELIZING LINE, CLASS I, 12"
614E23011 | FT | WORK ZONE CHANNELIZING LINE, CLASS I, 12", AS PER PLAN
614E23200 | FT | WORK ZONE CHANNELIZING LINE, CLASS I, 8", 642 PAINT
614E23201 | FT | WORK ZONE CHANNELIZING LINE, CLASS I, 8", 642 PAINT, AS PER PLAN
614E23210 | FT | WORK ZONE CHANNELIZING LINE, CLASS I, 12", 642 PAINT
614E23400 | FT | WORK ZONE CHANNELIZING LINE, CLASS I, 8", 740.06, TYPE I
614E23401 | FT | WORK ZONE CHANNELIZING LINE, CLASS I, 8", 740.06, TYPE I, AS PER PLAN
614E23410 | FT | WORK ZONE CHANNELIZING LINE, CLASS I, 12", 740.06, TYPE I
614E23600 | FT | WORK ZONE CHANNELIZING LINE, CLASS I, 8", 740.06, TYPE II
614E23610 | FT | WORK ZONE CHANNELIZING LINE, CLASS I, 12", 740.06, TYPE II
614E23650 | FT | WORK ZONE CHANNELIZING LINE, CLASS II, 8"
614E23656 | FT | WORK ZONE CHANNELIZING LINE, CLASS II, 12"
614E23660 | FT | WORK ZONE CHANNELIZING LINE, CLASS II, 8", 642 PAINT
614E23670 | FT | WORK ZONE CHANNELIZING LINE, CLASS II, 12", 642 PAINT
614E23680 | FT | WORK ZONE CHANNELIZING LINE, CLASS III, 8", 642 PAINT
614E23690 | FT | WORK ZONE CHANNELIZING LINE, CLASS III, 12", 642 PAINT
614E24000 | FT | WORK ZONE DOTTED LINE, CLASS I
614E24001 | FT | WORK ZONE DOTTED LINE, CLASS I, AS PER PLAN
614E24200 | FT | WORK ZONE DOTTED LINE, CLASS I, 4", 642 PAINT
614E24201 | FT | WORK ZONE DOTTED LINE, CLASS I, 4", 642 PAINT, AS PER PLAN
614E24202 | FT | WORK ZONE DOTTED LINE, CLASS I, 6", 642 PAINT
614E24204 | FT | WORK ZONE DOTTED LINE, CLASS I, 8", 642 PAINT
614E24208 | FT | WORK ZONE DOTTED LINE, CLASS I, 12", 642 PAINT
614E24400 | FT | WORK ZONE DOTTED LINE, CLASS I, 4", 740.06, TYPE I
614E24401 | FT | WORK ZONE DOTTED LINE, CLASS I, 4", 740.06, TYPE I, AS PER PLAN
614E24402 | FT | WORK ZONE DOTTED LINE, CLASS I, 6", 740.06, TYPE I
614E24404 | FT | WORK ZONE DOTTED LINE, CLASS I, 8", 740.06, TYPE I
614E24408 | FT | WORK ZONE DOTTED LINE, CLASS I, 12", 740.06, TYPE I
614E24600 | FT | WORK ZONE DOTTED LINE, CLASS I, 4", 740.06, TYPE II
614E24602 | FT | WORK ZONE DOTTED LINE, CLASS I, 6", 740.06, TYPE II
614E24604 | FT | WORK ZONE DOTTED LINE, CLASS I, 8", 740.06, TYPE II
614E24608 | FT | WORK ZONE DOTTED LINE, CLASS I, 12", 740.06, TYPE II
614E24610 | FT | WORK ZONE DOTTED LINE, CLASS III, 4", 642 PAINT
614E24612 | FT | WORK ZONE DOTTED LINE, CLASS III, 6", 642 PAINT
614E24614 | FT | WORK ZONE DOTTED LINE, CLASS III, 8", 642 PAINT
614E24618 | FT | WORK ZONE DOTTED LINE, CLASS III, 12", 642 PAINT
614E25000 | FT | WORK ZONE TRANSVERSE/DIAGONAL LINE, CLASS I
614E25200 | FT | WORK ZONE TRANSVERSE/DIAGONAL LINE, CLASS I, 642 PAINT
614E25201 | FT | WORK ZONE TRANSVERSE/DIAGONAL LINE, CLASS I, 642 PAINT, AS PER PLAN
614E25210 | FT | WORK ZONE TRANSVERSE/DIAGONAL LINE, CLASS II, 642 PAINT
614E25400 | FT | WORK ZONE TRANSVERSE/DIAGONAL LINE, CLASS I, 740.06, TYPE I
614E25600 | FT | WORK ZONE TRANSVERSE/DIAGONAL LINE, CLASS I, 740.06, TYPE II
614E25620 | FT | WORK ZONE TRANSVERSE/DIAGONAL LINE, CLASS III, 642 PAINT
614E26000 | FT | WORK ZONE STOP LINE, CLASS I
614E26001 | FT | WORK ZONE STOP LINE, CLASS I, AS PER PLAN
614E26200 | FT | WORK ZONE STOP LINE, CLASS I, 642 PAINT
614E26201 | FT | WORK ZONE STOP LINE, CLASS I, 642 PAINT, AS PER PLAN
614E26400 | FT | WORK ZONE STOP LINE, CLASS I, 740.06, TYPE I
614E26600 | FT | WORK ZONE STOP LINE, CLASS I, 740.06, TYPE II
614E26610 | FT | WORK ZONE STOP LINE, CLASS III, 642 PAINT
614E26611 | FT | WORK ZONE STOP LINE, CLASS III, 642 PAINT, AS PER PLAN
614E27000 | FT | WORK ZONE CROSSWALK LINE, CLASS I
614E27001 | FT | WORK ZONE CROSSWALK LINE, CLASS I, AS PER PLAN
614E27200 | FT | WORK ZONE CROSSWALK LINE, CLASS I, 642 PAINT
614E27201 | FT | WORK ZONE CROSSWALK LINE, CLASS I, 642 PAINT, AS PER PLAN
614E27400 | FT | WORK ZONE CROSSWALK LINE, CLASS I, 740.06, TYPE I
614E27600 | FT | WORK ZONE CROSSWALK LINE, CLASS I, 740.06, TYPE II
614E27620 | FT | WORK ZONE CROSSWALK LINE, CLASS III, 642 PAINT
614E27621 | FT | WORK ZONE CROSSWALK LINE, CLASS III, 642 PAINT, AS PER PLAN
614E28000 | FT | WORK ZONE GORE MARKING, CLASS II
614E28001 | FT | WORK ZONE GORE MARKING, CLASS II, AS PER PLAN
614E28200 | FT | WORK ZONE GORE MARKING, CLASS II, 642 PAINT
614E28400 | FT | WORK ZONE GORE MARKING, CLASS II, 740.06, TYPE I
614E28600 | FT | WORK ZONE GORE MARKING, CLASS II, 740.06, TYPE II
614E30000 | EACH | WORK ZONE ARROW, CLASS I
614E30001 | EACH | WORK ZONE ARROW, CLASS I, AS PER PLAN
614E30200 | EACH | WORK ZONE ARROW, CLASS I, 642 PAINT
614E30400 | EACH | WORK ZONE ARROW, CLASS I, 740.06, TYPE I
614E30650 | EACH | WORK ZONE ARROW, CLASS III, 642 PAINT
614E31000 | EACH | WORK ZONE WORD ON PAVEMENT, 72", CLASS I
614E31200 | EACH | WORK ZONE WORD ON PAVEMENT, 72", CLASS I, 642 PAINT
614E31400 | EACH | WORK ZONE WORD ON PAVEMENT, 72", CLASS I, 740.06, TYPE I
614E31600 | EACH | WORK ZONE WORD ON PAVEMENT, 72", CLASS I, 740.06, TYPE II
614E31620 | EACH | WORK ZONE WORD ON PAVEMENT, 72", CLASS III, 642 PAINT
614E31640 | EACH | WORK ZONE WORD ON PAVEMENT, 96", CLASS I
614E31641 | EACH | WORK ZONE WORD ON PAVEMENT, 96", CLASS I, AS PER PLAN
614E31650 | EACH | WORK ZONE WORD ON PAVEMENT, 96", CLASS I, 642 PAINT
614E31670 | EACH | WORK ZONE WORD ON PAVEMENT, 96", CLASS III, 642 PAINT
614E31700 | EACH | WORK ZONE SCHOOL SYMBOL MARKING, 72", CLASS I
614E31701 | EACH | WORK ZONE SCHOOL SYMBOL MARKING, 72", CLASS I, AS PER PLAN
614E31720 | EACH | WORK ZONE SCHOOL SYMBOL MARKING, 72", CLASS I, 642 PAINT
614E31740 | EACH | WORK ZONE SCHOOL SYMBOL MARKING, 72", CLASS III, 642 PAINT
614E31742 | EACH | WORK ZONE SCHOOL SYMBOL MARKING, 96", CLASS I
614E31744 | EACH | WORK ZONE SCHOOL SYMBOL MARKING, 96", CLASS I, 642 PAINT
614E31750 | EACH | WORK ZONE SCHOOL SYMBOL MARKING, 96", CLASS III, 642 PAINT
614E31760 | EACH | WORK ZONE SCHOOL SYMBOL MARKING, 120", CLASS I
614E31770 | EACH | WORK ZONE SCHOOL SYMBOL MARKING, 120", CLASS III, 642 PAINT
614E32000 | EACH | WORK ZONE RAILROAD SYMBOL MARKING, CLASS I
614E32200 | EACH | WORK ZONE RAILROAD SYMBOL MARKING, CLASS I, 642 PAINT
614E32210 | EACH | WORK ZONE RAILROAD SYMBOL MARKING, CLASS III, 642 PAINT
614E32400 | EACH | WORK ZONE RAILROAD SYMBOL MARKING, CLASS I, 740.06, TYPE I
614E32600 | EACH | WORK ZONE RAILROAD SYMBOL MARKING, CLASS I, 740.06, TYPE II
614E32700 | SF | WORK ZONE ISLAND MARKING, CLASS I
614E32800 | SF | WORK ZONE ISLAND MARKING, CLASS III, 642 PAINT
614E40000 | FT | LONGITUDINAL CHANNELIZER
614E40050 | EACH | BUSINESS ENTRANCE SIGN
614E40051 | EACH | BUSINESS ENTRANCE SIGN, AS PER PLAN
614E98000 | MILE | WORK ZONE PAVEMENT MARKING, MISC.: | ADD SUPPLEMENTAL DESCRIPTION
614E98100 | FT | WORK ZONE PAVEMENT MARKING, MISC.: | ADD SUPPLEMENTAL DESCRIPTION
614E98200 | EACH | WORK ZONE PAVEMENT MARKING, MISC.: | ADD SUPPLEMENTAL DESCRIPTION
614E98300 | SF | WORK ZONE PAVEMENT MARKING, MISC.: | ADD SUPPLEMENTAL DESCRIPTION
614E99000 | LS | SPECIAL - MAINTAINING TRAFFIC | DESIGN BUILD PROJECTS ONLY
615E10000 | LS | ROADS FOR MAINTAINING TRAFFIC
615E10001 | LS | ROADS FOR MAINTAINING TRAFFIC, AS PER PLAN
615E15000 | LS | SPECIAL - TEMPORARY RAILROAD RUN-A-ROUND
615E20000 | SY | PAVEMENT FOR MAINTAINING TRAFFIC, CLASS A
615E20001 | SY | PAVEMENT FOR MAINTAINING TRAFFIC, CLASS A, AS PER PLAN
615E25000 | SY | PAVEMENT FOR MAINTAINING TRAFFIC, CLASS B
615E25001 | SY | PAVEMENT FOR MAINTAINING TRAFFIC, CLASS B, AS PER PLAN
615E99000 | LS | SPECIAL - TEMPORARY ROADS AND PAVEMENTS | DESIGN BUILD PROJECTS ONLY
616E10000 | MGAL | WATER
616E10001 | MGAL | WATER, AS PER PLAN
616E20000 | TON | CALCIUM CHLORIDE
617E10100 | CY | COMPACTED AGGREGATE
617E10101 | CY | COMPACTED AGGREGATE, AS PER PLAN
617E11100 | TON | COMPACTED AGGREGATE
617E11101 | TON | COMPACTED AGGREGATE, AS PER PLAN
617E20000 | SY | SHOULDER PREPARATION
617E20001 | SY | SHOULDER PREPARATION, AS PER PLAN
617E25000 | MGAL | WATER
617E98000 | SY | SHOULDER RECONDITIONING, MISC.: | ADD SUPPLEMENTAL DESCRIPTION
617E98100 | CY | SHOULDER RECONDITIONING, MISC.: | ADD SUPPLEMENTAL DESCRIPTION
617E98200 | TON | SHOULDER RECONDITIONING, MISC.: | ADD SUPPLEMENTAL DESCRIPTION
618E40100 | FT | RUMBLE STRIPS, SHOULDER (ASPHALT CONCRETE) | CHECK UNIT OF MEASURE
618E40101 | FT | RUMBLE STRIPS, SHOULDER (ASPHALT CONCRETE), AS PER PLAN | CHECK UNIT OF MEASURE
618E40200 | FT | RUMBLE STRIPS, SHOULDER (CONCRETE) | CHECK UNIT OF MEASURE
618E40600 | MILE | RUMBLE STRIPS, SHOULDER (ASPHALT CONCRETE) | CHECK UNIT OF MEASURE
618E40601 | MILE | RUMBLE STRIPS, SHOULDER (ASPHALT CONCRETE), AS PER PLAN | CHECK UNIT OF MEASURE
618E40700 | MILE | RUMBLE STRIPS, SHOULDER (CONCRETE) | CHECK UNIT OF MEASURE
618E40800 | FT | RUMBLE STRIPES, EDGE LINE (ASPHALT CONCRETE) | CHECK UNIT OF MEASURE
618E40850 | FT | RUMBLE STRIPES, EDGE LINE (CONCRETE) | CHECK UNIT OF MEASURE
618E40900 | FT | RUMBLE STRIPES, CENTER LINE (ASPHALT CONCRETE) | CHECK UNIT OF MEASURE
618E40950 | FT | RUMBLE STRIPES, CENTER LINE (CONCRETE) | CHECK UNIT OF MEASURE
618E41000 | MILE | RUMBLE STRIPES, EDGE LINE (ASPHALT CONCRETE) | CHECK UNIT OF MEASURE
618E41001 | MILE | RUMBLE STRIPES, EDGE LINE (ASPHALT CONCRETE), AS PER PLAN | CHECK UNIT OF MEASURE
618E42000 | MILE | RUMBLE STRIPES, EDGE LINE (CONCRETE) | CHECK UNIT OF MEASURE
618E43000 | MILE | RUMBLE STRIPES, CENTER LINE (ASPHALT CONCRETE) | CHECK UNIT OF MEASURE
618E44000 | MILE | RUMBLE STRIPES, CENTER LINE (CONCRETE) | CHECK UNIT OF MEASURE
619E16000 | MNTH | FIELD OFFICE, TYPE A
619E16001 | MNTH | FIELD OFFICE, TYPE A, AS PER PLAN
619E16010 | MNTH | FIELD OFFICE, TYPE B
619E16011 | MNTH | FIELD OFFICE, TYPE B, AS PER PLAN
619E16020 | MNTH | FIELD OFFICE, TYPE C
619E16021 | MNTH | FIELD OFFICE, TYPE C, AS PER PLAN
620E00500 | EACH | DELINEATOR, POST GROUND MOUNTED
620E00501 | EACH | DELINEATOR, POST GROUND MOUNTED, AS PER PLAN
620E11000 | EACH | DELINEATOR, BRACKET MOUNTED
620E31200 | EACH | REMOVAL OF DELINEATOR
620E31210 | EACH | DELINEATOR REMOVED AND REERECTED
620E31211 | EACH | DELINEATOR REMOVED AND REERECTED, AS PER PLAN
620E40200 | EACH | REFLECTOR
620E55000 | LS | DELINEATOR LAYOUT
620E60000 | EACH | DELINEATOR, POST SURFACE MOUNTED
620E60001 | EACH | DELINEATOR, POST SURFACE MOUNTED, AS PER PLAN
620E60500 | EACH | REMOVAL OF DELINEATOR, POST SURFACE MOUNTED
620E70000 | EACH | DELINEATOR, MISC.: | ADD SUPPLEMENTAL DESCRIPTION
620E70010 | FT | DELINEATOR, MISC.: | ADD SUPPLEMENTAL DESCRIPTION
621E00100 | EACH | RPM
621E00101 | EACH | RPM, AS PER PLAN
621E00300 | EACH | RPM REFLECTOR
621E00301 | EACH | RPM REFLECTOR, AS PER PLAN
621E54000 | EACH | RAISED PAVEMENT MARKER REMOVED
621E54001 | EACH | RAISED PAVEMENT MARKER REMOVED, AS PER PLAN
621E90000 | EACH | RPM, MISC.: | ADD SUPPLEMENTAL DESCRIPTION
621E91000 | LS | RPM, MISC.: | ADD SUPPLEMENTAL DESCRIPTION
622E10060 | FT | CONCRETE BARRIER, SINGLE SLOPE, TYPE B
622E10061 | FT | CONCRETE BARRIER, SINGLE SLOPE, TYPE B, AS PER PLAN
622E10080 | FT | CONCRETE BARRIER, SINGLE SLOPE, TYPE B, REINFORCED
622E10100 | FT | CONCRETE BARRIER, SINGLE SLOPE, TYPE B1
622E10101 | FT | CONCRETE BARRIER, SINGLE SLOPE, TYPE B1, AS PER PLAN
622E10120 | FT | CONCRETE BARRIER, SINGLE SLOPE, TYPE C
622E10121 | FT | CONCRETE BARRIER, SINGLE SLOPE, TYPE C, AS PER PLAN
622E10140 | FT | CONCRETE BARRIER, SINGLE SLOPE, TYPE C1
622E10141 | FT | CONCRETE BARRIER, SINGLE SLOPE, TYPE C1, AS PER PLAN
622E10160 | FT | CONCRETE BARRIER, SINGLE SLOPE, TYPE D
622E10161 | FT | CONCRETE BARRIER, SINGLE SLOPE, TYPE D, AS PER PLAN
622E10200 | EACH | BARRIER TRANSITION | REQUIRES PLAN INSERT SHEET
622E10201 | EACH | BARRIER TRANSITION, AS PER PLAN | REQUIRES PLAN INSERT SHEET
622E24000 | FT | CONCRETE BARRIER, TYPE D
622E24001 | FT | CONCRETE BARRIER, TYPE D, AS PER PLAN
622E24840 | EACH | CONCRETE BARRIER END SECTION, TYPE B
622E24841 | EACH | CONCRETE BARRIER END SECTION, TYPE B, AS PER PLAN
622E24850 | EACH | CONCRETE BARRIER END SECTION, TYPE B1
622E24851 | EACH | CONCRETE BARRIER END SECTION, TYPE B1. AS PER PLAN
622E24860 | EACH | CONCRETE BARRIER END SECTION, TYPE C1
622E24861 | EACH | CONCRETE BARRIER END SECTION, TYPE C1, AS PER PLAN
622E25000 | EACH | CONCRETE BARRIER END SECTION, TYPE D
622E25001 | EACH | CONCRETE BARRIER END SECTION, TYPE D, AS PER PLAN
622E25004 | EACH | CONCRETE BARRIER, END ANCHORAGE, REINFORCED, TYPE B
622E25005 | EACH | CONCRETE BARRIER, END ANCHORAGE, REINFORCED, TYPE B, AS PER PLAN
622E25006 | EACH | CONCRETE BARRIER, END ANCHORAGE, REINFORCED, TYPE B1
622E25007 | EACH | CONCRETE BARRIER, END ANCHORAGE, REINFORCED, TYPE B1, AS PER PLAN
622E25008 | EACH | CONCRETE BARRIER, END ANCHORAGE, REINFORCED, TYPE C
622E25009 | EACH | CONCRETE BARRIER, END ANCHORAGE, REINFORCED, TYPE C, AS PER PLAN
622E25010 | EACH | CONCRETE BARRIER END SECTION, TYPE D, REINFORCED
622E25011 | EACH | CONCRETE BARRIER END SECTION, TYPE D, REINFORCED, AS PER PLAN
622E25014 | EACH | CONCRETE BARRIER, END ANCHORAGE, REINFORCED, TYPE C1
622E25015 | EACH | CONCRETE BARRIER, END ANCHORAGE, REINFORCED, TYPE C1, AS PER PLAN
622E25020 | EACH | CONCRETE BARRIER, END ANCHORAGE, REINFORCED
622E25050 | EACH | CONCRETE BARRIER, END ANCHORAGE, REINFORCED, TYPE D
622E25051 | EACH | CONCRETE BARRIER, END ANCHORAGE, REINFORCED, TYPE D, AS PER PLAN
622E41000 | FT | PORTABLE BARRIER, 32"
622E41001 | FT | PORTABLE BARRIER, 32", AS PER PLAN
622E41010 | FT | PORTABLE BARRIER, 50"
622E41011 | FT | PORTABLE BARRIER, 50", AS PER PLAN
622E41020 | FT | PORTABLE BARRIER, 32", BRIDGE MOUNTED
622E41021 | FT | PORTABLE BARRIER, 32", BRIDGE MOUNTED, AS PER PLAN
622E41030 | FT | PORTABLE BARRIER, 50", BRIDGE MOUNTED
622E41031 | FT | PORTABLE BARRIER, 50", BRIDGE MOUNTED, AS PER PLAN
622E41050 | EACH | PORTABLE BARRIER, "Y" CONNECTOR
622E41051 | EACH | PORTABLE BARRIER, "Y" CONNECTOR, AS PER PLAN
622E41100 | FT | PORTABLE BARRIER, UNANCHORED
622E41101 | FT | PORTABLE BARRIER, UNANCHORED, AS PER PLAN
622E41110 | FT | PORTABLE BARRIER, ANCHORED
622E41111 | FT | PORTABLE BARRIER, ANCHORED, AS PER PLAN
622E80000 | FT | GLARE SCREEN
622E80001 | FT | GLARE SCREEN, AS PER PLAN
622E90000 | FT | BARRIER, MISC.: | ADD SUPPLEMENTAL DESCRIPTION
622E90100 | LS | BARRIER, MISC.: | ADD SUPPLEMENTAL DESCRIPTION
622E90200 | EACH | BARRIER, MISC.: | ADD SUPPLEMENTAL DESCRIPTION
622E90300 | CY | BARRIER, MISC.: | ADD SUPPLEMENTAL DESCRIPTION
622E90400 | SF | BARRIER, MISC.: | ADD SUPPLEMENTAL DESCRIPTION
622E99000 | LS | SPECIAL - CONCRETE BARRIER | DESIGN BUILD PROJECTS ONLY
623E10000 | LS | CONSTRUCTION LAYOUT STAKES AND SURVEYING
623E10001 | LS | CONSTRUCTION LAYOUT STAKES AND SURVEYING, AS PER PLAN
623E11000 | LS | PROVIDING ELECTRONIC INSTRUMENTATION
623E11100 | HOUR | TECHNICAL ASSISTANCE
623E12000 | EACH | PRIMARY PROJECT CONTROL MONUMENT, TYPE A
623E12010 | EACH | PRIMARY PROJECT CONTROL MONUMENT, TYPE B
623E38500 | EACH | MONUMENT ASSEMBLY
623E38501 | EACH | MONUMENT ASSEMBLY, AS PER PLAN
623E39500 | EACH | MONUMENT BOX ADJUSTED TO GRADE
623E39501 | EACH | MONUMENT BOX ADJUSTED TO GRADE, AS PER PLAN
623E39600 | EACH | MONUMENT BOX RECONSTRUCTED TO GRADE
623E39601 | EACH | MONUMENT BOX RECONSTRUCTED TO GRADE, AS PER PLAN
623E40000 | EACH | MONUMENT ASSEMBLY REMOVED AND RESET
623E40001 | EACH | MONUMENT ASSEMBLY REMOVED AND RESET, AS PER PLAN
623E40500 | EACH | REFERENCE MONUMENT
623E40501 | EACH | REFERENCE MONUMENT, AS PER PLAN
623E40520 | EACH | RIGHT-OF-WAY MONUMENT
623E40521 | EACH | RIGHT-OF-WAY MONUMENT, AS PER PLAN
623E40550 | EACH | PROJECT CONTROL REFERENCE MONUMENT
623E40900 | EACH | MONUMENT, MISC.: | ADD SUPPLEMENTAL DESCRIPTION
623E99000 | LS | SPECIAL - CONSTRUCTION LAYOUT STAKES AND SURVEYING | DESIGN BUILD PROJECTS ONLY
623E99100 | LS | SPECIAL - CENTERLINE REFERENCE MONUMENTS
624E10000 | LS | MOBILIZATION
624E10001 | LS | MOBILIZATION, AS PER PLAN
624E15000 | EACH | MOBILIZATION
624E15001 | EACH | MOBILIZATION, AS PER PLAN
624E99000 | LS | SPECIAL - MOBILIZATION | DESIGN BUILD PROJECTS ONLY
625E00450 | EACH | CONNECTION, FUSED PULL APART
625E00451 | EACH | CONNECTION, FUSED PULL APART, AS PER PLAN
625E00460 | EACH | CONNECTION, UNFUSED PULL APART
625E00461 | EACH | CONNECTION, UNFUSED PULL APART, AS PER PLAN
625E00470 | EACH | CONNECTION, UNFUSED BOLTED
625E00480 | EACH | CONNECTION, UNFUSED PERMANENT
625E00481 | EACH | CONNECTION, UNFUSED PERMANENT, AS PER PLAN
625E02500 | EACH | TRANSFORMER BASE, TYPE AT-A
625E02501 | EACH | TRANSFORMER BASE, TYPE AT-A, AS PER PLAN
625E02600 | EACH | TRANSFORMER BASE, TYPE AT-C
625E02601 | EACH | TRANSFORMER BASE, TYPE AT-C, AS PER PLAN
625E02800 | EACH | TRANSFORMER BASE, STEEL
625E02801 | EACH | TRANSFORMER BASE, STEEL, AS PER PLAN
625E02803 | EACH | TRANSFORMER BASE, MISC.: | ADD SUPPLEMENTAL DESCRIPTION
625E10480 | EACH | LIGHT POLE, DECORATIVE
625E10481 | EACH | LIGHT POLE, DECORATIVE, AS PER PLAN
625E10490 | EACH | LIGHT POLE, CONVENTIONAL | ADD SUPPLEMENTAL DESCRIPTION
625E10491 | EACH | LIGHT POLE, CONVENTIONAL, AS PER PLAN | ADD SUPPLEMENTAL DESCRIPTION
625E10494 | EACH | LIGHT POLE, LOW MAST | ADD SUPPLEMENTAL DESCRIPTION
625E10495 | EACH | LIGHT POLE, LOW MAST, AS PER PLAN | ADD SUPPLEMENTAL DESCRIPTION
625E10500 | EACH | LIGHT POLE, MISC.: | ADD SUPPLEMENTAL DESCRIPTION
625E10502 | EACH | LIGHT POLE (INSTALLATION ONLY)
625E10503 | EACH | LIGHT POLE (INSTALLATION ONLY), AS PER PLAN
625E10504 | EACH | ERECTING REUSABLE DOWNED LIGHT POLE
625E10505 | EACH | ERECTING REUSABLE DOWNED LIGHT POLE, AS PER PLAN
625E10600 | EACH | LIGHT POLE ANCHOR L-BOLTS
625E10601 | EACH | LIGHT POLE ANCHOR L-BOLTS, AS PER PLAN
625E10610 | EACH | LIGHT POLE ANCHOR U-BOLTS
625E10611 | EACH | LIGHT POLE ANCHOR U-BOLTS, AS PER PLAN
625E10614 | EACH | LIGHT POLE ANCHOR BOLTS ON STRUCTURE
625E10615 | EACH | LIGHT POLE ANCHOR BOLTS ON STRUCTURE, AS PER PLAN
625E10620 | EACH | LIGHT POLE ANCHOR BOLTS, MISC.: | ADD SUPPLEMENTAL DESCRIPTION
625E10980 | EACH | LIGHT TOWER, BB60
625E10981 | EACH | LIGHT TOWER, BB60, AS PER PLAN
625E10990 | EACH | LIGHT TOWER, BB70
625E10991 | EACH | LIGHT TOWER, BB70, AS PER PLAN
625E11000 | EACH | LIGHT TOWER, BB80
625E11001 | EACH | LIGHT TOWER, BB80, AS PER PLAN
625E11100 | EACH | LIGHT TOWER, BB90
625E11101 | EACH | LIGHT TOWER, BB90, AS PER PLAN
625E11200 | EACH | LIGHT TOWER, BB100
625E11300 | EACH | LIGHT TOWER, BB110
625E11400 | EACH | LIGHT TOWER, BB120
625E11500 | EACH | LIGHT TOWER, BB130
625E12000 | EACH | LIGHT TOWER, BBB80
625E12011 | EACH | LIGHT TOWER, BBB90, AS PER PLAN
625E12200 | EACH | LIGHT TOWER, BBB100
625E12201 | EACH | LIGHT TOWER, BBB100, AS PER PLAN
625E12300 | EACH | LIGHT TOWER, BBB110
625E12301 | EACH | LIGHT TOWER, BBB110, AS PER PLAN
625E12400 | EACH | LIGHT TOWER, BBB120
625E12401 | EACH | LIGHT TOWER, BBB120, AS PER PLAN
625E12410 | EACH | LIGHT TOWER, BBB130
625E12411 | EACH | LIGHT TOWER, BBB130, AS PER PLAN
625E12430 | EACH | LIGHT TOWER, BBB150
625E12900 | EACH | LIGHT TOWER, BBBB60
625E12901 | EACH | LIGHT TOWER, BBBB60, AS PER PLAN
625E12950 | EACH | LIGHT TOWER, BBBB70
625E12951 | EACH | LIGHT TOWER, BBBB70, AS PER PLAN
625E13000 | EACH | LIGHT TOWER, BBBB80
625E13001 | EACH | LIGHT TOWER, BBBB80, AS PER PLAN
625E13100 | EACH | LIGHT TOWER, BBBB90
625E13101 | EACH | LIGHT TOWER, BBBB90, AS PER PLAN
625E13200 | EACH | LIGHT TOWER, BBBB100
625E13201 | EACH | LIGHT TOWER, BBBB100, AS PER PLAN
625E13204 | EACH | LIGHT TOWER, BBBB110
625E13205 | EACH | LIGHT TOWER, BBBB110, AS PER PLAN
625E13208 | EACH | LIGHT TOWER, BBBB120
625E13209 | EACH | LIGHT TOWER, BBBB120, AS PER PLAN
625E13210 | EACH | LIGHT TOWER, BBBB130
625E13211 | EACH | LIGHT TOWER, BBBB130, AS PER PLAN
625E13220 | EACH | LIGHT TOWER, BBBB140
625E13230 | EACH | LIGHT TOWER, BBBB150
625E13240 | EACH | LIGHT TOWER, BBBBB100
625E13280 | EACH | LIGHT TOWER, BBBBBB70
625E13281 | EACH | LIGHT TOWER, BBBBBB70, AS PER PLAN
625E13300 | EACH | LIGHT TOWER, BBBBBB80
625E13301 | EACH | LIGHT TOWER, BBBBBB80, AS PER PLAN
625E13304 | EACH | LIGHT TOWER, BBBBBB90
625E13305 | EACH | LIGHT TOWER, BBBBBB90, AS PER PLAN
625E13400 | EACH | LIGHT TOWER, BBBBBB100
625E13401 | EACH | LIGHT TOWER, BBBBBB100, AS PER PLAN
625E13404 | EACH | LIGHT TOWER, BBBBBB110
625E13405 | EACH | LIGHT TOWER, BBBBBB110, AS PER PLAN
625E13406 | EACH | LIGHT TOWER, BBBBBB120
625E13407 | EACH | LIGHT TOWER, BBBBBB120, AS PER PLAN
625E13410 | EACH | LIGHT TOWER, BBBBBB130
625E13411 | EACH | LIGHT TOWER, BBBBBB130, AS PER PLAN
625E13420 | EACH | LIGHT TOWER, BBBBBB140
625E13421 | EACH | LIGHT TOWER, BBBBBB140, AS PER PLAN
625E13440 | EACH | LIGHT TOWER, BBBBBBBB100
625E13450 | EACH | LIGHT TOWER, BBBBBBBB110
625E13460 | EACH | LIGHT TOWER, BBBBBBBB120
625E13470 | EACH | LIGHT TOWER, BBBBBBBB130
625E13480 | EACH | LIGHT TOWER, BBBBBBBB140
625E13490 | EACH | LIGHT TOWER, BBBBBBBBBB110
625E13500 | EACH | LIGHT TOWER, MISC.: | ADD SUPPLEMENTAL DESCRIPTION
625E14000 | EACH | LIGHT POLE FOUNDATION, 24" X 6' DEEP
625E14001 | EACH | LIGHT POLE FOUNDATION, 24" X 6' DEEP, AS PER PLAN
625E14100 | EACH | LIGHT POLE FOUNDATION, 24" X 8' DEEP
625E14101 | EACH | LIGHT POLE FOUNDATION, 24" X 8' DEEP, AS PER PLAN
625E14150 | EACH | LIGHT POLE FOUNDATION, 24" X 9' DEEP
625E14151 | EACH | LIGHT POLE FOUNDATION, 24" X 9' DEEP, AS PER PLAN
625E14200 | EACH | LIGHT POLE FOUNDATION, 24" X 10' DEEP
625E14201 | EACH | LIGHT POLE FOUNDATION, 24" X 10' DEEP, AS PER PLAN
625E14300 | EACH | MEDIAN LIGHT POLE FOUNDATION, 8' DEEP
625E14301 | EACH | MEDIAN LIGHT POLE FOUNDATION, 8' DEEP, AS PER PLAN
625E14306 | EACH | MEDIAN LIGHT POLE FOUNDATION, 10' DEEP
625E14307 | EACH | MEDIAN LIGHT POLE FOUNDATION, 10' DEEP, AS PER PLAN
625E14320 | EACH | LIGHT TOWER, BBBBBB140
625E14321 | EACH | LIGHT TOWER, BBBBBB140, AS PER PLAN
625E14400 | EACH | LIGHT POLE FOUNDATION REPAIR
625E14401 | EACH | LIGHT POLE FOUNDATION REPAIR, AS PER PLAN
625E14500 | EACH | LIGHT POLE FOUNDATION
625E14501 | EACH | LIGHT POLE FOUNDATION, AS PER PLAN
625E14600 | EACH | LIGHT POLE FOUNDATION, MISC.: | ADD SUPPLEMENTAL DESCRIPTION
625E15000 | EACH | LIGHT TOWER FOUNDATION, 36" X 15' DEEP
625E15001 | EACH | LIGHT TOWER FOUNDATION, 36" X 15' DEEP, AS PER PLAN
625E15100 | EACH | LIGHT TOWER FOUNDATION, 36" X 20' DEEP
625E15101 | EACH | LIGHT TOWER FOUNDATION, 36" X 20' DEEP, AS PER PLAN
625E15200 | EACH | LIGHT TOWER FOUNDATION, 36" X 25' DEEP
625E15201 | EACH | LIGHT TOWER FOUNDATION, 36" X 25' DEEP, AS PER PLAN
625E15300 | EACH | LIGHT TOWER FOUNDATION, 36" X 30' DEEP
625E15301 | EACH | LIGHT TOWER FOUNDATION, 36" X 30' DEEP, AS PER PLAN
625E15400 | EACH | LIGHT TOWER FOUNDATION, 42" X 25' DEEP
625E15500 | EACH | LIGHT TOWER FOUNDATION, 42" X 30' DEEP
625E15700 | EACH | LIGHT TOWER FOUNDATION, MISC.: | ADD SUPPLEMENTAL DESCRIPTION
625E17900 | EACH | BRACKET ARM
625E17901 | EACH | BRACKET ARM, AS PER PLAN
625E17950 | EACH | BRACKET ARM, 6'
625E17951 | EACH | BRACKET ARM, 6', AS PER PLAN
625E17960 | EACH | BRACKET ARM, 8'
625E17961 | EACH | BRACKET ARM, 8', AS PER PLAN
625E18000 | EACH | BRACKET ARM, 10'
625E18001 | EACH | BRACKET ARM, 10', AS PER PLAN
625E18100 | EACH | BRACKET ARM, 12'
625E18101 | EACH | BRACKET ARM, 12', AS PER PLAN
625E18110 | EACH | BRACKET ARM, 14'
625E18200 | EACH | BRACKET ARM, 15'
625E18201 | EACH | BRACKET ARM, 15', AS PER PLAN
625E18210 | EACH | BRACKET ARM, 16'
625E18300 | EACH | BRACKET ARM, 18'
625E18301 | EACH | BRACKET ARM, 18', AS PER PLAN
625E18400 | EACH | BRACKET ARM, 20'
625E18401 | EACH | BRACKET ARM, 20', AS PER PLAN
625E18500 | EACH | BRACKET ARM, 25'
625E18501 | EACH | BRACKET ARM, 25', AS PER PLAN
625E18510 | EACH | BRACKET ARM, 30'
625E18511 | EACH | BRACKET ARM, 30', AS PER PLAN
625E18600 | EACH | BRACKET ARM, MISC.: | ADD SUPPLEMENTAL DESCRIPTION
625E19100 | EACH | BALLAST FOR TOWER LIGHT FIXTURE
625E19101 | EACH | BALLAST FOR TOWER LIGHT FIXTURE, AS PER PLAN
625E20000 | EACH | PORTABLE WINCH DRIVE POWER UNIT
625E21000 | EACH | LIGHT TOWER MAINTENANCE PLATFORM, TYPE A
625E21001 | EACH | LIGHT TOWER MAINTENANCE PLATFORM, TYPE A, AS PER PLAN
625E21100 | EACH | LIGHT TOWER MAINTENANCE PLATFORM, TYPE B
625E21101 | EACH | LIGHT TOWER MAINTENANCE PLATFORM, TYPE B, AS PER PLAN
625E21200 | EACH | LIGHT TOWER MAINTENANCE PLATFORM, TYPE C
625E21201 | EACH | LIGHT TOWER MAINTENANCE PLATFORM, TYPE C, AS PER PLAN
625E21300 | EACH | LIGHT TOWER MAINTENANCE PLATFORM, TYPE D
625E21301 | EACH | LIGHT TOWER MAINTENANCE PLATFORM, TYPE D, AS PER PLAN
625E21400 | EACH | LIGHT TOWER MAINTENANCE PLATFORM, MISC. | ADD SUPPLEMENTAL DESCRIPTION
625E22900 | FT | NO. 1/0 AWG 2400 VOLT DISTRIBUTION CABLE
625E22901 | FT | NO. 1/0 AWG 2400 VOLT DISTRIBUTION CABLE, AS PER PLAN
625E22910 | FT | NO. 2/0 AWG 2400 VOLT DISTRIBUTION CABLE
625E22990 | FT | NO. 6 AWG 600 VOLT DISTRIBUTION CABLE
625E23000 | FT | NO. 4 AWG 600 VOLT DISTRIBUTION CABLE
625E23001 | FT | NO. 4 AWG 600 VOLT DISTRIBUTION CABLE, AS PER PLAN
625E23100 | FT | NO. 2 AWG 600 VOLT DISTRIBUTION CABLE
625E23200 | FT | NO. 4 AWG 2400 VOLT DISTRIBUTION CABLE
625E23201 | FT | NO. 4 AWG 2400 VOLT DISTRIBUTION CABLE, AS PER PLAN
625E23300 | FT | NO. 2 AWG 2400 VOLT DISTRIBUTION CABLE
625E23301 | FT | NO. 2 AWG 2400 VOLT DISTRIBUTION CABLE, AS PER PLAN
625E23302 | FT | NO. 6 AWG 2400 VOLT DISTRIBUTION CABLE
625E23304 | FT | NO. 8 AWG 600 VOLT DISTRIBUTION CABLE
625E23305 | FT | NO. 8 AWG 600 VOLT DISTRIBUTION CABLE, AS PER PLAN
625E23306 | FT | NO. 10 AWG 600 VOLT DISTRIBUTION CABLE
625E23307 | FT | NO. 10 AWG 600 VOLT DISTRIBUTION CABLE, AS PER PLAN
625E23308 | FT | DISTRIBUTION CABLE, MISC.: | ADD SUPPLEMENTAL DESCRIPTION
625E23310 | FT | NO. 14 AWG 600 VOLT DISTRIBUTION CABLE
625E23400 | FT | NO. 10 AWG POLE AND BRACKET CABLE
625E23401 | FT | NO. 10 AWG POLE AND BRACKET CABLE, AS PER PLAN
625E23410 | FT | NO. 12 AWG POLE AND BRACKET CABLE
625E23900 | FT | 1-1/2" DUCT CABLE WITH TWO NO. 6 AWG 2400 VOLT CABLES
625E24000 | FT | 1-1/2" DUCT CABLE WITH TWO NO. 4 AWG 600 VOLT CABLES
625E24100 | FT | 1-1/2" DUCT CABLE WITH TWO NO. 4 AWG 2400 VOLT CABLES
625E24101 | FT | 1-1/2" DUCT CABLE WITH TWO NO. 4 AWG 2400 VOLT CABLES, AS PER PLAN
625E24200 | FT | 1-1/2" DUCT CABLE WITH TWO NO. 2 AWG 600 VOLT CABLES
625E24201 | FT | 1-1/2" DUCT CABLE WITH TWO NO. 2 AWG 600 VOLT CABLES, AS PER PLAN
625E24300 | FT | 1-1/2" DUCT CABLE WITH TWO NO. 2 AWG 2400 VOLT CABLES
625E24301 | FT | 1-1/2" DUCT CABLE WITH TWO NO. 2 AWG 2400 VOLT CABLES, AS PER PLAN
625E24310 | FT | 1-1/2" DUCT CABLE WITH TWO NO. 1/0 AWG 2400 VOLT CABLES
625E24311 | FT | 1-1/2" DUCT CABLE WITH TWO NO. 1/0 AWG 2400 VOLT CABLES, AS PER PLAN
625E24314 | FT | 1-1/2" DUCT CABLE WITH THREE NO. 1/0 AWG 2400 VOLT CABLES
625E24315 | FT | 1-1/2" DUCT CABLE WITH THREE NO. 1/0 AWG 2400 VOLT CABLES, AS PER PLAN
625E24320 | FT | 1-1/2" DUCT CABLE WITH THREE NO. 4 AWG 2400 VOLT CABLES
625E24321 | FT | 1-1/2" DUCT CABLE WITH THREE NO. 4 AWG 2400 VOLT CABLES, AS PER PLAN
625E24324 | FT | 1-1/2" DUCT CABLE WITH THREE NO. 6 AWG 2400 VOLT CABLES
625E24330 | FT | 1-1/2" DUCT CABLE WITH THREE NO. 2 AWG 2400 VOLT CABLES
625E24331 | FT | 1-1/2" DUCT CABLE WITH THREE NO. 2 AWG 2400 VOLT CABLES, AS PER PLAN
625E24350 | FT | 1-1/2" DUCT CABLE WITH FOUR NO. 4 AWG 2400 VOLT CABLES
625E24351 | FT | 1-1/2" DUCT CABLE WITH FOUR NO. 4 AWG 2400 VOLT CABLES, AS PER PLAN
625E24400 | FT | DUCT CABLE, MISC.: | ADD SUPPLEMENTAL DESCRIPTION
625E25000 | FT | CONDUIT, 3/4", 725.04
625E25001 | FT | CONDUIT, 3/4", 725.04, AS PER PLAN
625E25010 | FT | CONDUIT, 3/4", 725.05
625E25011 | FT | CONDUIT, 3/4", 725.05, AS PER PLAN
625E25012 | FT | CONDUIT, 3/4", 725.051
625E25013 | FT | CONDUIT, 3/4", 725.051, AS PER PLAN
625E25014 | FT | CONDUIT, 3/4", 725.052
625E25015 | FT | CONDUIT, 3/4", 725.052, AS PER PLAN
625E25100 | FT | CONDUIT, 1", 725.04
625E25101 | FT | CONDUIT, 1", 725.04, AS PER PLAN
625E25102 | FT | CONDUIT, 1", 725.05
625E25103 | FT | CONDUIT, 1", 725.05, AS PER PLAN
625E25104 | FT | CONDUIT, 1", 725.051
625E25105 | FT | CONDUIT, 1", 725.051, AS PER PLAN
625E25106 | FT | CONDUIT, 1", 725.052
625E25107 | FT | CONDUIT, 1", 725.052, AS PER PLAN
625E25200 | FT | CONDUIT, 1-1/4", 725.04
625E25201 | FT | CONDUIT, 1-1/4", 725.04, AS PER PLAN
625E25202 | FT | CONDUIT, 1-1/4", 725.05
625E25203 | FT | CONDUIT, 1-1/4", 725.05, AS PER PLAN
625E25204 | FT | CONDUIT, 1-1/4", 725.051
625E25205 | FT | CONDUIT, 1-1/4", 725.051, AS PER PLAN
625E25206 | FT | CONDUIT, 1-1/4", 725.052
625E25207 | FT | CONDUIT, 1-1/4", 725.052, AS PER PLAN
625E25300 | FT | CONDUIT, 1-1/2", 725.04
625E25301 | FT | CONDUIT, 1-1/2", 725.04, AS PER PLAN
625E25302 | FT | CONDUIT, 1-1/2", 725.05
625E25303 | FT | CONDUIT, 1-1/2", 725.05, AS PER PLAN
625E25304 | FT | CONDUIT, 1-1/2", 725.051
625E25305 | FT | CONDUIT, 1-1/2", 725.051, AS PER PLAN
625E25306 | FT | CONDUIT, 1-1/2", 725.052
625E25307 | FT | CONDUIT, 1-1/2", 725.052, AS PER PLAN
625E25400 | FT | CONDUIT, 2", 725.04
625E25401 | FT | CONDUIT, 2", 725.04, AS PER PLAN
625E25402 | FT | CONDUIT, 2", 725.05
625E25403 | FT | CONDUIT, 2", 725.05, AS PER PLAN
625E25404 | FT | CONDUIT, 2-1/2", 725.04
625E25405 | FT | CONDUIT, 2-1/2", 725.04, AS PER PLAN
625E25406 | FT | CONDUIT, 2-1/2", 725.05
625E25407 | FT | CONDUIT, 2-1/2", 725.05, AS PER PLAN
625E25408 | FT | CONDUIT, 2", 725.051
625E25409 | FT | CONDUIT, 2", 725.051, AS PER PLAN
625E25410 | FT | CONDUIT, 2", 725.052
625E25411 | FT | CONDUIT, 2", 725.052, AS PER PLAN
625E25412 | FT | CONDUIT, 2-1/2", 725.051
625E25413 | FT | CONDUIT, 2-1/2", 725.051, AS PER PLAN
625E25414 | FT | CONDUIT, 2-1/2", 725.052
625E25415 | FT | CONDUIT, 2-1/2", 725.052, AS PER PLAN
625E25500 | FT | CONDUIT, 3", 725.04
625E25501 | FT | CONDUIT, 3", 725.04, AS PER PLAN
625E25502 | FT | CONDUIT, 3", 725.05
625E25503 | FT | CONDUIT, 3", 725.05, AS PER PLAN
625E25504 | FT | CONDUIT, 3", 725.051
625E25505 | FT | CONDUIT, 3", 725.051, AS PER PLAN
625E25506 | FT | CONDUIT, 3", 725.052
625E25507 | FT | CONDUIT, 3", 725.052, AS PER PLAN
625E25550 | FT | CONDUIT, 3-1/2", 725.04
625E25600 | FT | CONDUIT, 4", 725.04
625E25601 | FT | CONDUIT, 4", 725.04, AS PER PLAN
625E25602 | FT | CONDUIT, 4", 725.05
625E25603 | FT | CONDUIT, 4", 725.05, AS PER PLAN
625E25604 | FT | CONDUIT, 4", 725.051
625E25605 | FT | CONDUIT, 4", 725.051, AS PER PLAN
625E25606 | FT | CONDUIT, 4", 725.052
625E25607 | FT | CONDUIT, 4", 725.052, AS PER PLAN
625E25700 | FT | CONDUIT, 6", 725.04
625E25710 | FT | CONDUIT, 6", 725.05
625E25711 | FT | CONDUIT, 6", 725.05, AS PER PLAN
625E25712 | FT | CONDUIT, 6", 725.051
625E25713 | FT | CONDUIT, 6", 725.051, AS PER PLAN
625E25714 | FT | CONDUIT, 6", 725.052
625E25715 | FT | CONDUIT, 6", 725.052, AS PER PLAN
625E25721 | FT | CONDUIT, AS PER PLAN
625E25740 | FT | CONDUIT, MULTICELL | ADD SUPPLEMENTAL DESCRIPTION
625E25750 | FT | CONDUIT, 4", MULTICELL, 725.20 , EPC-40
625E25752 | FT | CONDUIT, 4", MULTICELL, 725.20 , EPC-80
625E25802 | FT | CONDUIT, CONCRETE ENCASED | SPECIFY SIZE
625E25803 | FT | CONDUIT, CONCRETE ENCASED, AS PER PLAN | SPECIFY SIZE
625E25900 | FT | CONDUIT, JACKED OR DRILLED | SPECIFY SIZE
625E25901 | FT | CONDUIT, JACKED OR DRILLED, AS PER PLAN | SPECIFY SIZE
625E25902 | FT | CONDUIT, JACKED OR DRILLED, 725.04 | SPECIFY SIZE
625E25903 | FT | CONDUIT, JACKED OR DRILLED, 725.04, AS PER PLAN | SPECIFY SIZE
625E25904 | FT | CONDUIT, JACKED OR DRILLED, 725.05 | SPECIFY SIZE
625E25906 | FT | CONDUIT, JACKED OR DRILLED, 725.051 | SPECIFY SIZE
625E25907 | FT | CONDUIT, JACKED OR DRILLED, 725.051, AS PER PLAN | SPECIFY SIZE
625E25908 | FT | CONDUIT, JACKED OR DRILLED, 725.052 | SPECIFY SIZE
625E25909 | FT | CONDUIT, JACKED OR DRILLED, 725.052, AS PER PLAN | SPECIFY SIZE
625E25910 | FT | CONDUIT CLEANED AND CABLES REMOVED
625E25911 | FT | CONDUIT CLEANED AND CABLES REMOVED, AS PER PLAN
625E25920 | FT | CONDUIT, MISC.: | ADD SUPPLEMENTAL DESCRIPTION
625E25930 | EACH | CONDUIT, MISC.: | ADD SUPPLEMENTAL DESCRIPTION
625E26250 | EACH | LUMINAIRE, CONVENTIONAL | ADD SUPPLEMENTAL DESCRIPTION
625E26251 | EACH | LUMINAIRE, CONVENTIONAL, AS PER PLAN | ADD SUPPLEMENTAL DESCRIPTION
625E26252 | EACH | LUMINAIRE, CONVENTIONAL, SOLID STATE (LED) | ADD SUPPLEMENTAL DESCRIPTION
625E26253 | EACH | LUMINAIRE, CONVENTIONAL, SOLID STATE (LED), AS PER PLAN | ADD SUPPLEMENTAL DESCRIPTION
625E26260 | EACH | LUMINAIRE, HIGH MAST | ADD SUPPLEMENTAL DESCRIPTION
625E26261 | EACH | LUMINAIRE, HIGH MAST, AS PER PLAN | ADD SUPPLEMENTAL DESCRIPTION
625E26262 | EACH | LUMINAIRE, HIGH MAST, SOLID STATE (LED) | ADD SUPPLEMENTAL DESCRIPTION
625E26263 | EACH | LUMINAIRE, HIGH MAST, SOLID STATE (LED), AS PER PLAN | ADD SUPPLEMENTAL DESCRIPTION
625E26270 | EACH | LUMINAIRE, LOW MAST | ADD SUPPLEMENTAL DESCRIPTION
625E26271 | EACH | LUMINAIRE, LOW MAST, AS PER PLAN | ADD SUPPLEMENTAL DESCRIPTION
625E26272 | EACH | LUMINAIRE, LOW MAST, SOLID STATE (LED) | ADD SUPPLEMENTAL DESCRIPTION
625E26273 | EACH | LUMINAIRE, LOW MAST, SOLID STATE (LED), AS PER PLAN | ADD SUPPLEMENTAL DESCRIPTION
625E27400 | EACH | LUMINAIRE, POST TOP | ADD SUPPLEMENTAL DESCRIPTION
625E27401 | EACH | LUMINAIRE, POST TOP, AS PER PLAN | ADD SUPPLEMENTAL DESCRIPTION
625E27402 | EACH | LUMINAIRE, POST TOP, SOLID STATE (LED) | ADD SUPPLEMENTAL DESCRIPTION
625E27403 | EACH | LUMINAIRE, POST TOP, SOLID STATE (LED), AS PER PLAN | ADD SUPPLEMENTAL DESCRIPTION
625E27500 | EACH | LUMINAIRE, UNDERPASS | ADD SUPPLEMENTAL DESCRIPTION
625E27501 | EACH | LUMINAIRE, UNDERPASS, AS PER PLAN | ADD SUPPLEMENTAL DESCRIPTION
625E27502 | EACH | LUMINAIRE, UNDERPASS, SOLID STATE (LED) | ADD SUPPLEMENTAL DESCRIPTION
625E27503 | EACH | LUMINAIRE, UNDERPASS, SOLID STATE (LED), AS PER PLAN | ADD SUPPLEMENTAL DESCRIPTION
625E27504 | EACH | LUMINAIRE, TUNNEL, SOLID STATE (LED) | ADD SUPPLEMENTAL DESCRIPTION
625E27505 | EACH | LUMINAIRE, TUNNEL, SOLID STATE (LED), AS PER PLAN | ADD SUPPLEMENTAL DESCRIPTION
625E27520 | EACH | REMOVAL OF LUMINAIRE AND REERECTION
625E27521 | EACH | REMOVAL OF LUMINAIRE AND REERECTION, AS PER PLAN
625E27550 | EACH | LUMINAIRE, DECORATIVE | ADD SUPPLEMENTAL DESCRIPTION
625E27551 | EACH | LUMINAIRE, DECORATIVE, AS PER PLAN | ADD SUPPLEMENTAL DESCRIPTION
625E27560 | EACH | LUMINAIRE, INSTALLATION ONLY
625E27561 | EACH | LUMINAIRE, INSTALLATION ONLY, AS PER PLAN
625E27600 | EACH | LUMINAIRE, MISC.: | ADD SUPPLEMENTAL DESCRIPTION
625E27700 | FXMT | LUMINAIRE, MISC.: | ADD SUPPLEMENTAL DESCRIPTION
625E27800 | EACH | BALLAST, MISC.: | ADD SUPPLEMENTAL DESCRIPTION
625E28000 | EACH | GLARE SHIELD
625E28001 | EACH | GLARE SHIELD, AS PER PLAN
625E29000 | FT | TRENCH
625E29001 | FT | TRENCH, AS PER PLAN
625E29002 | FT | TRENCH, 24" DEEP
625E29003 | FT | TRENCH, 24" DEEP, AS PER PLAN
625E29010 | FT | TRENCH, 30" DEEP
625E29011 | FT | TRENCH, 30" DEEP, AS PER PLAN
625E29100 | FT | TRENCH, 36" DEEP
625E29101 | FT | TRENCH, 36" DEEP, AS PER PLAN
625E29200 | FT | TRENCH, 48" DEEP
625E29201 | FT | TRENCH, 48" DEEP, AS PER PLAN
625E29400 | FT | TRENCH IN PAVED AREA
625E29401 | FT | TRENCH IN PAVED AREAS, AS PER PLAN
625E29500 | FT | TRENCH IN PAVED AREA, TYPE A
625E29501 | FT | TRENCH IN PAVED AREA, TYPE A, AS PER PLAN
625E29600 | FT | TRENCH IN PAVED AREA, TYPE B
625E29601 | FT | TRENCH IN PAVED AREA, TYPE B, AS PER PLAN
625E29700 | FT | TRENCH, MISC.: | ADD SUPPLEMENTAL DESCRIPTION
625E29900 | EACH | JUNCTION BOX
625E29901 | EACH | JUNCTION BOX, AS PER PLAN
625E29910 | EACH | TRANSITION JUNCTION BOX
625E29911 | EACH | TRANSITION JUNCTION BOX, AS PER PLAN
625E29920 | EACH | STRUCTURE JUNCTION BOX
625E29921 | EACH | STRUCTURE JUNCTION BOX, AS PER PLAN
625E29930 | EACH | MEDIAN JUNCTION BOX
625E29931 | EACH | MEDIAN JUNCTION BOX, AS PER PLAN
625E29940 | EACH | BARRIER JUNCTION BOX
625E29941 | EACH | BARRIER JUNCTION BOX, AS PER PLAN
625E30500 | EACH | PULL BOX, 725.06, SIZE 1.5
625E30510 | EACH | PULL BOX, 725.06, SIZE 4
625E30520 | EACH | PULL BOX, 725.06, SIZE 7
625E30530 | EACH | PULL BOX, 725.06, SIZE 18
625E30540 | EACH | PULL BOX, 725.06, SIZE 30
625E30600 | EACH | PULL BOX, 725.07, SIZE 1.5
625E30610 | EACH | PULL BOX, 725.07, SIZE 4
625E30620 | EACH | PULL BOX, 725.07, SIZE 7
625E30630 | EACH | PULL BOX, 725.07, SIZE 18
625E30640 | EACH | PULL BOX, 725.07, SIZE 30
625E30700 | EACH | PULL BOX, 725.08, 18"
625E30701 | EACH | PULL BOX, 725.08, 18", AS PER PLAN
625E30706 | EACH | PULL BOX, 725.08, 24"
625E30707 | EACH | PULL BOX, 725.08, 24", AS PER PLAN
625E30710 | EACH | PULL BOX, 725.08, 32"
625E30711 | EACH | PULL BOX, 725.08, 32", AS PER PLAN
625E30720 | EACH | PULL BOX, 725.08, 36"
625E30721 | EACH | PULL BOX, 725.08, 36", AS PER PLAN
625E30730 | EACH | PULL BOX, 725.08, 48", TYPE 1
625E30731 | EACH | PULL BOX, 725.08, 48", TYPE 1, AS PER PLAN
625E30732 | EACH | PULL BOX, 725.08, 48", TYPE 2
625E30733 | EACH | PULL BOX, 725.08, 48", TYPE 2, AS PER PLAN
625E30800 | EACH | PULL BOX, 725.12, SIZE 1.5
625E30810 | EACH | PULL BOX, 725.12, SIZE 4
625E30820 | EACH | PULL BOX, 725.12, SIZE 7
625E30830 | EACH | PULL BOX, 725.12, SIZE 18
625E30840 | EACH | PULL BOX, 725.12, SIZE 30
625E31500 | EACH | MEDIAN PULL BOX
625E31501 | EACH | MEDIAN PULL BOX, AS PER PLAN
625E31506 | EACH | PULL BOX REMOVED AND REPLACED
625E31507 | EACH | PULL BOX REMOVED AND REPLACED, AS PER PLAN
625E31510 | EACH | PULL BOX REMOVED
625E31511 | EACH | PULL BOX REMOVED, AS PER PLAN
625E31600 | EACH | PULL BOX, MISC.: | ADD SUPPLEMENTAL DESCRIPTION
625E32000 | EACH | GROUND ROD
625E32001 | EACH | GROUND ROD, AS PER PLAN
625E33000 | EACH | STRUCTURE GROUNDING SYSTEM
625E33001 | EACH | STRUCTURE GROUNDING SYSTEM, AS PER PLAN
625E33100 | EACH | CIRCUIT BREAKER, TOWER LIGHTING
625E33101 | EACH | CIRCUIT BREAKER, TOWER LIGHTING, AS PER PLAN
625E34000 | EACH | POWER SERVICE
625E34001 | EACH | POWER SERVICE, AS PER PLAN
625E34010 | EACH | POWER SERVICE REFURBISHED
625E34011 | EACH | POWER SERVICE REFURBISHED, AS PER PLAN
625E34100 | EACH | SPECIAL - POWER SERVICE FENCE
625E34300 | EACH | TRANSFORMER PAD, CONCRETE
625E34301 | EACH | TRANSFORMER PAD, CONCRETE, AS PER PLAN
625E34450 | EACH | CONTROL CENTER CABINET, COMPLETE
625E34451 | EACH | CONTROL CENTER CABINET, COMPLETE, AS PER PLAN
625E34507 | EACH | CONTROL CENTER MAINTENANCE ITEM, AS PER PLAN
625E34600 | EACH | PROGRAMMABLE LOGIC CONTROLLER (PLC), BASIC
625E34602 | EACH | PROGRAMMABLE LOGIC CONTROLLER (PLC), ADVANCED
625E35000 | EACH | REERECT EXISTING LIGHT POLE
625E35001 | EACH | REERECT EXISTING LIGHT POLE, AS PER PLAN
625E35010 | EACH | REMOVE AND REERECT EXISTING LIGHT POLE
625E35011 | EACH | REMOVE AND REERECT EXISTING LIGHT POLE, AS PER PLAN
625E35020 | EACH | RE-ERECT EXISTING LIGHT TOWER
625E35021 | EACH | RE-ERECT EXISTING LIGHT TOWER, AS PER PLAN
625E35100 | EACH | REERECT EXISTING LUMINAIRE
625E35101 | EACH | REERECT EXISTING LUMINAIRE, AS PER PLAN
625E35520 | EACH | REMOVE AND REERECT BRACKET ARM
625E35521 | EACH | REMOVE AND REERECT BRACKET ARM, AS PER PLAN
625E36000 | FT | PLASTIC CAUTION TAPE
625E36001 | FT | PLASTIC CAUTION TAPE, AS PER PLAN
625E36200 | FT | POWER CABLE FOR LIGHT TOWER
625E36201 | FT | POWER CABLE FOR LIGHT TOWER, AS PER PLAN
625E37000 | LS | SERVICE TO UNDERPASS LIGHTING | CHECK UNIT OF MEASURE
625E37001 | LS | SERVICE TO UNDERPASS LIGHTING, AS PER PLAN | CHECK UNIT OF MEASURE
625E37100 | EACH | SERVICE TO UNDERPASS LIGHTING | CHECK UNIT OF MEASURE
625E37101 | EACH | SERVICE TO UNDERPASS LIGHTING, AS PER PLAN | CHECK UNIT OF MEASURE
625E37200 | FXMT | LIGHTING, MINIMAL MAINTENANCE
625E37201 | FXMT | LIGHTING, MINIMAL MAINTENANCE, AS PER PLAN
625E37211 | EACH | LIGHTING, MINIMAL MAINTENANCE, AS PER PLAN
625E38000 | LS | HIGH VOLTAGE TEST
625E39000 | LS | TEMPORARY LIGHTING
625E39520 | EACH | PULL BOX CLEANED
625E40000 | LS | SPECIAL - MAINTAIN EXISTING LIGHTING
625E40004 | EACH | SPECIAL - MAINTAIN EXISTING LIGHTING
625E40010 | EACH | SPECIAL - REPLACEMENT OF EXISTING LIGHTING UNIT
625E50000 | EACH | REPAIRING UNDERGROUND BREAK OF CABLE IN DUCT OR CONDUIT
625E50001 | EACH | REPAIRING UNDERGROUND BREAK OF CABLE IN DUCT OR CONDUIT, AS PER PLAN
625E50100 | EACH | TROUBLESHOOTING UNDERGROUND AND ABOVE GROUND CIRCUITRY PROBLEM
625E50300 | EACH | FRANGIBLE BASE
625E50301 | EACH | FRANGIBLE BASE, AS PER PLAN
625E50400 | EACH | REPAIR INTEGRAL LUMINAIRE LOWERING MECHANISM OF TOWER LIGHTING FIXTURE
625E50401 | EACH | REPAIR INTEGRAL LUMINAIRE LOWERING MECHANISM OF TOWER LIGHTING FIXTURE, AS PER PLAN
625E50450 | EACH | SECONDARY SURGE PROTECTOR
625E50451 | EACH | SECONDARY SURGE PROTECTOR, AS PER PLAN
625E50500 | EACH | SPECIAL - EMERGENCY RESPONSE-KNOCKDOWN, ROADWAY HAZARD AND/OR LIVE EXPOSED WIRE
625E50510 | HOUR | SPECIAL - EMERGENCY RESPONSE-KNOCKDOWN, ROADWAY HAZARD AND/OR LIVE EXPOSED WIRE
625E60010 | EACH | LIGHT POLE REMOVED FOR REERECTION
625E70000 | EACH | LIGHTING CONTACTOR
625E70001 | EACH | LIGHTING CONTACTOR, AS PER PLAN
625E75350 | EACH | LIGHT TOWER REMOVED
625E75351 | EACH | LIGHT TOWER REMOVED, AS PER PLAN
625E75360 | EACH | LIGHT TOWER REMOVED FOR STORAGE
625E75361 | EACH | LIGHT TOWER REMOVED FOR STORAGE, AS PER PLAN
625E75400 | EACH | LIGHT POLE REMOVED
625E75401 | EACH | LIGHT POLE REMOVED, AS PER PLAN
625E75402 | EACH | LIGHT POLE REMOVED FOR STORAGE
625E75403 | EACH | LIGHT POLE REMOVED FOR STORAGE, AS PER PLAN
625E75410 | EACH | LIGHT POLE REMOVED FOR REUSE
625E75411 | EACH | LIGHT POLE REMOVED FOR REUSE, AS PER PLAN
625E75500 | EACH | LIGHT POLE FOUNDATION REMOVED
625E75501 | EACH | LIGHT POLE FOUNDATION REMOVED, AS PER PLAN
625E75502 | EACH | PORTION OF LIGHT POLE FOUNDATION REMOVED
625E75503 | EACH | PORTION OF LIGHT POLE FOUNDATION REMOVED, AS PER PLAN
625E75504 | EACH | LUMINAIRE REMOVED FOR STORAGE
625E75505 | EACH | LUMINAIRE REMOVED FOR STORAGE, AS PER PLAN
625E75506 | EACH | LUMINAIRE REMOVED
625E75507 | EACH | LUMINAIRE REMOVED, AS PER PLAN
625E75508 | EACH | LUMINAIRE REMOVED FOR REUSE
625E75510 | EACH | POWER SERVICE REMOVED
625E75511 | EACH | POWER SERVICE REMOVED, AS PER PLAN
625E75520 | EACH | LUMINAIRE SUPPORT REMOVED
625E75521 | EACH | LUMINAIRE SUPPORT REMOVED, AS PER PLAN
625E75522 | EACH | LUMINAIRE SUPPORT FOUNDATION REMOVED
625E75540 | EACH | LIGHT TOWER FOUNDATION REMOVED
625E75541 | EACH | LIGHT TOWER FOUNDATION REMOVED, AS PER PLAN
625E75550 | FT | DISTRIBUTION CABLE REMOVED
625E75551 | FT | DISTRIBUTION CABLE REMOVED, AS PER PLAN
625E75800 | EACH | DISCONNECT CIRCUIT
625E75801 | EACH | DISCONNECT CIRCUIT, AS PER PLAN
625E76000 | EACH | ARC FLASH CALCULATIONS AND LABEL | SPECIFY LOCATION
625E80000 | EACH | SPECIAL - SURFACE PREPARATION
625E98000 | EACH | LIGHTING, MISC.: | ADD SUPPLEMENTAL DESCRIPTION
625E98100 | FT | LIGHTING, MISC.: | ADD SUPPLEMENTAL DESCRIPTION
625E98200 | LS | LIGHTING, MISC.: | ADD SUPPLEMENTAL DESCRIPTION
625E98300 | CY | LIGHTING, MISC.: | ADD SUPPLEMENTAL DESCRIPTION
625E98400 | SET | LIGHTING, MISC.: | ADD SUPPLEMENTAL DESCRIPTION
625E98500 | FXMT | LIGHTING, MISC.: | ADD SUPPLEMENTAL DESCRIPTION
625E98600 | SF | LIGHTING, MISC.: | ADD SUPPLEMENTAL DESCRIPTION
625E98700 | HOUR | LIGHTING, MISC.: | ADD SUPPLEMENTAL DESCRIPTION
625E99000 | LS | SPECIAL - LIGHTING | DESIGN BUILD PROJECTS ONLY
626E00102 | EACH | BARRIER REFLECTOR, TYPE 1 | SPECIFY 1WAY OR BIDIRECTIONAL
626E00110 | EACH | BARRIER REFLECTOR, TYPE 2 | SPECIFY 1WAY OR BIDIRECTIONAL
626E00112 | EACH | BARRIER REFLECTOR, TYPE 3 | SPECIFY 1WAY OR BIDIRECTIONAL
626E00114 | EACH | BARRIER REFLECTOR, TYPE 4 | SPECIFY 1WAY OR BIDIRECTIONAL
626E00116 | EACH | BARRIER REFLECTOR, TYPE 5 | SPECIFY 1WAY OR BIDIRECTIONAL
626E00200 | FT | SPECIAL - INCREASED BARRIER DELINEATION
630E01100 | FT | GROUND MOUNTED SUPPORT, NO. 1 POST
630E01101 | FT | GROUND MOUNTED SUPPORT, NO. 1 POST, AS PER PLAN
630E02100 | FT | GROUND MOUNTED SUPPORT, NO. 2 POST
630E02101 | FT | GROUND MOUNTED SUPPORT, NO. 2 POST, AS PER PLAN
630E03100 | FT | GROUND MOUNTED SUPPORT, NO. 3 POST
630E03101 | FT | GROUND MOUNTED SUPPORT, NO. 3 POST, AS PER PLAN
630E04100 | FT | GROUND MOUNTED SUPPORT, NO. 4 POST
630E04101 | FT | GROUND MOUNTED SUPPORT, NO. 4 POST, AS PER PLAN
630E06100 | FT | GROUND MOUNTED SUPPORT, NO. 6 POST
630E06101 | FT | GROUND MOUNTED SUPPORT, NO. 6 POST, AS PER PLAN
630E06400 | FT | GROUND MOUNTED STRUCTURAL BEAM SUPPORT, S4X7.7
630E06401 | FT | GROUND MOUNTED STRUCTURAL BEAM SUPPORT, S4X7.7, AS PER PLAN
630E06500 | FT | GROUND MOUNTED STRUCTURAL BEAM SUPPORT, W6X9
630E06501 | FT | GROUND MOUNTED STRUCTURAL BEAM SUPPORT, W6X9, AS PER PLAN
630E07000 | FT | GROUND MOUNTED STRUCTURAL BEAM SUPPORT, W8X18
630E07001 | FT | GROUND MOUNTED STRUCTURAL BEAM SUPPORT, W8X18, AS PER PLAN
630E07500 | FT | GROUND MOUNTED STRUCTURAL BEAM SUPPORT, W10X22
630E07501 | FT | GROUND MOUNTED STRUCTURAL BEAM SUPPORT, W10X22, AS PER PLAN
630E07600 | FT | GROUND MOUNTED STRUCTURAL BEAM SUPPORT, W10X12
630E07601 | FT | GROUND MOUNTED STRUCTURAL BEAM SUPPORT, W10X12, AS PER PLAN
630E08000 | FT | GROUND MOUNTED STRUCTURAL BEAM SUPPORT, W12X30
630E08001 | FT | GROUND MOUNTED STRUCTURAL BEAM SUPPORT, W12X30, AS PER PLAN
630E08002 | FT | ONE WAY SUPPORT, NO. 2 POST
630E08004 | FT | ONE WAY SUPPORT, NO. 3 POST
630E08005 | FT | ONE WAY SUPPORT, NO. 3 POST, AS PER PLAN
630E08100 | FT | ONE WAY SUPPORT, NO. 4 POST
630E08101 | FT | ONE WAY SUPPORT, NO. 4 POST, AS PER PLAN
630E08200 | EACH | GROUND MOUNTED SUPPORT, PIPE
630E08210 | FT | GROUND MOUNTED SUPPORT, PIPE
630E08300 | FT | GROUND MOUNTED WOODEN BOX BEAM SUPPORT, TYPE L BEAM
630E08302 | FT | GROUND MOUNTED WOODEN BOX BEAM SUPPORT, TYPE M BEAM
630E08460 | EACH | TEMPORARY SIGN SUPPORT, NO. 3 POST
630E08501 | EACH | STREET NAME SIGN SUPPORT, AS PER PLAN
630E08510 | FT | STREET NAME SIGN SUPPORT, NO. 2 POST
630E08511 | FT | STREET NAME SIGN SUPPORT, NO. 2 POST, AS PER PLAN
630E08520 | FT | STREET NAME SIGN SUPPORT, NO. 3 POST
630E08521 | FT | STREET NAME SIGN SUPPORT, NO. 3 POST, AS PER PLAN
630E08530 | FT | STREET NAME SIGN SUPPORT, NO. 4 POST
630E08531 | FT | STREET NAME SIGN SUPPORT, NO. 4 POST, AS PER PLAN
630E08600 | EACH | SIGN POST REFLECTOR
630E08601 | EACH | SIGN POST REFLECTOR, AS PER PLAN
630E09000 | EACH | BREAKAWAY STRUCTURAL BEAM CONNECTION
630E09001 | EACH | BREAKAWAY STRUCTURAL BEAM CONNECTION, AS PER PLAN
630E09050 | EACH | TRIANGULAR SLIP BASE CONNECTION
630E09051 | EACH | TRIANGULAR SLIP BASE CONNECTION, AS PER PLAN
630E09100 | EACH | SURFACE PREPARATION, EXISTING SUPPORT SECTION
630E09101 | EACH | SURFACE PREPARATION, EXISTING SUPPORT SECTION, AS PER PLAN
630E09102 | EACH | SURFACE PREPARATION, NEW SUPPORT SECTION
630E09103 | EACH | SURFACE PREPARATION, NEW SUPPORT SECTION, AS PER PLAN
630E09104 | EACH | COATING, EPOXY PRIME COAT, SUPPORT SECTION
630E09105 | EACH | COATING, EPOXY PRIME COAT, SUPPORT SECTION, AS PER PLAN
630E09106 | EACH | COATING, EPOXY INTERMEDIATE COAT, SUPPORT SECTION
630E09107 | EACH | COATING, EPOXY INTERMEDIATE COAT, SUPPORT SECTION, AS PER PLAN
630E09108 | EACH | COATING, URETHANE TOP COAT, SUPPORT SECTION
630E09109 | EACH | COATING, URETHANE TOP COAT, SUPPORT SECTION, AS PER PLAN
630E09120 | EACH | COATING, ORGANIC ZINC PRIME COAT, SUPPORT SECTION
630E09121 | EACH | COATING, ORGANIC ZINC PRIME COAT, SUPPORT SECTION, AS PER PLAN
630E10102 | EACH | OVERHEAD SIGN SUPPORT, TYPE TC-16.21, DESIGN 1
630E10103 | EACH | OVERHEAD SIGN SUPPORT, TYPE TC-16.21, DESIGN 1, AS PER PLAN
630E10202 | EACH | OVERHEAD SIGN SUPPORT, TYPE TC-16.21, DESIGN 2
630E10203 | EACH | OVERHEAD SIGN SUPPORT, TYPE TC-16.21, DESIGN 2, AS PER PLAN
630E10302 | EACH | OVERHEAD SIGN SUPPORT, TYPE TC-16.21, DESIGN 3
630E10303 | EACH | OVERHEAD SIGN SUPPORT, TYPE TC-16.21, DESIGN 3, AS PER PLAN
630E10402 | EACH | OVERHEAD SIGN SUPPORT, TYPE TC-16.21, DESIGN 4
630E10403 | EACH | OVERHEAD SIGN SUPPORT, TYPE TC-16.21, DESIGN 4, AS PER PLAN
630E10502 | EACH | OVERHEAD SIGN SUPPORT, TYPE TC-16.21, DESIGN 5
630E10503 | EACH | OVERHEAD SIGN SUPPORT, TYPE TC-16.21, DESIGN 5, AS PER PLAN
630E10602 | EACH | OVERHEAD SIGN SUPPORT, TYPE TC-16.21, DESIGN 6
630E10603 | EACH | OVERHEAD SIGN SUPPORT, TYPE TC-16.21, DESIGN 6, AS PER PLAN
630E10702 | EACH | OVERHEAD SIGN SUPPORT, TYPE TC-16.21, DESIGN 7
630E10703 | EACH | OVERHEAD SIGN SUPPORT, TYPE TC-16.21, DESIGN 7, AS PER PLAN
630E10802 | EACH | OVERHEAD SIGN SUPPORT, TYPE TC-16.21, DESIGN 8
630E10803 | EACH | OVERHEAD SIGN SUPPORT, TYPE TC-16.21, DESIGN 8, AS PER PLAN
630E10902 | EACH | OVERHEAD SIGN SUPPORT, TYPE TC-16.21, DESIGN 9
630E10903 | EACH | OVERHEAD SIGN SUPPORT, TYPE TC-16.21, DESIGN 9, AS PER PLAN
630E11002 | EACH | OVERHEAD SIGN SUPPORT, TYPE TC-16.21, DESIGN 10
630E11003 | EACH | OVERHEAD SIGN SUPPORT, TYPE TC-16.21, DESIGN 10, AS PER PLAN
630E11102 | EACH | OVERHEAD SIGN SUPPORT, TYPE TC-16.21, DESIGN 11
630E11103 | EACH | OVERHEAD SIGN SUPPORT, TYPE TC-16.21, DESIGN 11, AS PER PLAN
630E11202 | EACH | OVERHEAD SIGN SUPPORT, TYPE TC-16.21, DESIGN 12
630E11203 | EACH | OVERHEAD SIGN SUPPORT, TYPE TC-16.21, DESIGN 12, AS PER PLAN
630E11206 | EACH | OVERHEAD SIGN SUPPORT, TYPE TC-16.21, DESIGN 13
630E11207 | EACH | OVERHEAD SIGN SUPPORT, TYPE TC-16.21, DESIGN 13, AS PER PLAN
630E11210 | EACH | OVERHEAD SIGN SUPPORT, TYPE TC-16.21, DESIGN 14
630E11211 | EACH | OVERHEAD SIGN SUPPORT, TYPE TC-16.21, DESIGN 14, AS PER PLAN
630E15102 | EACH | COMBINATION OVERHEAD SIGN SUPPORT, TYPE TC-16.21, DESIGN 1
630E15103 | EACH | COMBINATION OVERHEAD SIGN SUPPORT, TYPE TC-16.21, DESIGN 1, AS PER PLAN
630E15202 | EACH | COMBINATION OVERHEAD SIGN SUPPORT, TYPE TC-16.21, DESIGN 2
630E15203 | EACH | COMBINATION OVERHEAD SIGN SUPPORT, TYPE TC-16.21, DESIGN 2, AS PER PLAN
630E15302 | EACH | COMBINATION OVERHEAD SIGN SUPPORT, TYPE TC-16.21, DESIGN 3
630E15303 | EACH | COMBINATION OVERHEAD SIGN SUPPORT, TYPE TC-16.21, DESIGN 3, AS PER PLAN
630E15402 | EACH | COMBINATION OVERHEAD SIGN SUPPORT, TYPE TC-16.21, DESIGN 4
630E15403 | EACH | COMBINATION OVERHEAD SIGN SUPPORT, TYPE TC-16.21, DESIGN 4, AS PER PLAN
630E15502 | EACH | COMBINATION OVERHEAD SIGN SUPPORT, TYPE TC-16.21, DESIGN 5
630E15503 | EACH | COMBINATION OVERHEAD SIGN SUPPORT, TYPE TC-16.21, DESIGN 5, AS PER PLAN
630E15602 | EACH | COMBINATION OVERHEAD SIGN SUPPORT, TYPE TC-16.21, DESIGN 6
630E15603 | EACH | COMBINATION OVERHEAD SIGN SUPPORT, TYPE TC-16.21, DESIGN 6, AS PER PLAN
630E15702 | EACH | COMBINATION OVERHEAD SIGN SUPPORT, TYPE TC-16.21, DESIGN 7
630E15703 | EACH | COMBINATION OVERHEAD SIGN SUPPORT, TYPE TC-16.21, DESIGN 7, AS PER PLAN
630E15802 | EACH | COMBINATION OVERHEAD SIGN SUPPORT, TYPE TC-16.21, DESIGN 8
630E15803 | EACH | COMBINATION OVERHEAD SIGN SUPPORT, TYPE TC-16.21, DESIGN 8, AS PER PLAN
630E15902 | EACH | COMBINATION OVERHEAD SIGN SUPPORT, TYPE TC-16.21, DESIGN 9
630E15903 | EACH | COMBINATION OVERHEAD SIGN SUPPORT, TYPE TC-16.21, DESIGN 9, AS PER PLAN
630E16002 | EACH | COMBINATION OVERHEAD SIGN SUPPORT, TYPE TC-16.21, DESIGN 10
630E16003 | EACH | COMBINATION OVERHEAD SIGN SUPPORT, TYPE TC-16.21, DESIGN 10, AS PER PLAN
630E16102 | EACH | COMBINATION OVERHEAD SIGN SUPPORT, TYPE TC-16.21, DESIGN 11
630E16103 | EACH | COMBINATION OVERHEAD SIGN SUPPORT, TYPE TC-16.21, DESIGN 11, AS PER PLAN
630E16202 | EACH | COMBINATION OVERHEAD SIGN SUPPORT, TYPE TC-16.21, DESIGN 12
630E16203 | EACH | COMBINATION OVERHEAD SIGN SUPPORT, TYPE TC-16.21, DESIGN 12, AS PER PLAN
630E16302 | EACH | COMBINATION OVERHEAD SIGN SUPPORT, TYPE TC-16.21, DESIGN 13
630E16303 | EACH | COMBINATION OVERHEAD SIGN SUPPORT, TYPE TC-16.21, DESIGN 13, AS PER PLAN
630E16402 | EACH | COMBINATION OVERHEAD SIGN SUPPORT, TYPE TC-16.21, DESIGN 14
630E16403 | EACH | COMBINATION OVERHEAD SIGN SUPPORT, TYPE TC-16.21, DESIGN 14, AS PER PLAN
630E20100 | EACH | OVERHEAD SIGN SUPPORT, TYPE TC-12.30, DESIGN 1
630E20101 | EACH | OVERHEAD SIGN SUPPORT, TYPE TC-12.30, DESIGN 1, AS PER PLAN
630E20200 | EACH | OVERHEAD SIGN SUPPORT, TYPE TC-12.30, DESIGN 2
630E20201 | EACH | OVERHEAD SIGN SUPPORT, TYPE TC-12.30, DESIGN 2, AS PER PLAN
630E20300 | EACH | OVERHEAD SIGN SUPPORT, TYPE TC-12.30, DESIGN 3
630E20301 | EACH | OVERHEAD SIGN SUPPORT, TYPE TC-12.30, DESIGN 3, AS PER PLAN
630E20400 | EACH | OVERHEAD SIGN SUPPORT, TYPE TC-12.30, DESIGN 4
630E20401 | EACH | OVERHEAD SIGN SUPPORT, TYPE TC-12.30, DESIGN 4, AS PER PLAN
630E20500 | EACH | OVERHEAD SIGN SUPPORT, TYPE TC-12.30, DESIGN 5
630E20501 | EACH | OVERHEAD SIGN SUPPORT, TYPE TC-12.30, DESIGN 5, AS PER PLAN
630E20600 | EACH | OVERHEAD SIGN SUPPORT, TYPE TC-12.30, DESIGN 6
630E20601 | EACH | OVERHEAD SIGN SUPPORT, TYPE TC-12.30, DESIGN 6, AS PER PLAN
630E20700 | EACH | OVERHEAD SIGN SUPPORT, TYPE TC-12.30, DESIGN 7
630E20701 | EACH | OVERHEAD SIGN SUPPORT, TYPE TC-12.30, DESIGN 7, AS PER PLAN
630E20800 | EACH | OVERHEAD SIGN SUPPORT, TYPE TC-12.30, DESIGN 8
630E20801 | EACH | OVERHEAD SIGN SUPPORT, TYPE TC-12.30, DESIGN 8, AS PER PLAN
630E20900 | EACH | OVERHEAD SIGN SUPPORT, TYPE TC-12.30, DESIGN 9
630E20901 | EACH | OVERHEAD SIGN SUPPORT, TYPE TC-12.30, DESIGN 9, AS PER PLAN
630E21000 | EACH | OVERHEAD SIGN SUPPORT, TYPE TC-12.30, DESIGN 10
630E21001 | EACH | OVERHEAD SIGN SUPPORT, TYPE TC-12.30, DESIGN 10, AS PER PLAN
630E21100 | EACH | OVERHEAD SIGN SUPPORT, TYPE TC-12.30, DESIGN 11
630E21101 | EACH | OVERHEAD SIGN SUPPORT, TYPE TC-12.30, DESIGN 11, AS PER PLAN
630E21200 | EACH | OVERHEAD SIGN SUPPORT, TYPE TC-12.30, DESIGN 12
630E21201 | EACH | OVERHEAD SIGN SUPPORT, TYPE TC-12.30, DESIGN 12, AS PER PLAN
630E25100 | EACH | COMBINATION OVERHEAD SIGN SUPPORT, TYPE TC-12.30, DESIGN 1
630E25101 | EACH | COMBINATION OVERHEAD SIGN SUPPORT, TYPE TC-12.30, DESIGN 1, AS PER PLAN
630E25200 | EACH | COMBINATION OVERHEAD SIGN SUPPORT, TYPE TC-12.30, DESIGN 2
630E25201 | EACH | COMBINATION OVERHEAD SIGN SUPPORT, TYPE TC-12.30, DESIGN 2, AS PER PLAN
630E25300 | EACH | COMBINATION OVERHEAD SIGN SUPPORT, TYPE TC-12.30, DESIGN 3
630E25301 | EACH | COMBINATION OVERHEAD SIGN SUPPORT, TYPE TC-12.30, DESIGN 3, AS PER PLAN
630E25400 | EACH | COMBINATION OVERHEAD SIGN SUPPORT, TYPE TC-12.30, DESIGN 4
630E25401 | EACH | COMBINATION OVERHEAD SIGN SUPPORT, TYPE TC-12.30, DESIGN 4, AS PER PLAN
630E25500 | EACH | COMBINATION OVERHEAD SIGN SUPPORT, TYPE TC-12.30, DESIGN 5
630E25501 | EACH | COMBINATION OVERHEAD SIGN SUPPORT, TYPE TC-12.30, DESIGN 5, AS PER PLAN
630E25600 | EACH | COMBINATION OVERHEAD SIGN SUPPORT, TYPE TC-12.30, DESIGN 6
630E25601 | EACH | COMBINATION OVERHEAD SIGN SUPPORT, TYPE TC-12.30, DESIGN 6, AS PER PLAN
630E25700 | EACH | COMBINATION OVERHEAD SIGN SUPPORT, TYPE TC-12.30, DESIGN 7
630E25701 | EACH | COMBINATION OVERHEAD SIGN SUPPORT, TYPE TC-12.30, DESIGN 7, AS PER PLAN
630E25800 | EACH | COMBINATION OVERHEAD SIGN SUPPORT, TYPE TC-12.30, DESIGN 8
630E25801 | EACH | COMBINATION OVERHEAD SIGN SUPPORT, TYPE TC-12.30, DESIGN 8, AS PER PLAN
630E25900 | EACH | COMBINATION OVERHEAD SIGN SUPPORT, TYPE TC-12.30, DESIGN 9
630E25901 | EACH | COMBINATION OVERHEAD SIGN SUPPORT, TYPE TC-12.30, DESIGN 9, AS PER PLAN
630E26000 | EACH | COMBINATION OVERHEAD SIGN SUPPORT, TYPE TC-12.30, DESIGN 10
630E26001 | EACH | COMBINATION OVERHEAD SIGN SUPPORT, TYPE TC-12.30, DESIGN 10, AS PER PLAN
630E26100 | EACH | COMBINATION OVERHEAD SIGN SUPPORT, TYPE TC-12.30, DESIGN 11
630E26101 | EACH | COMBINATION OVERHEAD SIGN SUPPORT, TYPE TC-12.30, DESIGN 11, AS PER PLAN
630E26200 | EACH | COMBINATION OVERHEAD SIGN SUPPORT, TYPE TC-12.30, DESIGN 12
630E26201 | EACH | COMBINATION OVERHEAD SIGN SUPPORT, TYPE TC-12.30, DESIGN 12, AS PER PLAN
630E30100 | EACH | OVERHEAD SIGN SUPPORT, TYPE TC-9.30, DESIGN 1
630E30101 | EACH | OVERHEAD SIGN SUPPORT, TYPE TC-9.30, DESIGN 1, AS PER PLAN
630E30200 | EACH | OVERHEAD SIGN SUPPORT, TYPE TC-9.30, DESIGN 2
630E30201 | EACH | OVERHEAD SIGN SUPPORT, TYPE TC-9.30, DESIGN 2, AS PER PLAN
630E30300 | EACH | OVERHEAD SIGN SUPPORT, TYPE TC-9.30, DESIGN 3
630E30301 | EACH | OVERHEAD SIGN SUPPORT, TYPE TC-9.30, DESIGN 3, AS PER PLAN
630E30400 | EACH | OVERHEAD SIGN SUPPORT, TYPE TC-9.30, DESIGN 4
630E30401 | EACH | OVERHEAD SIGN SUPPORT, TYPE TC-9.30, DESIGN 4, AS PER PLAN
630E30500 | EACH | OVERHEAD SIGN SUPPORT, TYPE TC-9.30, DESIGN 5
630E30501 | EACH | OVERHEAD SIGN SUPPORT, TYPE TC-9.30, DESIGN 5, AS PER PLAN
630E30600 | EACH | COMBINATION OVERHEAD SIGN SUPPORT, TYPE TC-9.30, DESIGN 1
630E30601 | EACH | COMBINATION OVERHEAD SIGN SUPPORT, TYPE TC-9.30, DESIGN 1, AS PER PLAN
630E30700 | EACH | COMBINATION OVERHEAD SIGN SUPPORT, TYPE TC-9.30, DESIGN 2
630E30701 | EACH | COMBINATION OVERHEAD SIGN SUPPORT, TYPE TC-9.30, DESIGN 2, AS PER PLAN
630E30800 | EACH | COMBINATION OVERHEAD SIGN SUPPORT, TYPE TC-9.30, DESIGN 3
630E30801 | EACH | COMBINATION OVERHEAD SIGN SUPPORT, TYPE TC-9.30, DESIGN 3, AS PER PLAN
630E30900 | EACH | COMBINATION OVERHEAD SIGN SUPPORT, TYPE TC-9.30, DESIGN 4
630E30901 | EACH | COMBINATION OVERHEAD SIGN SUPPORT, TYPE TC-9.30, DESIGN 4, AS PER PLAN
630E31000 | EACH | COMBINATION OVERHEAD SIGN SUPPORT, TYPE TC-9.30, DESIGN 5
630E31001 | EACH | COMBINATION OVERHEAD SIGN SUPPORT, TYPE TC-9.30, DESIGN 5, AS PER PLAN
630E31100 | EACH | OVERHEAD SIGN SUPPORT, TYPE TC-9.10, DESIGN 1
630E31101 | EACH | OVERHEAD SIGN SUPPORT, TYPE TC-9.10, DESIGN 1, AS PER PLAN
630E31200 | EACH | OVERHEAD SIGN SUPPORT, TYPE TC-9.10, DESIGN 2
630E31201 | EACH | OVERHEAD SIGN SUPPORT, TYPE TC-9.10, DESIGN 2, AS PER PLAN
630E31300 | EACH | OVERHEAD SIGN SUPPORT, TYPE TC-9.10, DESIGN 3
630E31301 | EACH | OVERHEAD SIGN SUPPORT, TYPE TC-9.10, DESIGN 3, AS PER PLAN
630E31400 | EACH | COMBINATION OVERHEAD SIGN SUPPORT, TYPE TC-9.10, DESIGN 1
630E31401 | EACH | COMBINATION OVERHEAD SIGN SUPPORT, TYPE TC-9.10, DESIGN 1, AS PER PLAN
630E31500 | EACH | COMBINATION OVERHEAD SIGN SUPPORT, TYPE TC-9.10, DESIGN 2
630E31501 | EACH | COMBINATION OVERHEAD SIGN SUPPORT, TYPE TC-9.10, DESIGN 2, AS PER PLAN
630E31600 | EACH | COMBINATION OVERHEAD SIGN SUPPORT, TYPE TC-9.10, DESIGN 3
630E31601 | EACH | COMBINATION OVERHEAD SIGN SUPPORT, TYPE TC-9.10, DESIGN 3, AS PER PLAN
630E35500 | EACH | OVERHEAD SIGN SUPPORT, TYPE TC-7.65, DESIGN 6
630E35501 | EACH | OVERHEAD SIGN SUPPORT, TYPE TC-7.65, DESIGN 6, AS PER PLAN
630E45500 | EACH | OVERHEAD SIGN SUPPORT, TYPE TC-7.65, DESIGN 8
630E45501 | EACH | OVERHEAD SIGN SUPPORT, TYPE TC-7.65, DESIGN 8, AS PER PLAN
630E55000 | EACH | CONCRETE BARRIER MEDIAN OVERHEAD SIGN SUPPORT FOUNDATION, TC-7.65
630E55001 | EACH | CONCRETE BARRIER MEDIAN OVERHEAD SIGN SUPPORT FOUNDATION, TC-7.65, AS PER PLAN
630E66500 | EACH | OVERHEAD SIGN SUPPORT, TYPE TC-15.115
630E66501 | EACH | OVERHEAD SIGN SUPPORT, TYPE TC-15.115, AS PER PLAN
630E70000 | EACH | OVERHEAD SIGN SUPPORT, DMS TRUSS, 80'
630E70001 | EACH | OVERHEAD SIGN SUPPORT, DMS TRUSS, 80', AS PER PLAN
630E70020 | EACH | OVERHEAD SIGN SUPPORT, DMS TRUSS, 115'
630E70021 | EACH | OVERHEAD SIGN SUPPORT, DMS TRUSS, 115', AS PER PLAN
630E70040 | EACH | OVERHEAD SIGN SUPPORT, DMS TRUSS, 150'
630E70041 | EACH | OVERHEAD SIGN SUPPORT, DMS TRUSS, 150', AS PER PLAN
630E70044 | EACH | OVERHEAD SIGN SUPPORT, DMS PEDESTAL
630E70045 | EACH | OVERHEAD SIGN SUPPORT, DMS PEDESTAL, AS PER PLAN
630E70050 | EACH | CATWALK, DMS TRUSS
630E70051 | EACH | CATWALK, DMS TRUSS, AS PER PLAN
630E70060 | EACH | CATWALK, DMS PEDESTAL
630E70061 | EACH | CATWALK, DMS PEDESTAL, AS PER PLAN
630E70070 | EACH | CONCRETE BARRIER MEDIAN OVERHEAD SIGN SUPPORT FOUNDATION, DMS TRUSS
630E70080 | EACH | OVERHEAD SIGN SUPPORT FOUNDATION, DMS TRUSS
630E70082 | EACH | OVERHEAD SIGN SUPPORT FOUNDATION, DMS PEDESTAL
630E74500 | EACH | OVERHEAD SIGN SUPPORT, MISC.: | ADD SUPPLEMENTAL DESCRIPTION
630E74600 | EACH | OVERHEAD SIGN SUPPORT, INSTALLATION ONLY
630E74601 | EACH | OVERHEAD SIGN SUPPORT, INSTALLATION ONLY, AS PER PLAN
630E74700 | EACH | OVERHEAD SIGN SUPPORT MODIFICATION
630E74701 | EACH | OVERHEAD SIGN SUPPORT MODIFICATION, AS PER PLAN
630E75000 | EACH | SIGN ATTACHMENT ASSEMBLY
630E75001 | EACH | SIGN ATTACHMENT ASSEMBLY, AS PER PLAN
630E75050 | EACH | LUMINAIRE SUPPORT ASSEMBLY
630E75107 | EACH | LUMINAIRE SUPPORT ASSEMBLY, TYPE TC-31.21, AS PER PLAN
630E75150 | EACH | LUMINAIRE SUPPORT ASSEMBLY, MISC.: | ADD SUPPLEMENTAL DESCRIPTION
630E75400 | EACH | SPAN WIRE SIGN SUPPORT, TYPE TC-17.10, DESIGN 4
630E75401 | EACH | SPAN WIRE SIGN SUPPORT, TYPE TC-17.10, DESIGN 4, AS PER PLAN
630E75500 | EACH | SPAN WIRE SIGN SUPPORT, TYPE TC-17.10, DESIGN 5
630E75501 | EACH | SPAN WIRE SIGN SUPPORT, TYPE TC-17.10, DESIGN 5, AS PER PLAN
630E75600 | EACH | SPAN WIRE SIGN SUPPORT, TYPE TC-17.10, DESIGN 6
630E75601 | EACH | SPAN WIRE SIGN SUPPORT, TYPE TC-17.10, DESIGN 6, AS PER PLAN
630E75700 | EACH | SPAN WIRE SIGN SUPPORT, TYPE TC-17.10, DESIGN 7
630E75701 | EACH | SPAN WIRE SIGN SUPPORT, TYPE TC-17.10, DESIGN 7, AS PER PLAN
630E75800 | EACH | SPAN WIRE SIGN SUPPORT, TYPE TC-17.10, DESIGN 8
630E75801 | EACH | SPAN WIRE SIGN SUPPORT, TYPE TC-17.10, DESIGN 8, AS PER PLAN
630E75900 | EACH | SPAN WIRE SIGN SUPPORT, TYPE TC-17.10, DESIGN 9
630E75901 | EACH | SPAN WIRE SIGN SUPPORT, TYPE TC-17.10, DESIGN 9, AS PER PLAN
630E76000 | EACH | SPAN WIRE SIGN SUPPORT, TYPE TC-17.10, DESIGN 10
630E76001 | EACH | SPAN WIRE SIGN SUPPORT, TYPE TC-17.10, DESIGN 10, AS PER PLAN
630E76100 | EACH | SPAN WIRE SIGN SUPPORT, TYPE TC-17.10, DESIGN 11
630E76101 | EACH | SPAN WIRE SIGN SUPPORT, TYPE TC-17.10, DESIGN 11, AS PER PLAN
630E76200 | EACH | SPAN WIRE SIGN SUPPORT, TYPE TC-17.10, DESIGN 12
630E76201 | EACH | SPAN WIRE SIGN SUPPORT, TYPE TC-17.10, DESIGN 12, AS PER PLAN
630E77000 | EACH | OVERPASS STRUCTURE MOUNTED SIGN SUPPORT, TYPE TC-18.24
630E77001 | EACH | OVERPASS STRUCTURE MOUNTED SIGN SUPPORT, TYPE TC-18.24, AS PER PLAN
630E77100 | EACH | OVERPASS STRUCTURE MOUNTED SIGN SUPPORT, TYPE TC-18.26, DESIGN 1
630E77101 | EACH | OVERPASS STRUCTURE MOUNTED SIGN SUPPORT, TYPE TC-18.26, DESIGN 1, AS PER PLAN
630E77200 | EACH | OVERPASS STRUCTURE MOUNTED SIGN SUPPORT, TYPE TC-18.26, DESIGN 2
630E77201 | EACH | OVERPASS STRUCTURE MOUNTED SIGN SUPPORT, TYPE TC-18.26, DESIGN 2, AS PER PLAN
630E77300 | EACH | OVERPASS STRUCTURE MOUNTED SIGN SUPPORT, TYPE TC-18.26, DESIGN 3
630E77301 | EACH | OVERPASS STRUCTURE MOUNTED SIGN SUPPORT, TYPE TC-18.26, DESIGN 3, AS PER PLAN
630E77400 | EACH | OVERPASS STRUCTURE MOUNTED SIGN SUPPORT, TYPE TC-18.26, DESIGN 4
630E77401 | EACH | OVERPASS STRUCTURE MOUNTED SIGN SUPPORT, TYPE TC-18.26, DESIGN 4, AS PER PLAN
630E77500 | EACH | OVERPASS STRUCTURE MOUNTED SIGN SUPPORT, TYPE TC-18.26, DESIGN 5
630E77501 | EACH | OVERPASS STRUCTURE MOUNTED SIGN SUPPORT, TYPE TC-18.26, DESIGN 5, AS PER PLAN
630E77600 | EACH | OVERPASS STRUCTURE MOUNTED SIGN SUPPORT, TYPE TC-18.26, DESIGN 6
630E77601 | EACH | OVERPASS STRUCTURE MOUNTED SIGN SUPPORT, TYPE TC-18.26, DESIGN 6, AS PER PLAN
630E77700 | EACH | OVERPASS STRUCTURE MOUNTED SIGN SUPPORT, TYPE TC-18.26, DESIGN 7
630E77701 | EACH | OVERPASS STRUCTURE MOUNTED SIGN SUPPORT, TYPE TC-18.26, DESIGN 7, AS PER PLAN
630E77800 | EACH | OVERPASS STRUCTURE MOUNTED SIGN SUPPORT, TYPE TC-18.26, DESIGN 8
630E77801 | EACH | OVERPASS STRUCTURE MOUNTED SIGN SUPPORT, TYPE TC-18.26, DESIGN 8, AS PER PLAN
630E77900 | EACH | OVERPASS STRUCTURE MOUNTED SIGN SUPPORT, TYPE TC-18.26, DESIGN 9
630E77901 | EACH | OVERPASS STRUCTURE MOUNTED SIGN SUPPORT, TYPE TC-18.26, DESIGN 9, AS PER PLAN
630E78000 | EACH | OVERPASS STRUCTURE MOUNTED SIGN SUPPORT, TYPE TC-18.26, DESIGN 10
630E78001 | EACH | OVERPASS STRUCTURE MOUNTED SIGN SUPPORT, TYPE TC-18.26, DESIGN 10, AS PER PLAN
630E78500 | EACH | SPECIAL - DYE PENETRANT TEST | CHECK UNIT OF MEASURE
630E78600 | LS | SPECIAL - DYE PENETRANT TEST | CHECK UNIT OF MEASURE
630E79000 | EACH | SIGN HANGER ASSEMBLY, SPAN WIRE
630E79001 | EACH | SIGN HANGER ASSEMBLY, SPAN WIRE, AS PER PLAN
630E79100 | EACH | SIGN HANGER ASSEMBLY, MAST ARM
630E79101 | EACH | SIGN HANGER ASSEMBLY, MAST ARM, AS PER PLAN
630E79200 | EACH | SIGN ATTACHMENT ASSEMBLY, MAST ARM
630E79201 | EACH | SIGN ATTACHMENT ASSEMBLY, MAST ARM, AS PER PLAN
630E79500 | EACH | SIGN SUPPORT ASSEMBLY, POLE MOUNTED
630E79501 | EACH | SIGN SUPPORT ASSEMBLY, POLE MOUNTED, AS PER PLAN
630E79600 | EACH | SIGN SUPPORT ASSEMBLY, BRIDGE MOUNTED, TYPE 1
630E79601 | EACH | SIGN SUPPORT ASSEMBLY, BRIDGE MOUNTED, TYPE 1, AS PER PLAN
630E79604 | EACH | SIGN SUPPORT ASSEMBLY, BRIDGE MOUNTED, TYPE 2
630E79605 | EACH | SIGN SUPPORT ASSEMBLY, BRIDGE MOUNTED, TYPE 2, AS PER PLAN
630E79610 | EACH | SIGN SUPPORT ASSEMBLY, BARRIER MOUNTED
630E79611 | EACH | SIGN SUPPORT ASSEMBLY, BARRIER MOUNTED, AS PER PLAN
630E80100 | SF | SIGN, FLAT SHEET
630E80101 | SF | SIGN, FLAT SHEET, AS PER PLAN
630E80200 | SF | SIGN, GROUND MOUNTED EXTRUSHEET
630E80201 | SF | SIGN, GROUND MOUNTED EXTRUSHEET, AS PER PLAN
630E80224 | SF | SIGN, OVERHEAD EXTRUSHEET
630E80225 | SF | SIGN, OVERHEAD EXTRUSHEET, AS PER PLAN
630E80228 | EACH | SIGN, OVERHEAD EXTRUSHEET
630E80229 | EACH | SIGN, OVERHEAD EXTRUSHEET, AS PER PLAN
630E80300 | SF | SIGN, TEMPORARY OVERLAY
630E80301 | SF | SIGN, TEMPORARY OVERLAY, AS PER PLAN
630E80400 | SF | SIGN, PERMANENT OVERLAY
630E80401 | SF | SIGN, PERMANENT OVERLAY, AS PER PLAN
630E80406 | SF | SPECIAL - SIGN REWORKED, PERMANENT OVERLAY
630E80500 | EACH | SIGN, DOUBLE FACED, STREET NAME
630E80501 | EACH | SIGN, DOUBLE FACED, STREET NAME, AS PER PLAN
630E80510 | EACH | SIGN, STREET NAME
630E80511 | EACH | SIGN, STREET NAME, AS PER PLAN
630E80600 | EACH | SIGN, DOUBLE FACED, MILE MARKER
630E80601 | EACH | SIGN, DOUBLE FACED, MILE MARKER, AS PER PLAN
630E81000 | EACH | MAINLINE REFERENCE MARKER
630E81010 | EACH | RAMP REFERENCE MARKER
630E81011 | EACH | RAMP REFERENCE MARKER, AS PER PLAN
630E81020 | EACH | CONCRETE MEDIAN BARRIER SIGN BRACKET
630E81021 | EACH | CONCRETE MEDIAN BARRIER SIGN BRACKET, AS PER PLAN
630E81100 | SF | SIGN ERECTED, FLAT SHEET
630E81101 | SF | SIGN ERECTED, FLAT SHEET, AS PER PLAN
630E81200 | SF | SIGN ERECTED, EXTRUSHEET
630E81201 | SF | SIGN ERECTED, EXTRUSHEET, AS PER PLAN
630E81300 | SF | SIGN ERECTED, PERMANENT OVERLAY
630E81301 | SF | SIGN ERECTED, PERMANENT OVERLAY, AS PER PLAN
630E81304 | SF | SIGN ERECTED, TEMPORARY OVERLAY
630E81305 | SF | SIGN ERECTED, TEMPORARY OVERLAY, AS PER PLAN
630E82000 | EACH | SIGN BACKING ASSEMBLY
630E83000 | SF | COVERING OF SIGN
630E84000 | EACH | CONCRETE BARRIER MEDIAN OVERHEAD SIGN SUPPORT FOUNDATION, TYPE TC-21.40
630E84001 | EACH | CONCRETE BARRIER MEDIAN OVERHEAD SIGN SUPPORT FOUNDATION, TYPE TC-21.40, AS PER PLAN
630E84010 | EACH | CONCRETE BARRIER MEDIAN OVERHEAD SIGN SUPPORT FOUNDATION, TYPE TC-21.50
630E84011 | EACH | CONCRETE BARRIER MEDIAN OVERHEAD SIGN SUPPORT FOUNDATION, TYPE TC-21.50, AS PER PLAN
630E84500 | EACH | GROUND MOUNTED STRUCTURAL BEAM SUPPORT FOUNDATION
630E84501 | EACH | GROUND MOUNTED STRUCTURAL BEAM SUPPORT FOUNDATION, AS PER PLAN
630E84510 | EACH | RIGID OVERHEAD SIGN SUPPORT FOUNDATION
630E84511 | EACH | RIGID OVERHEAD SIGN SUPPORT FOUNDATION, AS PER PLAN
630E84520 | EACH | SPAN WIRE SIGN SUPPORT FOUNDATION
630E84521 | EACH | SPAN WIRE SIGN SUPPORT FOUNDATION, AS PER PLAN
630E84600 | EACH | GROUND MOUNTED PIPE SUPPORT FOUNDATION
630E84601 | EACH | GROUND MOUNTED PIPE SUPPORT FOUNDATION, AS PER PLAN
630E84900 | EACH | REMOVAL OF GROUND MOUNTED SIGN AND DISPOSAL
630E84901 | EACH | REMOVAL OF GROUND MOUNTED SIGN AND DISPOSAL, AS PER PLAN
630E85000 | EACH | REMOVAL OF GROUND MOUNTED SIGN AND STORAGE
630E85001 | EACH | REMOVAL OF GROUND MOUNTED SIGN AND STORAGE, AS PER PLAN
630E85100 | EACH | REMOVAL OF GROUND MOUNTED SIGN AND REERECTION
630E85101 | EACH | REMOVAL OF GROUND MOUNTED SIGN AND REERECTION, AS PER PLAN
630E85200 | EACH | REMOVAL OF GROUND MOUNTED SIGN AND DELIVERY
630E85201 | EACH | REMOVAL OF GROUND MOUNTED SIGN AND DELIVERY, AS PER PLAN
630E85400 | EACH | REMOVAL OF GROUND MOUNTED MAJOR SIGN AND DISPOSAL
630E85401 | EACH | REMOVAL OF GROUND MOUNTED MAJOR SIGN AND DISPOSAL, AS PER PLAN
630E85500 | EACH | REMOVAL OF GROUND MOUNTED MAJOR SIGN AND STORAGE
630E85501 | EACH | REMOVAL OF GROUND MOUNTED MAJOR SIGN AND STORAGE, AS PER PLAN
630E85600 | EACH | REMOVAL OF GROUND MOUNTED MAJOR SIGN AND REERECTION
630E85601 | EACH | REMOVAL OF GROUND MOUNTED MAJOR SIGN AND REERECTION, AS PER PLAN
630E85700 | EACH | REMOVAL OF GROUND MOUNTED MAJOR SIGN AND DELIVERY
630E85701 | EACH | REMOVAL OF GROUND MOUNTED MAJOR SIGN AND DELIVERY, AS PER PLAN
630E86002 | EACH | REMOVAL OF GROUND MOUNTED POST SUPPORT AND DISPOSAL
630E86003 | EACH | REMOVAL OF GROUND MOUNTED POST SUPPORT AND DISPOSAL, AS PER PLAN
630E86006 | EACH | REMOVAL OF GROUND MOUNTED POST SUPPORT AND STORAGE
630E86007 | EACH | REMOVAL OF GROUND MOUNTED POST SUPPORT AND STORAGE, AS PER PLAN
630E86010 | EACH | REMOVAL OF GROUND MOUNTED POST SUPPORT AND REERECTION
630E86011 | EACH | REMOVAL OF GROUND MOUNTED POST SUPPORT AND REERECTION, AS PER PLAN
630E86050 | EACH | REMOVAL OF GROUND MOUNTED POST SUPPORT AND DELIVERY
630E86102 | EACH | REMOVAL OF GROUND MOUNTED STRUCTURAL BEAM SUPPORT AND DISPOSAL
630E86103 | EACH | REMOVAL OF GROUND MOUNTED STRUCTURAL BEAM SUPPORT AND DISPOSAL, AS PER PLAN
630E86204 | EACH | REMOVAL OF GROUND MOUNTED STRUCTURAL BEAM SUPPORT AND STORAGE
630E86205 | EACH | REMOVAL OF GROUND MOUNTED STRUCTURAL BEAM SUPPORT AND STORAGE, AS PER PLAN
630E86250 | EACH | REMOVAL OF GROUND MOUNTED STRUCTURAL BEAM SUPPORT AND REERECTION
630E86251 | EACH | REMOVAL OF GROUND MOUNTED STRUCTURAL BEAM SUPPORT AND REERECTION, AS PER PLAN
630E86260 | EACH | REMOVAL OF GROUND MOUNTED STRUCTURAL BEAM SUPPORT AND DELIVERY
630E86261 | EACH | REMOVAL OF GROUND MOUNTED STRUCTURAL BEAM SUPPORT AND DELIVERY, AS PER PLAN
630E86270 | EACH | REMOVAL OF GROUND MOUNTED PIPE SUPPORT AND STORAGE
630E86271 | EACH | REMOVAL OF GROUND MOUNTED PIPE SUPPORT AND STORAGE, AS PER PLAN
630E86272 | EACH | REMOVAL OF GROUND MOUNTED PIPE SUPPORT AND DISPOSAL
630E86274 | EACH | REMOVAL OF GROUND MOUNTED PIPE SUPPORT AND REERECTION
630E86275 | EACH | REMOVAL OF GROUND MOUNTED PIPE SUPPORT AND REERECTION, AS PER PLAN
630E86276 | EACH | REMOVAL OF GROUND MOUNTED PIPE SUPPORT AND DELIVERY
630E86290 | EACH | REMOVAL OF GROUND MOUNTED WOODEN BOX BEAM SUPPORT AND STORAGE
630E86292 | EACH | REMOVAL OF GROUND MOUNTED WOODEN BOX BEAM SUPPORT AND DISPOSAL
630E86293 | EACH | REMOVAL OF GROUND MOUNTED WOODEN BOX BEAM SUPPORT AND DISPOSAL, AS PER PLAN
630E86294 | EACH | REMOVAL OF GROUND MOUNTED WOODEN BOX BEAM SUPPORT AND REERECTION
630E86296 | EACH | REMOVAL OF GROUND MOUNTED WOODEN BOX BEAM SUPPORT AND DELIVER
630E86310 | EACH | REMOVAL OF STRUCTURE MOUNTED SIGN AND DISPOSAL
630E86311 | EACH | REMOVAL OF STRUCTURE MOUNTED SIGN AND DISPOSAL, AS PER PLAN
630E86320 | EACH | REMOVAL OF STRUCTURE MOUNTED SIGN AND REERECTION
630E86321 | EACH | REMOVAL OF STRUCTURE MOUNTED SIGN AND REERECTION, AS PER PLAN
630E86330 | EACH | REMOVAL OF STRUCTURE MOUNTED SIGN AND STORAGE
630E86340 | EACH | REMOVAL OF STRUCTURE MOUNTED SIGN AND DELIVERY
630E86500 | EACH | REMOVAL OF GROUND MOUNTED POST SUPPORT AND DELIVERY
630E86501 | EACH | REMOVAL OF GROUND MOUNTED POST SUPPORT AND DELIVERY, AS PER PLAN
630E87000 | EACH | REMOVAL OF OVERHEAD MOUNTED SIGN AND STORAGE
630E87001 | EACH | REMOVAL OF OVERHEAD MOUNTED SIGN AND STORAGE, AS PER PLAN
630E87100 | EACH | REMOVAL OF OVERHEAD MOUNTED SIGN AND REERECTION
630E87101 | EACH | REMOVAL OF OVERHEAD MOUNTED SIGN AND REERECTION, AS PER PLAN
630E87400 | EACH | REMOVAL OF OVERHEAD MOUNTED SIGN AND DISPOSAL
630E87401 | EACH | REMOVAL OF OVERHEAD MOUNTED SIGN AND DISPOSAL, AS PER PLAN
630E87450 | EACH | REMOVAL OF OVERHEAD MOUNTED SIGN AND DELIVERY
630E87451 | EACH | REMOVAL OF OVERHEAD MOUNTED SIGN AND DELIVERY, AS PER PLAN
630E87500 | EACH | REMOVAL OF POLE MOUNTED SIGN AND DISPOSAL
630E87501 | EACH | REMOVAL OF POLE MOUNTED SIGN AND DISPOSAL, AS PER PLAN
630E87510 | EACH | REMOVAL OF POLE MOUNTED SIGN AND STORAGE
630E87511 | EACH | REMOVAL OF POLE MOUNTED SIGN AND STORAGE, AS PER PLAN
630E87520 | EACH | REMOVAL OF POLE MOUNTED SIGN AND REERECTION
630E87521 | EACH | REMOVAL OF POLE MOUNTED SIGN AND REERECTION, AS PER PLAN
630E87550 | EACH | REMOVAL OF POLE MOUNTED SIGN AND DELIVERY
630E87551 | EACH | REMOVAL OF POLE MOUNTED SIGN AND DELIVERY, AS PER PLAN
630E88002 | EACH | REMOVAL OF OVERHEAD SIGN SUPPORT AND STORAGE, TYPE TC-16.21
630E88100 | EACH | REMOVAL OF OVERHEAD SIGN SUPPORT AND STORAGE, TYPE TC-12.30
630E88101 | EACH | REMOVAL OF OVERHEAD SIGN SUPPORT AND STORAGE, TYPE TC-12.30, AS PER PLAN
630E88200 | EACH | REMOVAL OF OVERHEAD SIGN SUPPORT AND STORAGE, TYPE TC-9.30
630E88300 | EACH | REMOVAL OF OVERHEAD SIGN SUPPORT AND STORAGE, TYPE TC-9.10
630E88400 | EACH | REMOVAL OF OVERHEAD SIGN SUPPORT AND STORAGE, TYPE TC-7.65
630E88500 | EACH | REMOVAL OF OVERHEAD SIGN SUPPORT AND STORAGE, TYPE TC-15.115
630E88550 | EACH | REMOVAL OF OVERHEAD SIGN SUPPORT AND STORAGE, TYPE TC-17.10
630E88551 | EACH | REMOVAL OF OVERHEAD SIGN SUPPORT AND STORAGE, TYPE TC-17.10, AS PER PLAN
630E88600 | EACH | REMOVAL OF OVERHEAD SIGN SUPPORT AND STORAGE, TYPE TC-18.24
630E88700 | EACH | REMOVAL OF OVERHEAD SIGN SUPPORT AND STORAGE, TYPE TC-18.26
630E88800 | EACH | REMOVAL OF OVERHEAD SIGN SUPPORT AND STORAGE
630E88801 | EACH | REMOVAL OF OVERHEAD SIGN SUPPORT AND STORAGE, AS PER PLAN
630E88910 | EACH | REMOVAL OF OVERHEAD SIGN SUPPORT AND REERECTION, TYPE TC-17.10
630E89002 | EACH | REMOVAL OF OVERHEAD SIGN SUPPORT AND REERECTION, TYPE TC-16.21
630E89003 | EACH | REMOVAL OF OVERHEAD SIGN SUPPORT AND REERECTION, TYPE TC-16.21, AS PER PLAN
630E89100 | EACH | REMOVAL OF OVERHEAD SIGN SUPPORT AND REERECTION, TYPE TC-12.30
630E89101 | EACH | REMOVAL OF OVERHEAD SIGN SUPPORT AND REERECTION, TYPE TC-12.30, AS PER PLAN
630E89200 | EACH | REMOVAL OF OVERHEAD SIGN SUPPORT AND REERECTION, TYPE TC-9.30
630E89300 | EACH | REMOVAL OF OVERHEAD SIGN SUPPORT AND REERECTION, TYPE TC-9.10
630E89400 | EACH | REMOVAL OF OVERHEAD SIGN SUPPORT AND REERECTION, TYPE TC-7.65
630E89401 | EACH | REMOVAL OF OVERHEAD SIGN SUPPORT AND REERECTION, TYPE TC-7.65, AS PER PLAN
630E89500 | EACH | REMOVAL OF OVERHEAD SIGN SUPPORT AND REERECTION, TYPE TC-15.115
630E89501 | EACH | REMOVAL OF OVERHEAD SIGN SUPPORT AND REERECTION, TYPE TC-15. 115, AS PER PLAN
630E89600 | EACH | REMOVAL OF OVERHEAD SIGN SUPPORT AND REERECTION, TYPE TC-18.24
630E89601 | EACH | REMOVAL OF OVERHEAD SIGN SUPPORT AND REERECTION, TYPE TC-18.24, AS PER PLAN
630E89700 | EACH | REMOVAL OF OVERHEAD SIGN SUPPORT AND REERECTION, TYPE TC-18.26
630E89701 | EACH | REMOVAL OF OVERHEAD SIGN SUPPORT AND REERECTION, TYPE TC-18.26, AS PER PLAN
630E89702 | EACH | REMOVAL OF OVERHEAD SIGN SUPPORT AND DISPOSAL
630E89703 | EACH | REMOVAL OF OVERHEAD SIGN SUPPORT AND DISPOSAL, AS PER PLAN
630E89704 | EACH | REMOVAL OF OVERHEAD SIGN SUPPORT AND DISPOSAL, TYPE TC-16.21
630E89705 | EACH | REMOVAL OF OVERHEAD SIGN SUPPORT AND DISPOSAL, TYPE TC-16.21, AS PER PLAN
630E89706 | EACH | REMOVAL OF OVERHEAD SIGN SUPPORT AND DISPOSAL, TYPE TC-12.30
630E89707 | EACH | REMOVAL OF OVERHEAD SIGN SUPPORT AND DISPOSAL, TYPE TC-12.30, AS PER PLAN
630E89708 | EACH | REMOVAL OF OVERHEAD SIGN SUPPORT AND DISPOSAL, TYPE TC-9.30
630E89800 | EACH | REMOVAL OF OVERHEAD SIGN SUPPORT AND DISPOSAL, TYPE TC-9.10
630E89802 | EACH | REMOVAL OF OVERHEAD SIGN SUPPORT AND DISPOSAL, TYPE TC-7.65
630E89803 | EACH | REMOVAL OF OVERHEAD SIGN SUPPORT AND DISPOSAL, TYPE TC-7.65, AS PER PLAN
630E89804 | EACH | REMOVAL OF OVERHEAD SIGN SUPPORT AND DISPOSAL, TYPE TC-15.115
630E89805 | EACH | REMOVAL OF OVERHEAD SIGN SUPPORT AND DISPOSAL, TYPE TC-15.115, AS PER PLAN
630E89806 | EACH | REMOVAL OF OVERHEAD SIGN SUPPORT AND DISPOSAL, TYPE TC-18.24
630E89807 | EACH | REMOVAL OF OVERHEAD SIGN SUPPORT AND DISPOSAL, TYPE TC-18.24, AS PER PLAN
630E89808 | EACH | REMOVAL OF OVERHEAD SIGN SUPPORT AND DISPOSAL, TYPE TC-18.26
630E89809 | EACH | REMOVAL OF OVERHEAD SIGN SUPPORT AND DISPOSAL, TYPE TC-18.26, AS PER PLAN
630E89810 | EACH | REMOVAL OF OVERHEAD SIGN SUPPORT AND DISPOSAL, TYPE TC-17.10
630E89811 | EACH | REMOVAL OF OVERHEAD SIGN SUPPORT AND DISPOSAL, TYPE TC-17.10, AS PER PLAN
630E89812 | EACH | REMOVAL OF WOOD POLE AND DISPOSAL
630E89814 | EACH | REMOVAL OF WOOD POLE AND STORAGE
630E89816 | EACH | REMOVAL OF WOOD POLE AND REERECTION
630E89818 | EACH | REMOVAL OF WOOD POLE AND DELIVERY
630E89820 | EACH | REMOVAL OF OVERHEAD SIGN SUPPORT AND DELIVERY
630E89821 | EACH | REMOVAL OF OVERHEAD SIGN SUPPORT AND DELIVERY, AS PER PLAN
630E89822 | EACH | REMOVAL OF OVERHEAD SIGN SUPPORT AND DELIVERY, TYPE TC-16.20
630E89823 | EACH | REMOVAL OF OVERHEAD SIGN SUPPORT AND DELIVERY, TYPE TC-16.20, AS PER PLAN
630E89824 | EACH | REMOVAL OF OVERHEAD SIGN SUPPORT AND DELIVERY, TYPE TC-12.30
630E89825 | EACH | REMOVAL OF OVERHEAD SIGN SUPPORT AND DELIVERY, TYPE TC-12.30, AS PER PLAN
630E89830 | EACH | REMOVAL OF OVERHEAD SIGN SUPPORT AND DELIVERY, TYPE TC-9.30
630E89831 | EACH | REMOVAL OF OVERHEAD SIGN SUPPORT AND DELIVERY, TYPE TC-9.30, AS PER PLAN
630E89832 | EACH | REMOVAL OF OVERHEAD SIGN SUPPORT AND DELIVERY, TYPE TC-9.10
630E89833 | EACH | REMOVAL OF OVERHEAD SIGN SUPPORT AND DELIVERY, TYPE TC-9.10, AS PER PLAN
630E89834 | EACH | REMOVAL OF OVERHEAD SIGN SUPPORT AND DELIVERY, TYPE TC-7.65
630E89835 | EACH | REMOVAL OF OVERHEAD SIGN SUPPORT AND DELIVERY, TYPE TC-7.65, AS PER PLAN
630E89840 | EACH | REMOVAL OF OVERHEAD SIGN SUPPORT AND DELIVERY, TYPE TC-15.115
630E89841 | EACH | REMOVAL OF OVERHEAD SIGN SUPPORT AND DELIVERY, TYPE TC-15.115, AS PER PLAN
630E89842 | EACH | REMOVAL OF OVERHEAD SIGN SUPPORT AND DELIVERY, TYPE TC-18.24
630E89843 | EACH | REMOVAL OF OVERHEAD SIGN SUPPORT AND DELIVERY, TYPE TC-18.24, AS PER PLAN
630E89850 | EACH | REMOVAL OF OVERHEAD SIGN SUPPORT AND DELIVERY, TYPE TC-18.26
630E89851 | EACH | REMOVAL OF OVERHEAD SIGN SUPPORT AND DELIVERY, TYPE TC-18.26, AS PER PLAN
630E89852 | EACH | REMOVAL OF OVERHEAD SIGN SUPPORT AND DELIVERY, TYPE TC-17.10
630E89853 | EACH | REMOVAL OF OVERHEAD SIGN SUPPORT AND DELIVERY, TYPE TC-17.10, AS PER PLAN
630E89894 | EACH | REMOVAL OF TEMPORARY OVERLAY SIGN AND DISPOSAL
630E89896 | EACH | REMOVAL OF TEMPORARY OVERLAY SIGN AND REERECTION
630E89898 | EACH | REMOVAL OF TEMPORARY OVERLAY SIGN AND STORAGE
630E89900 | EACH | REMOVAL OF OVERLAY SIGN
630E89901 | EACH | REMOVAL OF OVERLAY SIGN, AS PER PLAN
630E89902 | EACH | REMOVAL OF MISCELLANEOUS TRAFFIC CONTROL ITEM | ADD SUPPLEMENTAL DESCRIPTION
630E91000 | EACH | TRANSPORTATION OF STORED SIGN, FLAT SHEET
630E91010 | EACH | TRANSPORTATION OF STORED SIGN, EXTRUSHEET
630E95000 | LS | SIGNING, MISC.: | ADD SUPPLEMENTAL DESCRIPTION
630E97700 | EACH | SIGNING, MISC.: | ADD SUPPLEMENTAL DESCRIPTION
630E97800 | SF | SIGNING, MISC.: | ADD SUPPLEMENTAL DESCRIPTION
630E97900 | FT | SIGNING, MISC.: | ADD SUPPLEMENTAL DESCRIPTION
630E98000 | CY | SIGNING, MISC.: | ADD SUPPLEMENTAL DESCRIPTION
630E98100 | SY | SIGNING, MISC.: | ADD SUPPLEMENTAL DESCRIPTION
630E99000 | LS | SPECIAL - SIGNS AND SUPPORTS | DESIGN BUILD PROJECTS ONLY
631E84000 | EACH | SIGN SERVICE
631E84001 | EACH | SIGN SERVICE, AS PER PLAN
631E84300 | EACH | SIGN WIRED
631E84301 | EACH | SIGN WIRED, AS PER PLAN
631E84400 | EACH | SIGN WIRED, OVERPASS STRUCTURE
631E84401 | EACH | SIGN WIRED, OVERPASS STRUCTURE, AS PER PLAN
631E85000 | EACH | DISCONNECT SWITCH, 30 AMP
631E85010 | EACH | DISCONNECT SWITCH, 60 AMP
631E85030 | EACH | DISCONNECT SWITCH, 100 AMP
631E85100 | EACH | DISCONNECT SWITCH WITH ENCLOSURE, TYPE X
631E85101 | EACH | DISCONNECT SWITCH WITH ENCLOSURE, TYPE X, AS PER PLAN
631E85200 | EACH | DISCONNECT SWITCH WITH ENCLOSURE, TYPE Y
631E85300 | EACH | DISCONNECT SWITCH WITH ENCLOSURE, TYPE Z
631E85302 | EACH | DISCONNECT SWITCH WITH ENCLOSURE, 30 AMP
631E85304 | EACH | DISCONNECT SWITCH WITH ENCLOSURE, 15 AMP
631E85500 | EACH | SWITCH ENCLOSURE MOUNTING BRACKET ASSEMBLY
631E85501 | EACH | SWITCH ENCLOSURE MOUNTING BRACKET ASSEMBLY, AS PER PLAN
631E86900 | EACH | BALLAST, TYPE CMRI-100-120
631E87010 | EACH | BALLAST, TYPE CMRI-175-240
631E87102 | EACH | BALLAST, TYPE CMRI-100-480
631E87150 | EACH | BALLAST, TYPE CMRI-175-120
631E87202 | EACH | BALLAST, TYPE CMRI-175-480
631E87250 | EACH | BALLAST, TYPE CMRI 250-120
631E87270 | EACH | BALLAST, TYPE CMRI-250-240
631E87302 | EACH | BALLAST, TYPE CMRI-250-480
631E87400 | EACH | BALLAST, MISC.: | ADD SUPPLEMENTAL DESCRIPTION
631E88000 | EACH | PHOTOELECTRIC CONTROL
631E88001 | EACH | PHOTOELECTRIC CONTROL, AS PER PLAN
631E89100 | EACH | LUMINAIRE, TYPE TC-31.21, WITH 100 WATT LAMP
631E89101 | EACH | LUMINAIRE, TYPE TC-31.21, WITH 100 WATT LAMP, AS PER PLAN
631E89200 | EACH | LUMINAIRE, TYPE TC-31.21, WITH 175 WATT LAMP
631E89201 | EACH | LUMINAIRE, TYPE TC-31.21, WITH 175 WATT LAMP, AS PER PLAN
631E89300 | EACH | LUMINAIRE, TYPE TC-31.21, WITH 250 WATT LAMP
631E89301 | EACH | LUMINAIRE, TYPE TC-31.21, WITH 250 WATT LAMP, AS PER PLAN
631E89500 | EACH | LUMINAIRE, MISC.: | ADD SUPPLEMENTAL DESCRIPTION
631E90100 | EACH | CHANGEABLE MESSAGE SIGN, LIMITED MESSAGE
631E90101 | EACH | CHANGEABLE MESSAGE SIGN, LIMITED MESSAGE, AS PER PLAN
631E90200 | EACH | CHANGEABLE MESSAGE SIGN, UNLIMITED MESSAGE
631E90201 | EACH | CHANGEABLE MESSAGE SIGN, UNLIMITED MESSAGE, AS PER PLAN
631E90500 | EACH | INTERNALLY ILLUMINATED FIXED MESSAGE SIGN | SPECIFY TYPE
631E90501 | EACH | INTERNALLY ILLUMINATED FIXED MESSAGE SIGN, AS PER PLAN | SPECIFY TYPE
631E92000 | EACH | SIGN FLASHER ASSEMBLY
631E92001 | EACH | SIGN FLASHER ASSEMBLY, AS PER PLAN
631E92990 | EACH | SCHOOL SPEED LIMIT SIGN ASSEMBLY, 24" X 36"
631E92991 | EACH | SCHOOL SPEED LIMIT SIGN ASSEMBLY, 24" X 36", AS PER PLAN
631E93000 | EACH | SCHOOL SPEED LIMIT SIGN ASSEMBLY, 24" X 48"
631E93001 | EACH | SCHOOL SPEED LIMIT SIGN ASSEMBLY, 24" X 48", AS PER PLAN
631E93010 | EACH | SCHOOL SPEED LIMIT SIGN ASSEMBLY, 36" X 48"
631E93100 | EACH | SCHOOL SPEED LIMIT SIGN ASSEMBLY, 36" X 75"
631E93110 | EACH | SCHOOL SPEED LIMIT SIGN ASSEMBLY, 36" X 72"
631E93111 | EACH | SCHOOL SPEED LIMIT SIGN ASSEMBLY, 36" X 72", AS PER PLAN
631E93200 | EACH | SCHOOL SPEED LIMIT SIGN ASSEMBLY, 48" X 96"
631E93210 | EACH | SCHOOL SPEED LIMIT SIGN ASSEMBLY, 60" X 72"
631E93240 | EACH | SCHOOL SPEED LIMIT SIGN ASSEMBLY, SOLAR-POWERED
631E93241 | EACH | SCHOOL SPEED LIMIT SIGN ASSEMBLY, SOLAR-POWERED, AS PER PLAN
631E93250 | EACH | SCHOOL SPEED LIMIT SIGN ASSEMBLY, MISC.: | ADD SUPPLEMENTAL DESCRIPTION
631E93300 | EACH | TIMER WITH ENCLOSURE
631E93301 | EACH | TIMER WITH ENCLOSURE, AS PER PLAN
631E94250 | EACH | REMOVAL OF LUMINAIRE
631E94251 | EACH | REMOVAL OF LUMINAIRE, AS PER PLAN
631E94350 | EACH | REMOVAL OF DISCONNECT SWITCH
631E94406 | EACH | REMOVAL OF SIGNS WIRED
631E94450 | EACH | REMOVAL OF BALLAST
631E94470 | EACH | REMOVAL OF SIGN SERVICE
631E94480 | EACH | REMOVAL OF PHOTOELECTRIC CONTROL
631E94490 | EACH | REMOVAL, MISC.: | ADD SUPPLEMENTAL DESCRIPTION
631E94500 | EACH | PADLOCK
631E95000 | LS | SIGN LIGHTING MISC.: | ADD SUPPLEMENTAL DESCRIPTION
631E97700 | EACH | SIGN LIGHTING MISC.: | ADD SUPPLEMENTAL DESCRIPTION
631E97800 | FXMT | SIGN LIGHTING, MISC.: | ADD SUPPLEMENTAL DESCRIPTION
631E97900 | FT | SIGN LIGHTING, MISC.: | ADD SUPPLEMENTAL DESCRIPTION
632E03200 | EACH | VEHICULAR SIGNAL HEAD, OPTICALLY PROGRAMMED, 3 SECTION, 12" LENS, 1-WAY
632E03201 | EACH | VEHICULAR SIGNAL HEAD, OPTICALLY PROGRAMMED, 3-SECTION, 12" LENS, 1-WAY, AS PER PLAN
632E03202 | EACH | VEHICULAR SIGNAL HEAD, OPTICALLY PROGRAMMED, 4 SECTION, 12" LENS, 1-WAY
632E03203 | EACH | VEHICULAR SIGNAL HEAD, OPTICALLY PROGRAMMED, 4 SECTION, 12" LENS, 1-WAY, AS PER PLAN
632E03204 | EACH | VEHICULAR SIGNAL HEAD, OPTICALLY PROGRAMMED, 5 SECTION, 12" LENS, 1-WAY
632E03205 | EACH | VEHICULAR SIGNAL HEAD, OPTICALLY PROGRAMMED, 5 SECTION, 12" LENS, 1-WAY, AS PER PLAN
632E03300 | EACH | VEHICULAR SIGNAL HEAD, OPTICALLY PROGRAMMED, 3 SECTION, 12" LENS, 2-WAY
632E03301 | EACH | VEHICULAR SIGNAL HEAD, OPTICALLY PROGRAMMED, 3 SECTION, 12" LENS, 2-WAY, AS PER PLAN
632E03900 | EACH | VEHICULAR SIGNAL HEAD, INSTALLATION ONLY
632E04000 | EACH | VEHICULAR SIGNAL HEAD, MISC.: | ADD SUPPLEMENTAL DESCRIPTION
632E04800 | EACH | VEHICULAR SIGNAL HEAD, (LED), 1-SECTION, 12" LENS, 1-WAY, ALUMINUM | SPECIFY COLOR IF NECESSARY
632E04801 | EACH | VEHICULAR SIGNAL HEAD, (LED), 1-SECTION, 12" LENS, 1-WAY, ALUMINUM, AS PER PLAN | SPECIFY COLOR IF NECESSARY
632E04802 | EACH | VEHICULAR SIGNAL HEAD, (LED), 1-SECTION, 12" LENS, 1-WAY, POLYCARBONATE | SPECIFY COLOR IF NECESSARY
632E04803 | EACH | VEHICULAR SIGNAL HEAD, (LED), 1-SECTION, 12" LENS, 1-WAY, POLYCARBONATE, AS PER PLAN | SPECIFY COLOR IF NECESSARY
632E04804 | EACH | VEHICULAR SIGNAL HEAD, (LED), 1-SECTION, 12" LENS, 2-WAY, ALUMINUM | SPECIFY COLOR IF NECESSARY
632E04805 | EACH | VEHICULAR SIGNAL HEAD, (LED), 1-SECTION, 12" LENS, 2-WAY, ALUMINUM, AS PER PLAN | SPECIFY COLOR IF NECESSARY
632E04810 | EACH | VEHICULAR SIGNAL HEAD, (LED), 1-SECTION, 12" LENS, 3-WAY, ALUMINUM | SPECIFY COLOR IF NECESSARY
632E04811 | EACH | VEHICULAR SIGNAL HEAD, (LED), 1-SECTION, 12" LENS, 3-WAY, ALUMINUM, AS PER PLAN | SPECIFY COLOR IF NECESSARY
632E04816 | EACH | VEHICULAR SIGNAL HEAD, (LED), 1-SECTION, 12" LENS, 4-WAY, ALUMINUM | SPECIFY COLOR IF NECESSARY
632E04817 | EACH | VEHICULAR SIGNAL HEAD, (LED), 1-SECTION, 12" LENS, 4-WAY, ALUMINUM, AS PER PLAN | SPECIFY COLOR IF NECESSARY
632E04900 | EACH | VEHICULAR SIGNAL HEAD, (LED), 1-SECTION, 12" LENS, 4-WAY, ALUMINUM | SPECIFY COLOR IF NECESSARY
632E04901 | EACH | VEHICULAR SIGNAL HEAD, (LED), 1-SECTION, 12" LENS, 4-WAY, ALUMINUM, AS PER PLAN | SPECIFY COLOR IF NECESSARY
632E04905 | EACH | VEHICULAR SIGNAL HEAD, (LED), 2-SECTION, 12" LENS, 1-WAY, POLYCARBONATE, AS PER PLAN
632E04910 | EACH | VEHICULAR SIGNAL HEAD, (LED), 3-SECTION, 12" LENS, 1-WAY, ALUMINUM | SPECIFY COLOR IF NECESSARY
632E04911 | EACH | VEHICULAR SIGNAL HEAD, (LED), 3-SECTION, 12" LENS, 1-WAY, ALUMINUM, AS PER PLAN | SPECIFY COLOR IF NECESSARY
632E04916 | EACH | VEHICULAR SIGNAL HEAD, (LED), 3-SECTION, 12" LENS, 2-WAY, ALUMINUM | SPECIFY COLOR IF NECESSARY
632E04917 | EACH | VEHICULAR SIGNAL HEAD, (LED), 3-SECTION, 12" LENS, 2-WAY, ALUMINUM, AS PER PLAN | SPECIFY COLOR IF NECESSARY
632E04918 | EACH | VEHICULAR SIGNAL HEAD, (LED), 3-SECTION, 12" LENS, 3-WAY, ALUMINUM | SPECIFY COLOR IF NECESSARY
632E04919 | EACH | VEHICULAR SIGNAL HEAD, (LED), 3-SECTION, 12" LENS, 3-WAY, ALUMINUM, AS PER PLAN | SPECIFY COLOR IF NECESSARY
632E05006 | EACH | VEHICULAR SIGNAL HEAD, (LED), 3-SECTION, 12" LENS, 1-WAY, POLYCARBONATE | SPECIFY COLOR IF NECESSARY
632E05007 | EACH | VEHICULAR SIGNAL HEAD, (LED), 3-SECTION, 12" LENS, 1-WAY, POLYCARBONATE, AS PER PLAN | SPECIFY COLOR IF NECESSARY
632E05010 | EACH | VEHICULAR SIGNAL HEAD, (LED), 3-SECTION, 12" LENS, 2-WAY, POLYCARBONATE | SPECIFY COLOR IF NECESSARY
632E05011 | EACH | VEHICULAR SIGNAL HEAD, (LED), 3-SECTION, 12" LENS, 2-WAY, POLYCARBONATE, AS PER PLAN | SPECIFY COLOR IF NECESSARY
632E05022 | EACH | VEHICULAR SIGNAL HEAD, (LED), 3-SECTION 12"/5-SECTION 12" LENS, 2-WAY, ALUMINUM | SPECIFY COLOR IF NECESSARY
632E05023 | EACH | VEHICULAR SIGNAL HEAD, (LED), 3-SECTION 12"/5-SECTION 12" LENS, 2-WAY, ALUMINUM, AS PER PLAN | SPECIFY COLOR IF NECESSARY
632E05050 | EACH | VEHICULAR SIGNAL HEAD, (LED), 3-SECTION, 12" LENS, 4-WAY, ALUMINUM | SPECIFY COLOR IF NECESSARY
632E05051 | EACH | VEHICULAR SIGNAL HEAD, (LED), 3-SECTION, 12" LENS, 4-WAY, ALUMINUM, AS PER PLAN | SPECIFY COLOR IF NECESSARY
632E05052 | EACH | VEHICULAR SIGNAL HEAD, (LED), 3-SECTION, 12" LENS, 4-WAY, POLYCARBONATE | SPECIFY COLOR IF NECESSARY
632E05053 | EACH | VEHICULAR SIGNAL HEAD, (LED), 3-SECTION, 12" LENS, 4-WAY, POLYCARBONATE, AS PER PLAN | SPECIFY COLOR IF NECESSARY
632E05060 | EACH | VEHICULAR SIGNAL HEAD, (LED), 4-SECTION, 12" LENS, 1-WAY, ALUMINUM | SPECIFY COLOR IF NECESSARY
632E05061 | EACH | VEHICULAR SIGNAL HEAD, (LED), 4-SECTION, 12" LENS, 1-WAY, ALUMINUM, AS PER PLAN | SPECIFY COLOR IF NECESSARY
632E05064 | EACH | VEHICULAR SIGNAL HEAD, (LED), 4-SECTION, 12" LENS, 1-WAY, POLYCARBONATE | SPECIFY COLOR IF NECESSARY
632E05065 | EACH | VEHICULAR SIGNAL HEAD, (LED), 4-SECTION, 12" LENS, 1-WAY, POLYCARBONATE, AS PER PLAN | SPECIFY COLOR IF NECESSARY
632E05080 | EACH | VEHICULAR SIGNAL HEAD, (LED), 5-SECTION, 12" LENS, 1-WAY, ALUMINUM | SPECIFY COLOR IF NECESSARY
632E05081 | EACH | VEHICULAR SIGNAL HEAD, (LED), 5-SECTION, 12" LENS, 1-WAY, ALUMINUM, AS PER PLAN | SPECIFY COLOR IF NECESSARY
632E05086 | EACH | VEHICULAR SIGNAL HEAD, (LED), 5-SECTION, 12" LENS, 1-WAY, POLYCARBONATE | SPECIFY COLOR IF NECESSARY
632E05087 | EACH | VEHICULAR SIGNAL HEAD, (LED), 5-SECTION, 12" LENS, 1-WAY, POLYCARBONATE, AS PER PLAN | SPECIFY COLOR IF NECESSARY
632E05100 | EACH | VEHICULAR SIGNAL HEAD, (LED), 5-SECTION, 12" LENS, 2-WAY, ALUMINUM | SPECIFY COLOR IF NECESSARY
632E05101 | EACH | VEHICULAR SIGNAL HEAD, (LED), 5-SECTION, 12" LENS, 2-WAY, ALUMINUM, AS PER PLAN | SPECIFY COLOR IF NECESSARY
632E05110 | EACH | VEHICULAR SIGNAL HEAD, (LED), 5-SECTION, 12" LENS, 2-WAY, POLYCARBONATE | SPECIFY COLOR IF NECESSARY
632E05111 | EACH | VEHICULAR SIGNAL HEAD, (LED), 5-SECTION, 12" LENS, 2-WAY, POLYCARBONATE, AS PER PLAN | SPECIFY COLOR IF NECESSARY
632E05202 | EACH | VEHICULAR SIGNAL HEAD, (LED), 3-SECTION 12"/5-SECTION 12" LENS, 2-WAY, POLYCARBONATE | SPECIFY COLOR IF NECESSARY
632E05203 | EACH | VEHICULAR SIGNAL HEAD, (LED), 3-SECTION 12"/5-SECTION 12" LENS, 2-WAY, POLYCARBONATE, AS PER PLAN | SPECIFY COLOR IF NECESSARY
632E05304 | EACH | VEHICULAR SIGNAL HEAD, (LED), 3-SECTION, 12" LENS, 3-WAY, POLYCARBONATE | SPECIFY COLOR IF NECESSARY
632E05305 | EACH | VEHICULAR SIGNAL HEAD, (LED), 3-SECTION, 12" LENS, 3-WAY, POLYCARBONATE, AS PER PLAN | SPECIFY COLOR IF NECESSARY
632E06990 | EACH | SPECIAL - REMOVAL AND REPLACEMENT OF SIGNAL LAMP
632E07500 | EACH | SPECIAL - OVERHEAD SIGNAL INSPECTION
632E07550 | EACH | SPECIAL - ELECTRICAL INSTALLATION INSPECTION/CONDITION REPORT
632E07600 | EACH | SPECIAL - REMOVAL AND REPLACEMENT OF SIGNAL HANGER ASSEMBLY AND WIRE ENTRANCE CAP
632E10100 | EACH | RELAMP EXISTING SIGNAL SECTION WITH LED LAMP UNIT | SPECIFY TYPE AND/OR COLOR
632E10101 | EACH | RELAMP EXISTING SIGNAL SECTION WITH LED LAMP UNIT, AS PER PLAN | SPECIFY TYPE AND/OR COLOR
632E20720 | EACH | PEDESTRIAN SIGNAL HEAD (LED), TYPE D2
632E20721 | EACH | PEDESTRIAN SIGNAL HEAD (LED), TYPE D2, AS PER PLAN
632E20730 | EACH | PEDESTRIAN SIGNAL HEAD (LED), TYPE D2, COUNTDOWN
632E20731 | EACH | PEDESTRIAN SIGNAL HEAD (LED), TYPE D2, COUNTDOWN, AS PER PLAN
632E20740 | EACH | PEDESTRIAN SIGNAL HEAD (LED), TYPE D2, COUNTDOWN, AUDIBLE
632E20741 | EACH | PEDESTRIAN SIGNAL HEAD (LED), TYPE D2, COUNTDOWN, AUDIBLE, AS PER PLAN
632E20750 | EACH | ACCESSIBLE PEDESTRIAN PUSHBUTTON
632E20751 | EACH | ACCESSIBLE PEDESTRIAN PUSHBUTTON, AS PER PLAN
632E25000 | EACH | COVERING OF VEHICULAR SIGNAL HEAD
632E25001 | EACH | COVERING OF VEHICULAR SIGNAL HEAD, AS PER PLAN
632E25010 | EACH | COVERING OF PEDESTRIAN SIGNAL HEAD
632E25011 | EACH | COVERING OF PEDESTRIAN SIGNAL HEAD, AS PER PLAN
632E26000 | EACH | PEDESTRIAN PUSHBUTTON
632E26001 | EACH | PEDESTRIAN PUSHBUTTON, AS PER PLAN
632E26500 | EACH | DETECTOR LOOP
632E26501 | EACH | DETECTOR LOOP, AS PER PLAN
632E27004 | EACH | LOOP DETECTOR UNIT
632E27005 | EACH | LOOP DETECTOR UNIT, AS PER PLAN
632E27008 | EACH | LOOP DETECTOR UNIT, DELAY AND EXTENSION TYPE
632E27009 | EACH | LOOP DETECTOR UNIT, DELAY AND EXTENSION TYPE, AS PER PLAN
632E27010 | EACH | LOOP DETECTOR UNIT, EXTEND CALL - DELAY CALL
632E27011 | EACH | LOOP DETECTOR UNIT, EXTEND CALL - DELAY CALL, AS PER PLAN
632E27102 | EACH | LOOP DETECTOR UNIT, 2 CHANNEL
632E27103 | EACH | LOOP DETECTOR UNIT, 2 CHANNEL, AS PER PLAN
632E27104 | EACH | LOOP DETECTOR UNIT, 2 CHANNEL, DELAY AND EXTENSION TYPE
632E27105 | EACH | LOOP DETECTOR UNIT, 2 CHANNEL, DELAY AND EXTENSION TYPE, AS PER PLAN
632E27106 | EACH | LOOP DETECTOR UNIT, 4 CHANNEL
632E27107 | EACH | LOOP DETECTOR UNIT, 4 CHANNEL, AS PER PLAN
632E27108 | EACH | LOOP DETECTOR UNIT, 4 CHANNEL, DELAY AND EXTENSION TYPE
632E27109 | EACH | LOOP DETECTOR UNIT, 4 CHANNEL, DELAY AND EXTENSION TYPE, AS PER PLAN
632E27200 | EACH | LOOP DETECTOR TIE IN
632E27201 | EACH | LOOP DETECTOR TIE IN, AS PER PLAN
632E28200 | EACH | DISCONNECT SWITCH WITH ENCLOSURE
632E28201 | EACH | DISCONNECT SWITCH WITH ENCLOSURE, AS PER PLAN
632E29900 | FT | MESSENGER WIRE, 7 STRAND, 1/4" DIAMETER WITH ACCESSORIES
632E29901 | FT | MESSENGER WIRE, 7 STRAND, 1/4" DIAMETER WITH ACCESSORIES, AS PER PLAN
632E30000 | FT | MESSENGER WIRE, 3 STRAND, 1/4" DIAMETER WITH ACCESSORIES
632E30001 | FT | MESSENGER WIRE, 3 STRAND, 1/4" DIAMETER WITH ACCESSORIES, AS PER PLAN
632E30100 | FT | MESSENGER WIRE, 7 STRAND, 5/16" DIAMETER WITH ACCESSORIES
632E30101 | FT | MESSENGER WIRE, 7 STRAND, 5/16" DIAMETER WITH ACCESSORIES, AS PER PLAN
632E30200 | FT | MESSENGER WIRE, 7 STRAND, 3/8" DIAMETER WITH ACCESSORIES
632E30201 | FT | MESSENGER WIRE, 7 STRAND, 3/8" DIAMETER WITH ACCESSORIES, AS PER PLAN
632E30300 | FT | MESSENGER WIRE, 7 STRAND, 7/16" DIAMETER WITH ACCESSORIES
632E30301 | FT | MESSENGER WIRE, 7 STRAND, 7/16" DIAMETER WITH ACCESSORIES, AS PER PLAN
632E30400 | FT | MESSENGER WIRE, 7 STRAND, 1/2" DIAMETER WITH ACCESSORIES
632E30401 | FT | MESSENGER WIRE, 7 STRAND, 1/2" DIAMETER WITH ACCESSORIES, AS PER PLAN
632E30500 | FT | MESSENGER WIRE, MISC.: | ADD SUPPLEMENTAL DESCRIPTION
632E30600 | FT | TETHER WIRE, WITH ACCESSORIES
632E30601 | FT | TETHER WIRE, WITH ACCESSORIES, AS PER PLAN
632E30980 | FT | SIGNAL CABLE, 3 CONDUCTOR, NO. 10 AWG
632E30990 | FT | SIGNAL CABLE, 4 CONDUCTOR, NO. 10 AWG
632E30992 | FT | SIGNAL CABLE, 5 CONDUCTOR, NO. 10 AWG
632E31000 | FT | SIGNAL CABLE, 6 CONDUCTOR, NO. 10 AWG
632E31001 | FT | SIGNAL CABLE, 6 CONDUCTOR, NO. 10 AWG, AS PER PLAN
632E40200 | FT | SIGNAL CABLE, 2 CONDUCTOR, NO. 14 AWG
632E40201 | FT | SIGNAL CABLE, 2 CONDUCTOR, NO. 14 AWG, AS PER PLAN
632E40300 | FT | SIGNAL CABLE, 3 CONDUCTOR, NO. 14 AWG
632E40301 | FT | SIGNAL CABLE, 3 CONDUCTOR, NO. 14 AWG, AS PER PLAN
632E40400 | FT | SIGNAL CABLE, 4 CONDUCTOR, NO. 14 AWG
632E40401 | FT | SIGNAL CABLE, 4 CONDUCTOR, NO. 14 AWG, AS PER PLAN
632E40500 | FT | SIGNAL CABLE, 5 CONDUCTOR, NO. 14 AWG
632E40501 | FT | SIGNAL CABLE, 5 CONDUCTOR, NO. 14 AWG, AS PER PLAN
632E40600 | FT | SIGNAL CABLE, 6 CONDUCTOR, NO. 14 AWG
632E40700 | FT | SIGNAL CABLE, 7 CONDUCTOR, NO. 14 AWG
632E40701 | FT | SIGNAL CABLE, 7 CONDUCTOR, NO. 14 AWG, AS PER PLAN
632E40800 | FT | SIGNAL CABLE, 8 CONDUCTOR, NO. 14 AWG
632E40900 | FT | SIGNAL CABLE, 9 CONDUCTOR, NO. 14 AWG
632E40901 | FT | SIGNAL CABLE, 9 CONDUCTOR, NO. 14 AWG, AS PER PLAN
632E41000 | FT | SIGNAL CABLE, 10 CONDUCTOR, NO. 14 AWG
632E41001 | FT | SIGNAL CABLE, 10 CONDUCTOR, NO. 14 AWG, AS PER PLAN
632E41100 | FT | SIGNAL CABLE, 11 CONDUCTOR, NO. 14 AWG
632E41101 | FT | SIGNAL CABLE, 11 CONDUCTOR, NO. 14 AWG, AS PER PLAN
632E41200 | FT | SIGNAL CABLE, 12 CONDUCTOR, NO. 14 AWG
632E41300 | FT | SIGNAL CABLE, 13 CONDUCTOR, NO. 14 AWG
632E41400 | FT | SIGNAL CABLE, 14 CONDUCTOR, NO. 14 AWG
632E41401 | FT | SIGNAL CABLE, 14 CONDUCTOR, NO. 14 AWG, AS PER PLAN
632E41500 | FT | SIGNAL CABLE, 15 CONDUCTOR, NO. 14 AWG
632E41501 | FT | SIGNAL CABLE, 15 CONDUCTOR, NO. 14 AWG, AS PER PLAN
632E41600 | FT | SIGNAL CABLE, 16 CONDUCTOR, NO. 14 AWG
632E41601 | FT | SIGNAL CABLE, 16 CONDUCTOR, NO. 14 AWG, AS PER PLAN
632E42200 | FT | SIGNAL CABLE, 2 CONDUCTOR, NO. 12 AWG
632E42201 | FT | SIGNAL CABLE, 2 CONDUCTOR, NO. 12 AWG, AS PER PLAN
632E42300 | FT | SIGNAL CABLE, 3 CONDUCTOR, NO. 12 AWG
632E42301 | FT | SIGNAL CABLE, 3 CONDUCTOR, NO. 12 AWG, AS PER PLAN
632E42400 | FT | SIGNAL CABLE, 4 CONDUCTOR, NO. 12 AWG
632E42500 | FT | SIGNAL CABLE, 5 CONDUCTOR, NO. 12 AWG
632E42501 | FT | SIGNAL CABLE, 5 CONDUCTOR, NO. 12 AWG, AS PER PLAN
632E42600 | FT | SIGNAL CABLE, 6 CONDUCTOR, NO. 12 AWG
632E42700 | FT | SIGNAL CABLE, 7 CONDUCTOR, NO. 12 AWG
632E42701 | FT | SIGNAL CABLE, 7 CONDUCTOR, NO. 12 AWG, AS PER PLAN
632E42800 | FT | SIGNAL CABLE, 8 CONDUCTOR, NO. 12 AWG
632E42900 | FT | SIGNAL CABLE, 9 CONDUCTOR, NO. 12 AWG
632E42901 | FT | SIGNAL CABLE, 9 CONDUCTOR, NO. 12 AWG, AS PER PLAN
632E43000 | FT | SIGNAL CABLE, 10 CONDUCTOR, NO. 12 AWG
632E43100 | FT | SIGNAL CABLE, 11 CONDUCTOR, NO. 12 AWG
632E43200 | FT | SIGNAL CABLE, 12 CONDUCTOR, NO. 12 AWG
632E43201 | FT | SIGNAL CABLE, 12 CONDUCTOR, NO. 12 AWG, AS PER PLAN
632E43300 | FT | SIGNAL CABLE, MISC.: | ADD SUPPLEMENTAL DESCRIPTION
632E43400 | EACH | SIGNAL CABLE, MISC.: | ADD SUPPLEMENTAL DESCRIPTION
632E62810 | FT | INTERCONNECT CABLE, MISC.: | ADD SUPPLEMENTAL DESCRIPTION
632E62820 | EACH | INTERCONNECT, MISC.: | ADD SUPPLEMENTAL DESCRIPTION
632E62830 | LS | INTERCONNECT, MISC.: | ADD SUPPLEMENTAL DESCRIPTION
632E63000 | EACH | PHONE DROP
632E63001 | EACH | PHONE DROP, AS PER PLAN
632E64000 | EACH | STRAIN POLE FOUNDATION
632E64001 | EACH | STRAIN POLE FOUNDATION, AS PER PLAN
632E64010 | EACH | SIGNAL SUPPORT FOUNDATION
632E64011 | EACH | SIGNAL SUPPORT FOUNDATION, AS PER PLAN
632E64020 | EACH | PEDESTAL FOUNDATION
632E64021 | EACH | PEDESTAL FOUNDATION, AS PER PLAN
632E65200 | FT | LOOP DETECTOR LEAD-IN CABLE
632E65201 | FT | LOOP DETECTOR LEAD-IN CABLE, AS PER PLAN
632E65202 | FT | LOOP DETECTOR LEAD-IN CABLE, INTEGRAL MESSENGER WIRE TYPE, NO. 14 AWG
632E65203 | FT | LOOP DETECTOR LEAD-IN CABLE, INTEGRAL MESSENGER WIRE TYPE, NO. 14 AWG, AS PER PLAN
632E65300 | FT | LOOP DETECTOR LEAD-IN CABLE, 2 CONDUCTOR, NO. 14 AWG
632E65301 | FT | LOOP DETECTOR LEAD-IN CABLE, 2 CONDUCTOR, NO. 14 AWG, AS PER PLAN
632E65400 | FT | LOOP DETECTOR LEAD-IN CABLE, 2 CONDUCTOR, NO. 12 AWG
632E65401 | FT | LOOP DETECTOR LEAD-IN CABLE, 2 CONDUCTOR, NO. 12 AWG, AS PER PLAN
632E65404 | FT | LOOP DETECTOR LEAD-IN CABLE, DIRECT BURIAL
632E65405 | FT | LOOP DETECTOR LEAD-IN CABLE, DIRECT BURIAL, AS PER PLAN
632E66000 | FT | POWER CABLE, 3 CONDUCTOR, NO. 14 AWG
632E66100 | FT | POWER CABLE, 1 CONDUCTOR, NO. 10 AWG
632E66101 | FT | POWER CABLE, 1 CONDUCTOR, NO. 10 AWG, AS PER PLAN
632E66102 | FT | POWER CABLE, 2 CONDUCTOR, NO. 10 AWG
632E66103 | FT | POWER CABLE, 2 CONDUCTOR, NO. 10 AWG, AS PER PLAN
632E66104 | FT | POWER CABLE, 3 CONDUCTOR, NO. 10 AWG
632E67190 | FT | POWER CABLE, 1 CONDUCTOR, NO. 8 AWG
632E67191 | FT | POWER CABLE, 1 CONDUCTOR, NO. 8 AWG, AS PER PLAN
632E67200 | FT | POWER CABLE, 2 CONDUCTOR, NO. 8 AWG
632E67201 | FT | POWER CABLE, 2 CONDUCTOR, NO. 8 AWG, AS PER PLAN
632E67300 | FT | POWER CABLE, 3 CONDUCTOR, NO. 8 AWG
632E67301 | FT | POWER CABLE, 3 CONDUCTOR, NO. 8 AWG, AS PER PLAN
632E67400 | FT | POWER CABLE, 4 CONDUCTOR, NO. 8 AWG
632E68100 | FT | POWER CABLE, 1 CONDUCTOR, NO. 6 AWG
632E68101 | FT | POWER CABLE, 1 CONDUCTOR, NO. 6 AWG, AS PER PLAN
632E68200 | FT | POWER CABLE, 2 CONDUCTOR, NO. 6 AWG
632E68201 | FT | POWER CABLE, 2 CONDUCTOR, NO. 6 AWG, AS PER PLAN
632E68300 | FT | POWER CABLE, 3 CONDUCTOR, NO. 6 AWG
632E68301 | FT | POWER CABLE, 3 CONDUCTOR, NO. 6 AWG, AS PER PLAN
632E68400 | FT | POWER CABLE, 4 CONDUCTOR, NO. 6 AWG
632E69100 | FT | POWER CABLE, 1 CONDUCTOR, NO. 4 AWG
632E69200 | FT | POWER CABLE, 2 CONDUCTOR, NO. 4 AWG
632E69201 | FT | POWER CABLE, 2 CONDUCTOR, NO. 4 AWG, AS PER PLAN
632E69300 | FT | POWER CABLE, 3 CONDUCTOR, NO. 4 AWG
632E69310 | FT | POWER CABLE, 1 CONDUCTOR, NO. 2 AWG
632E69311 | FT | POWER CABLE, 1 CONDUCTOR, NO. 2 AWG, AS PER PLAN
632E69320 | FT | POWER CABLE, 3 CONDUCTOR, NO. 2 AWG
632E69350 | FT | POWER CABLE, MISC.: | ADD SUPPLEMENTAL DESCRIPTION
632E69400 | FT | SERVICE CABLE, 2 CONDUCTOR, NO. 8 AWG
632E69401 | FT | SERVICE CABLE, 2 CONDUCTOR, NO. 8 AWG, AS PER PLAN
632E69500 | FT | SERVICE CABLE, 2 CONDUCTOR, NO. 6 AWG
632E69501 | FT | SERVICE CABLE, 2 CONDUCTOR, NO. 6 AWG, AS PER PLAN
632E69600 | FT | SERVICE CABLE, 2 CONDUCTOR, NO. 4 AWG
632E69601 | FT | SERVICE CABLE, 2 CONDUCTOR, NO. 4 AWG, AS PER PLAN
632E69700 | FT | SERVICE CABLE, 3 CONDUCTOR, NO. 8 AWG
632E69800 | FT | SERVICE CABLE, 3 CONDUCTOR, NO. 6 AWG
632E69801 | FT | SERVICE CABLE, 3 CONDUCTOR, NO. 6 AWG, AS PER PLAN
632E69900 | FT | SERVICE CABLE, 3 CONDUCTOR, NO. 4 AWG
632E69910 | FT | SERVICE CABLE, 3 CONDUCTOR, WITH GROUND, NO. 4 AWG
632E69950 | FT | SERVICE CABLE, MISC.: | ADD SUPPLEMENTAL DESCRIPTION
632E70000 | EACH | POWER SERVICE
632E70001 | EACH | POWER SERVICE, AS PER PLAN
632E70200 | EACH | CONDUIT RISER, 1" DIAMETER
632E70201 | EACH | CONDUIT RISER, 1" DIAMETER, AS PER PLAN
632E70204 | EACH | CONDUIT RISER, 1-1/4" DIAMETER
632E70300 | EACH | CONDUIT RISER, 1-1/2" DIAMETER
632E70301 | EACH | CONDUIT RISER, 1-1/2" DIAMETER, AS PER PLAN
632E70400 | EACH | CONDUIT RISER, 2" DIAMETER
632E70401 | EACH | CONDUIT RISER, 2" DIAMETER, AS PER PLAN
632E70500 | EACH | CONDUIT RISER, 2-1/2" DIAMETER
632E70600 | EACH | CONDUIT RISER, 3" DIAMETER
632E70601 | EACH | CONDUIT RISER, 3" DIAMETER, AS PER PLAN
632E75002 | EACH | SIGNAL SUPPORT, TYPE TC-81.21 DESIGN 3 POLE, WITH MAST ARMS TC-81.21 DESIGN 1 AND DESIGN 1
632E75003 | EACH | SIGNAL SUPPORT, TYPE TC-81.21 DESIGN 3 POLE, WITH MAST ARMS TC-81.21 DESIGN 1 AND DESIGN 1, AS PER PLAN
632E75012 | EACH | SIGNAL SUPPORT, TYPE TC-81.21 DESIGN 3 POLE, WITH MAST ARMS TC-81.21 DESIGN 2 AND DESIGN 1
632E75013 | EACH | SIGNAL SUPPORT, TYPE TC-81.21 DESIGN 3 POLE, WITH MAST ARMS TC-81.21 DESIGN 2 AND DESIGN 1, AS PER PLAN
632E75022 | EACH | SIGNAL SUPPORT, TYPE TC-81.21 DESIGN 4 POLE, WITH MAST ARMS TC-81.21 DESIGN 2 AND DESIGN 2
632E75023 | EACH | SIGNAL SUPPORT, TYPE TC-81.21 DESIGN 4 POLE, WITH MAST ARMS TC-81.21 DESIGN 2 AND DESIGN 2, AS PER PLAN
632E75032 | EACH | SIGNAL SUPPORT, TYPE TC-81.21 DESIGN 4 POLE, WITH MAST ARMS TC-81.21 DESIGN 3 AND DESIGN 1
632E75033 | EACH | SIGNAL SUPPORT, TYPE TC-81.21 DESIGN 4 POLE, WITH MAST ARMS TC-81.21 DESIGN 3 AND DESIGN 1, AS PER PLAN
632E75042 | EACH | SIGNAL SUPPORT, TYPE TC-81.21 DESIGN 4 POLE, WITH MAST ARMS TC-81.21 DESIGN 3 AND DESIGN 2
632E75043 | EACH | SIGNAL SUPPORT, TYPE TC-81.21 DESIGN 4 POLE, WITH MAST ARMS TC-81.21 DESIGN 3 AND DESIGN 2, AS PER PLAN
632E75052 | EACH | SIGNAL SUPPORT, TYPE TC-81.21 DESIGN 4 POLE, WITH MAST ARMS TC-81.21 DESIGN 3 AND DESIGN 3
632E75053 | EACH | SIGNAL SUPPORT, TYPE TC-81.21 DESIGN 4 POLE, WITH MAST ARMS TC-81.21 DESIGN 3 AND DESIGN 3, AS PER PLAN
632E75062 | EACH | SIGNAL SUPPORT, TYPE TC-81.21 DESIGN 11 POLE, WITH MAST ARMS TC-81.21 DESIGN 4 AND DESIGN 1
632E75063 | EACH | SIGNAL SUPPORT, TYPE TC-81.21 DESIGN 11 POLE, WITH MAST ARMS TC-81.21 DESIGN 4 AND DESIGN 1, AS PER PLAN
632E75066 | EACH | SIGNAL SUPPORT, TYPE TC-81.21 DESIGN 11 POLE, WITH MAST ARMS TC-81.21 DESIGN 3 AND DESIGN 2
632E75067 | EACH | SIGNAL SUPPORT, TYPE TC-81.21 DESIGN 11 POLE, WITH MAST ARMS TC-81.21 DESIGN 3 AND DESIGN 2, AS PER PLAN
632E75072 | EACH | SIGNAL SUPPORT, TYPE TC-81.21 DESIGN 11 POLE, WITH MAST ARMS TC-81.21 DESIGN 4 AND DESIGN 2
632E75073 | EACH | SIGNAL SUPPORT, TYPE TC-81.21 DESIGN 11 POLE, WITH MAST ARMS TC-81.21 DESIGN 4 AND DESIGN 2, AS PER PLAN
632E75076 | EACH | SIGNAL SUPPORT, TYPE TC-81.21 DESIGN 11 POLE, WITH MAST ARMS TC-81.21 DESIGN 11 AND DESIGN 2
632E75077 | EACH | SIGNAL SUPPORT, TYPE TC-81.21 DESIGN 11 POLE, WITH MAST ARMS TC-81.21 DESIGN 11 AND DESIGN 2, AS PER PLAN
632E75080 | EACH | SIGNAL SUPPORT, TYPE TC-81.21 DESIGN 12 POLE, WITH MAST ARMS TC-81.21 DESIGN 4 AND DESIGN 1
632E75082 | EACH | SIGNAL SUPPORT, TYPE TC-81.21 DESIGN 12 POLE, WITH MAST ARMS TC-81.21 DESIGN 4 AND DESIGN 3
632E75083 | EACH | SIGNAL SUPPORT, TYPE TC-81.21 DESIGN 12 POLE, WITH MAST ARMS TC-81.21 DESIGN 4 AND DESIGN 3, AS PER PLAN
632E75092 | EACH | SIGNAL SUPPORT, TYPE TC-81.21 DESIGN 12 POLE, WITH MAST ARMS TC-81.21 DESIGN 11 AND DESIGN 1
632E75093 | EACH | SIGNAL SUPPORT, TYPE TC-81.21 DESIGN 12 POLE, WITH MAST ARMS TC-81.21 DESIGN 11 AND DESIGN 1, AS PER PLAN
632E75102 | EACH | SIGNAL SUPPORT, TYPE TC-81.21 DESIGN 12 POLE, WITH MAST ARMS TC-81.21 DESIGN 11 AND DESIGN 2
632E75103 | EACH | SIGNAL SUPPORT, TYPE TC-81.21 DESIGN 12 POLE, WITH MAST ARMS TC-81.21 DESIGN 11 AND DESIGN 2, AS PER PLAN
632E75112 | EACH | SIGNAL SUPPORT, TYPE TC-81.21 DESIGN 12 POLE, WITH MAST ARMS TC-81.21 DESIGN 11 AND DESIGN 3
632E75113 | EACH | SIGNAL SUPPORT, TYPE TC-81.21 DESIGN 12 POLE, WITH MAST ARMS TC-81.21 DESIGN 11 AND DESIGN 3, AS PER PLAN
632E75118 | EACH | SIGNAL SUPPORT, TYPE TC-12.30 DESIGN 5 POLE, WITH MAST ARMS TC-81.21 DESIGN 3 AND DESIGN 3
632E75122 | EACH | SIGNAL SUPPORT, TYPE TC-12.30 DESIGN 5 POLE, WITH MAST ARMS TC-81.21 DESIGN 4 AND DESIGN 4
632E75123 | EACH | SIGNAL SUPPORT, TYPE TC-12.30 DESIGN 5 POLE, WITH MAST ARMS TC-81.21 DESIGN 4 AND DESIGN 4, AS PER PLAN
632E75126 | EACH | SIGNAL SUPPORT, TYPE TC-12.30 DESIGN 5 POLE, WITH MAST ARMS TC-81.21 DESIGN 1 AND DESIGN 11
632E75128 | EACH | SIGNAL SUPPORT, TYPE TC-12.30 DESIGN 5 POLE, WITH MAST ARMS TC-81.21 DESIGN 2 AND DESIGN 11
632E75132 | EACH | SIGNAL SUPPORT, TYPE TC-12.30 DESIGN 5 POLE, WITH MAST ARMS TC-81.21 DESIGN 11 AND DESIGN 4
632E75133 | EACH | SIGNAL SUPPORT, TYPE TC-12.30 DESIGN 5 POLE, WITH MAST ARMS TC-81.21 DESIGN 11 AND DESIGN 4, AS PER PLAN
632E75142 | EACH | SIGNAL SUPPORT, TYPE TC-12.30 DESIGN 5 POLE, WITH MAST ARMS TC-81.21 DESIGN 12 AND DESIGN 1
632E75143 | EACH | SIGNAL SUPPORT, TYPE TC-12.30 DESIGN 5 POLE, WITH MAST ARMS TC-81.21 DESIGN 12 AND DESIGN 1, AS PER PLAN
632E75152 | EACH | SIGNAL SUPPORT, TYPE TC-12.30 DESIGN 5 POLE, WITH MAST ARMS TC-81.21 DESIGN 12 AND DESIGN 2
632E75153 | EACH | SIGNAL SUPPORT, TYPE TC-12.30 DESIGN 5 POLE, WITH MAST ARMS TC-81.21 DESIGN 12 AND DESIGN 2, AS PER PLAN
632E75162 | EACH | SIGNAL SUPPORT, TYPE TC-12.30 DESIGN 5 POLE, WITH MAST ARMS TC-81.21 DESIGN 12 AND DESIGN 3
632E75163 | EACH | SIGNAL SUPPORT, TYPE TC-12.30 DESIGN 5 POLE, WITH MAST ARMS TC-81.21 DESIGN 12 AND DESIGN 3, AS PER PLAN
632E75172 | EACH | SIGNAL SUPPORT, TYPE TC-12.30 DESIGN 6 POLE, WITH MAST ARMS TC-81.21 DESIGN 11 AND DESIGN 11
632E75173 | EACH | SIGNAL SUPPORT, TYPE TC-12.30 DESIGN 6 POLE, WITH MAST ARMS TC-81.21 DESIGN 11 AND DESIGN 11, AS PER PLAN
632E75182 | EACH | SIGNAL SUPPORT, TYPE TC-12.30 DESIGN 6 POLE, WITH MAST ARMS TC-81.21 DESIGN 12 AND DESIGN 4
632E75183 | EACH | SIGNAL SUPPORT, TYPE TC-12.30 DESIGN 6 POLE, WITH MAST ARMS TC-81.21 DESIGN 12 AND DESIGN 4, AS PER PLAN
632E75192 | EACH | SIGNAL SUPPORT, TYPE TC-12.30 DESIGN 6 POLE, WITH MAST ARMS TC-81.21 DESIGN 12 AND DESIGN 11
632E75193 | EACH | SIGNAL SUPPORT, TYPE TC-12.30 DESIGN 6 POLE, WITH MAST ARMS TC-81.21 DESIGN 12 AND DESIGN 11, AS PER PLAN
632E75202 | EACH | SIGNAL SUPPORT, TYPE TC-12.30 DESIGN 7 POLE, WITH MAST ARMS TC-81.21 DESIGN 12 AND DESIGN 12
632E75203 | EACH | SIGNAL SUPPORT, TYPE TC-12.30 DESIGN 7 POLE, WITH MAST ARMS TC-81.21 DESIGN 12 AND DESIGN 12, AS PER PLAN
632E75204 | EACH | SIGNAL SUPPORT, TYPE TC-12.30 DESIGN 7 POLE, WITH MAST ARMS TC-81.21 DESIGN 13 AND DESIGN 1
632E75206 | EACH | SIGNAL SUPPORT, TYPE TC-12.30 DESIGN 7 POLE, WITH MAST ARMS TC-81.21 DESIGN 13 AND DESIGN 2
632E75207 | EACH | SIGNAL SUPPORT, TYPE TC-12.30 DESIGN 7 POLE, WITH MAST ARMS TC-81.21 DESIGN 13 AND DESIGN 2, AS PER PLAN
632E75208 | EACH | SIGNAL SUPPORT, TYPE TC-12.30 DESIGN 7 POLE, WITH MAST ARMS TC-81.21 DESIGN 13 AND DESIGN 3
632E75209 | EACH | SIGNAL SUPPORT, TYPE TC-12.30 DESIGN 7 POLE, WITH MAST ARMS TC-81.21 DESIGN 13 AND DESIGN 3, AS PER PLAN
632E75400 | EACH | SIGNAL SUPPORT, TYPE TC-12.30 DESIGN 8 POLE, WITH MAST ARMS TC-81.21 DESIGN 13 AND DESIGN 4
632E75401 | EACH | SIGNAL SUPPORT, TYPE TC-12.30 DESIGN 8 POLE, WITH MAST ARMS TC-81.21 DESIGN 13 AND DESIGN 4, AS PER PLAN
632E75410 | EACH | SIGNAL SUPPORT, TYPE TC-12.30 DESIGN 8 POLE, WITH MAST ARMS TC-81.21 DESIGN 13 AND DESIGN 11
632E75411 | EACH | SIGNAL SUPPORT, TYPE TC-12.30 DESIGN 8 POLE, WITH MAST ARMS TC-81.21 DESIGN 13 AND DESIGN 11, AS PER PLAN
632E75450 | EACH | SIGNAL SUPPORT, TYPE TC-12.30 DESIGN 9 POLE, WITH MAST ARMS TC-81.21 DESIGN 13 AND DESIGN 12
632E75451 | EACH | SIGNAL SUPPORT, TYPE TC-12.30 DESIGN 9 POLE, WITH MAST ARMS TC-81.21 DESIGN 13 AND DESIGN 12, AS PER PLAN
632E75454 | EACH | SIGNAL SUPPORT, TYPE TC-12.30 DESIGN 9 POLE, WITH MAST ARMS TC-81.21 DESIGN 13 AND DESIGN 13
632E75455 | EACH | SIGNAL SUPPORT, TYPE TC-12.30 DESIGN 9 POLE, WITH MAST ARMS TC-81.21 DESIGN 13 AND DESIGN 13, AS PER PLAN
632E75458 | EACH | SIGNAL SUPPORT, TYPE TC-12.30 DESIGN 9 POLE, WITH MAST ARMS TC-81.21 DESIGN 14 AND DESIGN 1
632E75460 | EACH | SIGNAL SUPPORT, TYPE TC-12.30 DESIGN 9 POLE, WITH MAST ARMS TC-81.21 DESIGN 14 AND DESIGN 2
632E75461 | EACH | SIGNAL SUPPORT, TYPE TC-12.30 DESIGN 9 POLE, WITH MAST ARMS TC-81.21 DESIGN 14 AND DESIGN 2, AS PER PLAN
632E75464 | EACH | SIGNAL SUPPORT, TYPE TC-12.30 DESIGN 9 POLE, WITH MAST ARMS TC-81.21 DESIGN 14 AND DESIGN 3
632E75468 | EACH | SIGNAL SUPPORT, TYPE TC-12.30 DESIGN 9 POLE, WITH MAST ARMS TC-81.21 DESIGN 14 AND DESIGN 4
632E75469 | EACH | SIGNAL SUPPORT, TYPE TC-12.30 DESIGN 9 POLE, WITH MAST ARMS TC-81.21 DESIGN 14 AND DESIGN 4, AS PER PLAN
632E75480 | EACH | SIGNAL SUPPORT, TYPE TC-12.30 DESIGN 10 POLE, WITH MAST ARMS TC-81.21 DESIGN 14 AND DESIGN 11
632E75481 | EACH | SIGNAL SUPPORT, TYPE TC-12.30 DESIGN 10 POLE, WITH MAST ARMS TC-81.21 DESIGN 14 AND DESIGN 11, AS PER PLAN
632E75484 | EACH | SIGNAL SUPPORT, TYPE TC-12.30 DESIGN 10 POLE, WITH MAST ARMS TC-81.21 DESIGN 14 AND DESIGN 12
632E75485 | EACH | SIGNAL SUPPORT, TYPE TC-12.30 DESIGN 10 POLE, WITH MAST ARMS TC-81.21 DESIGN 14 AND DESIGN 12, AS PER PLAN
632E75490 | EACH | SIGNAL SUPPORT, TYPE TC-12.30 DESIGN 10 POLE, WITH MAST ARMS TC-81.21 DESIGN 14 AND DESIGN 13
632E75494 | EACH | SIGNAL SUPPORT, TYPE TC-12.30 DESIGN 10 POLE, WITH MAST ARMS TC-81.21 DESIGN 14 AND DESIGN 14
632E76066 | EACH | COMBINATION SIGNAL SUPPORT, TYPE TC-81.21 DESIGN 11 POLE, WITH MAST ARMS TC-81.21 DESIGN 3 AND DESIGN 2
632E76204 | EACH | COMBINATION SIGNAL SUPPORT, TYPE TC-12.30 DESIGN 7 POLE, WITH MAST ARMS TC-81.21 DESIGN 13 AND DESIGN 1
632E76206 | EACH | COMBINATION SIGNAL SUPPORT, TYPE TC-12.30 DESIGN 7 POLE, WITH MAST ARMS TC-81.21 DESIGN 13 AND DESIGN 2
632E76207 | EACH | COMBINATION SIGNAL SUPPORT, TYPE TC-12.30 DESIGN 7 POLE, WITH MAST ARMS TC-81.21 DESIGN 13 AND DESIGN 2, AS PER PLAN
632E76208 | EACH | COMBINATION SIGNAL SUPPORT, TYPE TC-12.30 DESIGN 7 POLE, WITH MAST ARMS TC-81.21 DESIGN 13 AND DESIGN 3
632E76209 | EACH | COMBINATION SIGNAL SUPPORT, TYPE TC-12.30 DESIGN 7 POLE, WITH MAST ARMS TC-81.21 DESIGN 13 AND DESIGN 3, AS PER PLAN
632E76400 | EACH | COMBINATION SIGNAL SUPPORT, TYPE TC-12.30 DESIGN 8 POLE, WITH MAST ARMS TC-81.21 DESIGN 13 AND DESIGN 4
632E76401 | EACH | COMBINATION SIGNAL SUPPORT, TYPE TC-12.30 DESIGN 8 POLE, WITH MAST ARMS TC-81.21 DESIGN 13 AND DESIGN 4, AS PER PLAN
632E76410 | EACH | COMBINATION SIGNAL SUPPORT, TYPE TC-12.30 DESIGN 8 POLE, WITH MAST ARMS TC-81.21 DESIGN 13 AND DESIGN 11
632E76411 | EACH | COMBINATION SIGNAL SUPPORT, TYPE TC-12.30 DESIGN 8 POLE, WITH MAST ARMS TC-81.21 DESIGN 13 AND DESIGN 11, AS PER PLAN
632E76450 | EACH | COMBINATION SIGNAL SUPPORT, TYPE TC-12.30 DESIGN 9 POLE, WITH MAST ARMS TC-81.21 DESIGN 13 AND DESIGN 12
632E76454 | EACH | COMBINATION SIGNAL SUPPORT, TYPE TC-12.30 DESIGN 9 POLE, WITH MAST ARMS TC-81.21 DESIGN 13 AND DESIGN 13
632E76455 | EACH | COMBINATION SIGNAL SUPPORT, TYPE TC-12.30 DESIGN 9 POLE, WITH MAST ARMS TC-81.21 DESIGN 13 AND DESIGN 13, AS PER PLAN
632E76458 | EACH | COMBINATION SIGNAL SUPPORT, TYPE TC-12.30 DESIGN 9 POLE, WITH MAST ARMS TC-81.21 DESIGN 14 AND DESIGN 1
632E76460 | EACH | COMBINATION SIGNAL SUPPORT, TYPE TC-12.30 DESIGN 9 POLE, WITH MAST ARMS TC-81.21 DESIGN 14 AND DESIGN 2
632E76461 | EACH | COMBINATION SIGNAL SUPPORT, TYPE TC-12.30 DESIGN 9 POLE, WITH MAST ARMS TC-81.21 DESIGN 14 AND DESIGN 2, AS PER PLAN
632E76464 | EACH | COMBINATION SIGNAL SUPPORT, TYPE TC-12.30 DESIGN 9 POLE, WITH MAST ARMS TC-81.21 DESIGN 14 AND DESIGN 3
632E76468 | EACH | COMBINATION SIGNAL SUPPORT, TYPE TC-12.30 DESIGN 9 POLE, WITH MAST ARMS TC-81.21 DESIGN 14 AND DESIGN 4
632E76469 | EACH | COMBINATION SIGNAL SUPPORT, TYPE TC-12.30 DESIGN 9 POLE, WITH MAST ARMS TC-81.21 DESIGN 14 AND DESIGN 4, AS PER PLAN
632E76480 | EACH | COMBINATION SIGNAL SUPPORT, TYPE TC-12.30 DESIGN 10 POLE, WITH MAST ARMS TC-81.21 DESIGN 14 AND DESIGN 11
632E76484 | EACH | COMBINATION SIGNAL SUPPORT, TYPE TC-12.30 DESIGN 10 POLE, WITH MAST ARMS TC-81.21 DESIGN 14 AND DESIGN 12
632E76490 | EACH | COMBINATION SIGNAL SUPPORT, TYPE TC-12.30 DESIGN 10 POLE, WITH MAST ARMS TC-81.21 DESIGN 14 AND DESIGN 13
632E76494 | EACH | COMBINATION SIGNAL SUPPORT, TYPE TC-12.30 DESIGN 10 POLE, WITH MAST ARMS TC-81.21 DESIGN 14 AND DESIGN 14
632E77002 | EACH | COMBINATION SIGNAL SUPPORT, TYPE TC-81.21 DESIGN 3 POLE, WITH MAST ARMS TC-81.21 DESIGN 1 AND DESIGN 1
632E77003 | EACH | COMBINATION SIGNAL SUPPORT, TYPE TC-81.21 DESIGN 3 POLE, WITH MAST ARMS TC-81.21 DESIGN 1 AND DESIGN 1, AS PER PLAN
632E77012 | EACH | COMBINATION SIGNAL SUPPORT, TYPE TC-81.21 DESIGN 3 POLE, WITH MAST ARMS TC-81.21 DESIGN 2 AND DESIGN 1
632E77013 | EACH | COMBINATION SIGNAL SUPPORT, TYPE TC-81.21 DESIGN 3 POLE, WITH MAST ARMS TC-81.21 DESIGN 2 AND DESIGN 1, AS PER PLAN
632E77022 | EACH | COMBINATION SIGNAL SUPPORT, TYPE TC-81.21 DESIGN 4 POLE, WITH MAST ARMS TC-81.21 DESIGN 2 AND DESIGN 2
632E77023 | EACH | COMBINATION SIGNAL SUPPORT, TYPE TC-81.21 DESIGN 4 POLE, WITH MAST ARMS TC-81.21 DESIGN 2 AND DESIGN 2, AS PER PLAN
632E77032 | EACH | COMBINATION SIGNAL SUPPORT, TYPE TC-81.21 DESIGN 4 POLE, WITH MAST ARMS TC-81.21 DESIGN 3 AND DESIGN 1
632E77033 | EACH | COMBINATION SIGNAL SUPPORT, TYPE TC-81.21 DESIGN 4 POLE, WITH MAST ARMS TC-81.21 DESIGN 3 AND DESIGN 1, AS PER PLAN
632E77042 | EACH | COMBINATION SIGNAL SUPPORT, TYPE TC-81.21 DESIGN 4 POLE, WITH MAST ARMS TC-81.21 DESIGN 3 AND DESIGN 2
632E77043 | EACH | COMBINATION SIGNAL SUPPORT, TYPE TC-81.21 DESIGN 4 POLE, WITH MAST ARMS TC-81.21 DESIGN 3 AND DESIGN 2, AS PER PLAN
632E77052 | EACH | COMBINATION SIGNAL SUPPORT, TYPE TC-81.21 DESIGN 4 POLE, WITH MAST ARMS TC-81.21 DESIGN 3 AND DESIGN 3
632E77053 | EACH | COMBINATION SIGNAL SUPPORT, TYPE TC-81.21 DESIGN 4 POLE, WITH MAST ARMS TC-81.21 DESIGN 3 AND DESIGN 3, AS PER PLAN
632E77062 | EACH | COMBINATION SIGNAL SUPPORT, TYPE TC-81.21 DESIGN 11 POLE, WITH MAST ARMS TC-81.21 DESIGN 4 AND DESIGN 1
632E77063 | EACH | COMBINATION SIGNAL SUPPORT, TYPE TC-81.21 DESIGN 11 POLE, WITH MAST ARMS TC-81.21 DESIGN 4 AND DESIGN 1, AS PER PLAN
632E77072 | EACH | COMBINATION SIGNAL SUPPORT, TYPE TC-81.21 DESIGN 11 POLE, WITH MAST ARMS TC-81.21 DESIGN 4 AND DESIGN 2
632E77073 | EACH | COMBINATION SIGNAL SUPPORT, TYPE TC-81.21 DESIGN 11 POLE, WITH MAST ARMS TC-81.21 DESIGN 4 AND DESIGN 2, AS PER PLAN
632E77082 | EACH | COMBINATION SIGNAL SUPPORT, TYPE TC-81.21 DESIGN 12 POLE, WITH MAST ARMS TC-81.21 DESIGN 4 AND DESIGN 3
632E77083 | EACH | COMBINATION SIGNAL SUPPORT, TYPE TC-81.21 DESIGN 12 POLE, WITH MAST ARMS TC-81.21 DESIGN 4 AND DESIGN 3, AS PER PLAN
632E77092 | EACH | COMBINATION SIGNAL SUPPORT, TYPE TC-81.21 DESIGN 12 POLE, WITH MAST ARMS TC-81.21 DESIGN 11 AND DESIGN 1
632E77093 | EACH | COMBINATION SIGNAL SUPPORT, TYPE TC-81.21 DESIGN 12 POLE, WITH MAST ARMS TC-81.21 DESIGN 11 AND DESIGN 1, AS PER PLAN
632E77102 | EACH | COMBINATION SIGNAL SUPPORT, TYPE TC-81.21 DESIGN 12 POLE, WITH MAST ARMS TC-81.21 DESIGN 11 AND DESIGN 2
632E77103 | EACH | COMBINATION SIGNAL SUPPORT, TYPE TC-81.21 DESIGN 12 POLE, WITH MAST ARMS TC-81.21 DESIGN 11 AND DESIGN 2, AS PER PLAN
632E77112 | EACH | COMBINATION SIGNAL SUPPORT, TYPE TC-81.21 DESIGN 12 POLE, WITH MAST ARMS TC-81.21 DESIGN 11 AND DESIGN 3
632E77113 | EACH | COMBINATION SIGNAL SUPPORT, TYPE TC-81.21 DESIGN 12 POLE, WITH MAST ARMS TC-81.21 DESIGN 11 AND DESIGN 3, AS PER PLAN
632E77118 | EACH | COMBINATION SIGNAL SUPPORT, TYPE TC-12.30 DESIGN 5 POLE, WITH MAST ARMS TC-81.21 DESIGN 3 AND DESIGN 3
632E77122 | EACH | COMBINATION SIGNAL SUPPORT, TYPE TC-12.30 DESIGN 5 POLE, WITH MAST ARMS TC-81.21 DESIGN 4 AND DESIGN 4
632E77123 | EACH | COMBINATION SIGNAL SUPPORT, TYPE TC-12.30 DESIGN 5 POLE, WITH MAST ARMS TC-81.21 DESIGN 4 AND DESIGN 4, AS PER PLAN
632E77126 | EACH | COMBINATION SIGNAL SUPPORT, TYPE TC-12.30 DESIGN 5 POLE, WITH MAST ARMS TC-81.21 DESIGN 1 AND DESIGN 11
632E77128 | EACH | COMBINATION SIGNAL SUPPORT, TYPE TC-12.30 DESIGN 5 POLE, WITH MAST ARMS TC-81.21 DESIGN 2 AND DESIGN 11
632E77132 | EACH | COMBINATION SIGNAL SUPPORT, TYPE TC-12.30 DESIGN 5 POLE, WITH MAST ARMS TC-81.21 DESIGN 11 AND DESIGN 4
632E77133 | EACH | COMBINATION SIGNAL SUPPORT, TYPE TC-12.30 DESIGN 5 POLE, WITH MAST ARMS TC-81.21 DESIGN 11 AND DESIGN 4, AS PER PLAN
632E77142 | EACH | COMBINATION SIGNAL SUPPORT, TYPE TC-12.30 DESIGN 5 POLE, WITH MAST ARMS TC-81.21 DESIGN 12 AND DESIGN 1
632E77152 | EACH | COMBINATION SIGNAL SUPPORT, TYPE TC-12.30 DESIGN 5 POLE, WITH MAST ARMS TC-81.21 DESIGN 12 AND DESIGN 2
632E77153 | EACH | COMBINATION SIGNAL SUPPORT, TYPE TC-12.30 DESIGN 5 POLE, WITH MAST ARMS TC-81.21 DESIGN 12 AND DESIGN 2, AS PER PLAN
632E77162 | EACH | COMBINATION SIGNAL SUPPORT, TYPE TC-12.30 DESIGN 5 POLE, WITH MAST ARMS TC-81.21 DESIGN 12 AND DESIGN 3
632E77163 | EACH | COMBINATION SIGNAL SUPPORT, TYPE TC-12.30 DESIGN 5 POLE, WITH MAST ARMS TC-81.21 DESIGN 12 AND DESIGN 3, AS PER PLAN
632E77172 | EACH | COMBINATION SIGNAL SUPPORT, TYPE TC-12.30 DESIGN 6 POLE, WITH MAST ARMS TC-81.21 DESIGN 11 AND DESIGN 11
632E77173 | EACH | COMBINATION SIGNAL SUPPORT, TYPE TC-12.30 DESIGN 6 POLE, WITH MAST ARMS TC-81.21 DESIGN 11 AND DESIGN 11, AS PER PLAN
632E77182 | EACH | COMBINATION SIGNAL SUPPORT, TYPE TC-12.30 DESIGN 6 POLE, WITH MAST ARMS TC-81.21 DESIGN 12 AND DESIGN 4
632E77192 | EACH | COMBINATION SIGNAL SUPPORT, TYPE TC-12.30 DESIGN 6 POLE, WITH MAST ARMS TC-81.21 DESIGN 12 AND DESIGN 11
632E77193 | EACH | COMBINATION SIGNAL SUPPORT, TYPE TC-12.30 DESIGN 6 POLE, WITH MAST ARMS TC-81.21 DESIGN 12 AND DESIGN 11, AS PER PLAN
632E77196 | EACH | COMBINATION SIGNAL SUPPORT, TYPE TC-12.30 DESIGN 7 POLE, WITH MAST ARMS TC-81.21 DESIGN 11 AND DESIGN 12
632E77202 | EACH | COMBINATION SIGNAL SUPPORT, TYPE TC-12.30 DESIGN 7 POLE, WITH MAST ARMS TC-81.21 DESIGN 12 AND DESIGN 12
632E77210 | EACH | COMBINATION SIGNAL SUPPORT, TYPE TC-12.30 DESIGN 11 POLE, WITH MAST ARMS TC-81.21 DESIGN 14 AND DESIGN 13
632E77220 | EACH | COMBINATION SIGNAL SUPPORT, TYPE TC-12.30 DESIGN 12 POLE, WITH MAST ARMS TC-81.21 DESIGN 14 AND DESIGN 14
632E77221 | EACH | COMBINATION SIGNAL SUPPORT, TYPE TC-12.30 DESIGN 12 POLE, WITH MAST ARMS TC-81.21 DESIGN 14 AND DESIGN 14, AS PER PLAN
632E77232 | EACH | SIGNAL SUPPORT, MECHANICAL DAMPER FOR TC-81.21 MAST ARM (GREATER THAN 39' IN LENGTH)
632E77233 | EACH | SIGNAL SUPPORT, MECHANICAL DAMPER FOR TC-81.21 MAST ARM (GREATER THAN 39' IN LENGTH), AS PER PLAN
632E80102 | EACH | SIGNAL SUPPORT, TYPE TC-81.21, DESIGN 1
632E80103 | EACH | SIGNAL SUPPORT, TYPE TC-81.21, DESIGN 1, AS PER PLAN
632E80202 | EACH | SIGNAL SUPPORT, TYPE TC-81.21, DESIGN 2
632E80203 | EACH | SIGNAL SUPPORT, TYPE TC-81.21, DESIGN 2, AS PER PLAN
632E80302 | EACH | SIGNAL SUPPORT, TYPE TC-81.21, DESIGN 3
632E80303 | EACH | SIGNAL SUPPORT, TYPE TC-81.21, DESIGN 3, AS PER PLAN
632E80402 | EACH | SIGNAL SUPPORT, TYPE TC-81.21, DESIGN 4
632E80403 | EACH | SIGNAL SUPPORT, TYPE TC-81.21, DESIGN 4, AS PER PLAN
632E80502 | EACH | SIGNAL SUPPORT, TYPE TC-81.21, DESIGN 11
632E80503 | EACH | SIGNAL SUPPORT, TYPE TC-81.21, DESIGN 11, AS PER PLAN
632E80602 | EACH | SIGNAL SUPPORT, TYPE TC-81.21, DESIGN 12
632E80603 | EACH | SIGNAL SUPPORT, TYPE TC-81.21, DESIGN 12, AS PER PLAN
632E80620 | EACH | SIGNAL SUPPORT, TYPE TC-81.21, DESIGN 13
632E80621 | EACH | SIGNAL SUPPORT, TYPE TC-81.21, DESIGN 13, AS PER PLAN
632E80628 | EACH | SIGNAL SUPPORT, TYPE TC-81.21, DESIGN 14
632E80629 | EACH | SIGNAL SUPPORT, TYPE TC-81.21, DESIGN 14, AS PER PLAN
632E80700 | EACH | SIGNAL SUPPORT, MISC.: | ADD SUPPLEMENTAL DESCRIPTION
632E80970 | EACH | COMBINATION SIGNAL SUPPORT, TYPE TC-81.21, DESIGN 1
632E80971 | EACH | COMBINATION SIGNAL SUPPORT, TYPE TC-81.21, DESIGN 1, AS PER PLAN
632E80980 | EACH | COMBINATION SIGNAL SUPPORT, TYPE TC-81.21, DESIGN 2
632E80981 | EACH | COMBINATION SIGNAL SUPPORT, TYPE TC-81.21, DESIGN 2, AS PER PLAN
632E80990 | EACH | COMBINATION SIGNAL SUPPORT, TYPE TC-81.21, DESIGN 3
632E80991 | EACH | COMBINATION SIGNAL SUPPORT, TYPE TC-81.21, DESIGN 3, AS PER PLAN
632E81000 | EACH | COMBINATION SIGNAL SUPPORT, TYPE TC-81.21, DESIGN 4
632E81001 | EACH | COMBINATION SIGNAL SUPPORT, TYPE TC-81.21, DESIGN 4, AS PER PLAN
632E81010 | EACH | COMBINATION SIGNAL SUPPORT, TYPE TC-12.30, DESIGN 5
632E81011 | EACH | COMBINATION SIGNAL SUPPORT, TYPE TC-12.30, DESIGN 5, AS PER PLAN
632E81020 | EACH | COMBINATION SIGNAL SUPPORT, TYPE TC-12.30, DESIGN 6
632E81021 | EACH | COMBINATION SIGNAL SUPPORT, TYPE TC-12.30, DESIGN 6, AS PER PLAN
632E81030 | EACH | COMBINATION SIGNAL SUPPORT, TYPE TC-12.30, DESIGN 7
632E81040 | EACH | COMBINATION SIGNAL SUPPORT, TYPE TC-12.30, DESIGN 8
632E81052 | EACH | COMBINATION SIGNAL SUPPORT, TYPE TC-81.21, DESIGN 2
632E81070 | EACH | COMBINATION SIGNAL SUPPORT, TYPE TC-81.21, DESIGN 11
632E81071 | EACH | COMBINATION SIGNAL SUPPORT, TYPE TC-81.21, DESIGN 11, AS PER PLAN
632E81080 | EACH | COMBINATION SIGNAL SUPPORT, TYPE TC-81.21, DESIGN 12
632E81081 | EACH | COMBINATION SIGNAL SUPPORT, TYPE TC-81.21, DESIGN 12, AS PER PLAN
632E81090 | EACH | COMBINATION SIGNAL SUPPORT, TYPE TC-81.21, DESIGN 13
632E81091 | EACH | COMBINATION SIGNAL SUPPORT, TYPE TC-81.21, DESIGN 13, AS PER PLAN
632E81094 | EACH | COMBINATION SIGNAL SUPPORT, TYPE TC-81.21, DESIGN 14
632E81095 | EACH | COMBINATION SIGNAL SUPPORT, TYPE TC-81.21, DESIGN 14, AS PER PLAN
632E81700 | EACH | COMBINATION SIGNAL SUPPORT, MISC.: | ADD SUPPLEMENTAL DESCRIPTION
632E82100 | EACH | STRAIN POLE, TYPE TC-81.10, DESIGN 1
632E82101 | EACH | STRAIN POLE, TYPE TC-81.10, DESIGN 1, AS PER PLAN
632E82200 | EACH | STRAIN POLE, TYPE TC-81.10, DESIGN 2
632E82201 | EACH | STRAIN POLE, TYPE TC-81.10, DESIGN 2, AS PER PLAN
632E82300 | EACH | STRAIN POLE, TYPE TC-81.10, DESIGN 3
632E82301 | EACH | STRAIN POLE, TYPE TC-81.10, DESIGN 3, AS PER PLAN
632E82400 | EACH | STRAIN POLE, TYPE TC-81.10, DESIGN 4
632E82401 | EACH | STRAIN POLE, TYPE TC-81.10, DESIGN 4, AS PER PLAN
632E82500 | EACH | STRAIN POLE, TYPE TC-81.10, DESIGN 5
632E82501 | EACH | STRAIN POLE, TYPE TC-81.10, DESIGN 5, AS PER PLAN
632E82600 | EACH | STRAIN POLE, TYPE TC-81.10, DESIGN 6
632E82601 | EACH | STRAIN POLE, TYPE TC-81.10, DESIGN 6, AS PER PLAN
632E82700 | EACH | STRAIN POLE, TYPE TC-81.10, DESIGN 7
632E82701 | EACH | STRAIN POLE, TYPE TC-81.10, DESIGN 7, AS PER PLAN
632E82800 | EACH | STRAIN POLE, TYPE TC-81.10, DESIGN 8
632E82801 | EACH | STRAIN POLE, TYPE TC-81.10, DESIGN 8, AS PER PLAN
632E82900 | EACH | STRAIN POLE, TYPE TC-81.10, DESIGN 9
632E82901 | EACH | STRAIN POLE, TYPE TC-81.10, DESIGN 9, AS PER PLAN
632E83000 | EACH | STRAIN POLE, TYPE TC-81.10, DESIGN 10
632E83001 | EACH | STRAIN POLE, TYPE TC-81.10, DESIGN 10, AS PER PLAN
632E83100 | EACH | STRAIN POLE, TYPE TC-81.10, DESIGN 11
632E83101 | EACH | STRAIN POLE, TYPE TC-81.10, DESIGN 11, AS PER PLAN
632E83200 | EACH | STRAIN POLE, TYPE TC-81.10, DESIGN 12
632E83201 | EACH | STRAIN POLE, TYPE TC-81.10, DESIGN 12, AS PER PLAN
632E83300 | EACH | STRAIN POLE, TYPE TC-81.10, DESIGN 13
632E83301 | EACH | STRAIN POLE, TYPE TC-81.10, DESIGN 13, AS PER PLAN
632E83400 | EACH | STRAIN POLE, TYPE TC-81.10, DESIGN 14
632E83401 | EACH | STRAIN POLE, TYPE TC-81.10, DESIGN 14, AS PER PLAN
632E83500 | EACH | STRAIN POLE, TYPE TC-81.10, DESIGN 5, INSTALLATION ONLY
632E83501 | EACH | STRAIN POLE, TYPE TC-81.10, DESIGN 5, INSTALLATION ONLY, AS PER PLAN
632E83502 | EACH | STRAIN POLE, TYPE TC-81.10, DESIGN 6, INSTALLATION ONLY
632E83503 | EACH | STRAIN POLE, TYPE TC-81.10, DESIGN 6, INSTALLATION ONLY, AS PER PLAN
632E83504 | EACH | STRAIN POLE, TYPE TC-81.10, DESIGN 7, INSTALLATION ONLY
632E83505 | EACH | STRAIN POLE, TYPE TC-81.10, DESIGN 7, INSTALLATION ONLY, AS PER PLAN
632E83506 | EACH | STRAIN POLE, TYPE TC-81.10, DESIGN 10, INSTALLATION ONLY
632E83507 | EACH | STRAIN POLE, TYPE TC-81.10, DESIGN 10, INSTALLATION ONLY, AS PER PLAN
632E83508 | EACH | STRAIN POLE, TYPE TC-81.10, DESIGN 8, INSTALLATION ONLY
632E83509 | EACH | STRAIN POLE, TYPE TC-81.10, DESIGN 8, INSTALLATION ONLY, AS PER PLAN
632E83600 | EACH | STRAIN POLE, MISC.: | ADD SUPPLEMENTAL DESCRIPTION
632E84100 | EACH | COMBINATION STRAIN POLE, TYPE TC-81.10, DESIGN 1
632E84101 | EACH | COMBINATION STRAIN POLE, TYPE TC-81.10, DESIGN 1, AS PER PLAN
632E84200 | EACH | COMBINATION STRAIN POLE, TYPE TC-81.10, DESIGN 2
632E84201 | EACH | COMBINATION STRAIN POLE, TYPE TC-81.10, DESIGN 2, AS PER PLAN
632E84300 | EACH | COMBINATION STRAIN POLE, TYPE TC-81.10, DESIGN 3
632E84301 | EACH | COMBINATION STRAIN POLE, TYPE TC-81.10, DESIGN 3, AS PER PLAN
632E84400 | EACH | COMBINATION STRAIN POLE, TYPE TC-81.10, DESIGN 4
632E84401 | EACH | COMBINATION STRAIN POLE, TYPE TC-81.10, DESIGN 4, AS PER PLAN
632E84500 | EACH | COMBINATION STRAIN POLE, TYPE TC-81.10, DESIGN 5
632E84501 | EACH | COMBINATION STRAIN POLE, TYPE TC-81.10, DESIGN 5, AS PER PLAN
632E84600 | EACH | COMBINATION STRAIN POLE, TYPE TC-81.10, DESIGN 6
632E84601 | EACH | COMBINATION STRAIN POLE, TYPE TC-81.10, DESIGN 6, AS PER PLAN
632E84700 | EACH | COMBINATION STRAIN POLE, TYPE TC-81.10, DESIGN 7
632E84701 | EACH | COMBINATION STRAIN POLE, TYPE TC-81.10, DESIGN 7, AS PER PLAN
632E84800 | EACH | COMBINATION STRAIN POLE, TYPE TC-81.10, DESIGN 8
632E84801 | EACH | COMBINATION STRAIN POLE, TYPE TC-81.10, DESIGN 8, AS PER PLAN
632E84900 | EACH | COMBINATION STRAIN POLE, TYPE TC-81.10, DESIGN 9
632E84901 | EACH | COMBINATION STRAIN POLE, TYPE TC-81.10, DESIGN 9, AS PER PLAN
632E85000 | EACH | COMBINATION STRAIN POLE, TYPE TC-81.10, DESIGN 10
632E85001 | EACH | COMBINATION STRAIN POLE, TYPE TC-81.10, DESIGN 10, AS PER PLAN
632E85100 | EACH | COMBINATION STRAIN POLE, TYPE TC-81.10, DESIGN 11
632E85101 | EACH | COMBINATION STRAIN POLE, TYPE TC-81.10, DESIGN 11, AS PER PLAN
632E85200 | EACH | COMBINATION STRAIN POLE, TYPE TC-81.10, DESIGN 12
632E85201 | EACH | COMBINATION STRAIN POLE, TYPE TC-81.10, DESIGN 12, AS PER PLAN
632E85300 | EACH | COMBINATION STRAIN POLE, TYPE TC-81.10 AND SIGN SUPPORT, TYPE TC-9.10 (WITH LIGHT POLE EXTENSION)
632E85302 | EACH | COMBINATION SIGNAL SUPPORT, TYPE TC-81.21 AND SIGN SUPPORT, TYPE TC-12.30
632E85303 | EACH | COMBINATION SIGNAL SUPPORT, TYPE TC-81.21 AND SIGN SUPPORT, TYPE TC-12.30, AS PER PLAN
632E85304 | EACH | COMBINATION STRAIN POLE, TYPE TC-81.10 AND SIGN SUPPORT, TYPE TC-9.10
632E85320 | EACH | COMBINATION STRAIN POLE, TYPE TC-81.10, DESIGN 13
632E85321 | EACH | COMBINATION STRAIN POLE, TYPE TC-81.10, DESIGN 13, AS PER PLAN
632E85400 | EACH | COMBINATION STRAIN POLE, TYPE TC-81.10, DESIGN 14
632E85401 | EACH | COMBINATION STRAIN POLE, TYPE TC-81.10, DESIGN 14, AS PER PLAN
632E89250 | EACH | POLE ENTRANCE FITTING
632E89251 | EACH | POLE ENTRANCE FITTING, AS PER PLAN
632E89300 | EACH | WOOD POLE
632E89301 | EACH | WOOD POLE, AS PER PLAN
632E89400 | EACH | DOWN GUY
632E89401 | EACH | DOWN GUY, AS PER PLAN
632E89500 | EACH | PEDESTAL, 3'
632E89501 | EACH | PEDESTAL, 3', AS PER PLAN
632E89510 | EACH | PEDESTAL, 5'
632E89511 | EACH | PEDESTAL, 5', AS PER PLAN
632E89520 | EACH | PEDESTAL, 6'
632E89521 | EACH | PEDESTAL, 6', AS PER PLAN
632E89600 | EACH | PEDESTAL, 8'
632E89601 | EACH | PEDESTAL, 8', AS PER PLAN
632E89610 | EACH | PEDESTAL, 9'
632E89611 | EACH | PEDESTAL, 9', AS PER PLAN
632E89700 | EACH | PEDESTAL, 11'
632E89701 | EACH | PEDESTAL, 11', AS PER PLAN
632E89750 | EACH | PEDESTAL, 15'
632E89800 | EACH | PEDESTAL, 3', TRANSFORMER BASE
632E89801 | EACH | PEDESTAL, 3', TRANSFORMER BASE, AS PER PLAN
632E89802 | EACH | PEDESTAL, 5', TRANSFORMER BASE
632E89803 | EACH | PEDESTAL, 5', TRANSFORMER BASE, AS PER PLAN
632E89804 | EACH | PEDESTAL, 7', TRANSFORMER BASE
632E89805 | EACH | PEDESTAL, 7', TRANSFORMER BASE, AS PER PLAN
632E89806 | EACH | PEDESTAL, 6', TRANSFORMER BASE
632E89807 | EACH | PEDESTAL, 6', TRANSFORMER BASE, AS PER PLAN
632E89900 | EACH | PEDESTAL, 8', TRANSFORMER BASE
632E89901 | EACH | PEDESTAL, 8', TRANSFORMER BASE, AS PER PLAN
632E89904 | EACH | PEDESTAL, 10', TRANSFORMER BASE
632E89905 | EACH | PEDESTAL, 10', TRANSFORMER BASE, AS PER PLAN
632E90000 | EACH | PEDESTAL, 11', TRANSFORMER BASE
632E90001 | EACH | PEDESTAL, 11', TRANSFORMER BASE, AS PER PLAN
632E90008 | EACH | PEDESTAL, 15', TRANSFORMER BASE
632E90010 | EACH | PEDESTAL, MISC.: | ADD SUPPLEMENTAL DESCRIPTION
632E90020 | EACH | REMOVAL OF MISCELLANEOUS TRAFFIC SIGNAL ITEM | ADD SUPPLEMENTAL DESCRIPTION
632E90030 | FT | REMOVAL OF MISCELLANEOUS TRAFFIC SIGNAL ITEM | ADD SUPPLEMENTAL DESCRIPTION
632E90100 | EACH | REMOVAL OF TRAFFIC SIGNAL INSTALLATION
632E90101 | EACH | REMOVAL OF TRAFFIC SIGNAL INSTALLATION, AS PER PLAN
632E90102 | EACH | REMOVAL OF TRAFFIC SIGNAL INSTALLATION FOR STORAGE
632E90103 | EACH | REMOVAL OF TRAFFIC SIGNAL INSTALLATION FOR STORAGE, AS PER PLAN
632E90104 | EACH | REUSE OF TRAFFIC CONTROL ITEM | SPECIFY TYPE OF ITEM
632E90200 | EACH | REUSE OF VEHICULAR SIGNAL HEAD
632E90201 | EACH | REUSE OF VEHICULAR SIGNAL HEAD, AS PER PLAN
632E90202 | EACH | REUSE OF PEDESTRIAN SIGNAL HEAD
632E90203 | EACH | REUSE OF PEDESTRIAN SIGNAL HEAD, AS PER PLAN
632E90204 | EACH | REUSE OF LOOP DETECTOR UNIT
632E90206 | EACH | REUSE OF SIGNAL SUPPORT
632E90207 | EACH | REUSE OF SIGNAL SUPPORT, AS PER PLAN
632E90208 | EACH | REUSE OF STRAIN POLE
632E90209 | EACH | REUSE OF STRAIN POLE, AS PER PLAN
632E90210 | EACH | REUSE OF PEDESTRIAN PUSHBUTTON
632E90211 | EACH | REUSE OF PEDESTRIAN PUSHBUTTON, AS PER PLAN
632E90212 | EACH | REUSE OF CONTROLLER
632E90213 | EACH | REUSE OF CONTROLLER, AS PER PLAN
632E90300 | LS | SIGNALIZATION, MISC.: | ADD SUPPLEMENTAL DESCRIPTION
632E90400 | EACH | SIGNALIZATION, MISC.: | ADD SUPPLEMENTAL DESCRIPTION
632E90500 | FT | SIGNALIZATION, MISC.: | ADD SUPPLEMENTAL DESCRIPTION
632E90600 | CY | SIGNALIZATION, MISC.: | ADD SUPPLEMENTAL DESCRIPTION
632E90700 | MNTH | SIGNALIZATION, MISC.: | ADD SUPPLEMENTAL DESCRIPTION
632E90800 | HOUR | SIGNALIZATION, MISC.: | ADD SUPPLEMENTAL DESCRIPTION
632E90900 | DAY | SIGNALIZATION, MISC.: | ADD SUPPLEMENTAL DESCRIPTION
632E99000 | LS | SPECIAL - TRAFFIC SIGNALS | DESIGN BUILD PROJECTS ONLY
633E01551 | EACH | CONTROLLER UNIT, TYPE TS2/A2, WITH CABINET, TYPE TS2, AS PER PLAN | WILL BE OBSOLETE 4/24/20
633E01580 | EACH | CONTROLLER UNIT, TYPE TS2/A2, WITH CABINET, TYPE TS1 | WILL BE OBSOLETE 4/24/20
633E01581 | EACH | CONTROLLER UNIT, TYPE TS2/A2, WITH CABINET, TYPE TS1, AS PER PLAN | WILL BE OBSOLETE 4/24/20
633E45000 | EACH | GPS (GLOBAL POSITIONING SYSTEM) CLOCK ASSEMBLY
633E65510 | EACH | CABINET, TYPE TS-2
633E65511 | EACH | CABINET, TYPE TS-2, AS PER PLAN
633E65520 | EACH | CABINET, TYPE 332
633E65521 | EACH | CABINET, TYPE 332, AS PER PLAN
633E65522 | EACH | CABINET, TYPE 332L
633E65523 | EACH | CABINET, TYPE 332L, AS PER PLAN
633E65530 | EACH | CABINET, TYPE 336
633E65531 | EACH | CABINET, TYPE 336, AS PER PLAN
633E65532 | EACH | CABINET, TYPE 336L
633E65533 | EACH | CABINET, TYPE 336L, AS PER PLAN
633E65560 | EACH | CABINET, TYPE TS-2, FURNISH ONLY
633E65570 | EACH | CABINET, TYPE 332, FURNISH ONLY
633E65572 | EACH | CABINET, TYPE 332L, FURNISH ONLY
633E65580 | EACH | CABINET, TYPE 336, FURNISH ONLY
633E65582 | EACH | CABINET, TYPE 336L, FURNISH ONLY
633E67100 | EACH | CABINET FOUNDATION
633E67101 | EACH | CABINET FOUNDATION, AS PER PLAN
633E67200 | EACH | CONTROLLER WORK PAD
633E67201 | EACH | CONTROLLER WORK PAD, AS PER PLAN
633E67300 | EACH | PREEMPTION
633E67301 | EACH | PREEMPTION, AS PER PLAN
633E67310 | EACH | PREEMPTION RECEIVING UNIT
633E67311 | EACH | PREEMPTION RECEIVING UNIT, AS PER PLAN
633E67320 | FT | PREEMPTION DETECTOR CABLE
633E67321 | FT | PREEMPTION DETECTOR CABLE, AS PER PLAN
633E67350 | EACH | PREEMPTION PHASE SELECTOR
633E67351 | EACH | PREEMPTION PHASE SELECTOR, AS PER PLAN
633E67400 | EACH | PREEMPTION CONFIRMATION LIGHT
633E67401 | EACH | PREEMPTION CONFIRMATION LIGHT, AS PER PLAN
633E67500 | EACH | UNINTERRUPTIBLE POWER SUPPLY (UPS), BATTERY REPLACEMENT
633E67501 | EACH | UNINTERRUPTIBLE POWER SUPPLY (UPS), BATTERY REPLACEMENT, AS PER PLAN
633E68002 | EACH | CENTRALLY CONTROLLED ARTERIAL TRAFFIC SIGNAL SYSTEM
633E68010 | EACH | CENTRAL SIGNAL SYSTEM CONTROL STATION (CSSCS)
633E68500 | EACH | TELEPHONE SERVICE
633E68501 | EACH | TELEPHONE SERVICE, AS PER PLAN
633E68510 | EACH | COMMUNICATIONS
633E68511 | EACH | COMMUNICATIONS, AS PER PLAN
633E71000 | EACH | FLASHER CONTROLLER
633E71001 | EACH | FLASHER CONTROLLER, AS PER PLAN
633E72000 | LS | TRAINING
633E72001 | LS | TRAINING, AS PER PLAN
633E74000 | EACH | UNINTERRUPTIBLE POWER SUPPLY (UPS)
633E74001 | EACH | UNINTERRUPTIBLE POWER SUPPLY (UPS), AS PER PLAN
633E75000 | EACH | UNINTERRUPTIBLE POWER SUPPLY (UPS), 1000 WATT
633E75001 | EACH | UNINTERRUPTIBLE POWER SUPPLY (UPS), 1000 WATT, AS PER PLAN
633E99000 | EACH | CONTROLLER ITEM, MISC.: | ADD SUPPLEMENTAL DESCRIPTION
633E99300 | LS | CONTROLLER ITEM, MISC.: | ADD SUPPLEMENTAL DESCRIPTION
633E99400 | HOUR | CONTROLLER ITEM, MISC.: | ADD SUPPLEMENTAL DESCRIPTION
638E00090 | FT | 3" WATER MAIN DUCTILE IRON PIPE ANSI CLASS 52, BOLTLESS-RESTRAINED JOINTS AND FITTINGS
638E00091 | FT | 3" WATER MAIN DUCTILE IRON PIPE ANSI CLASS 52, BOLTLESS-RESTRAINED JOINTS AND FITTINGS, AS PER PLAN
638E00100 | FT | 4" WATER MAIN DUCTILE IRON PIPE ANSI CLASS 52, PUSH-ON JOINTS AND FITTINGS
638E00101 | FT | 4" WATER MAIN DUCTILE IRON PIPE ANSI CLASS 52, PUSH-ON JOINTS AND FITTINGS, AS PER PLAN
638E00104 | FT | 4" WATER MAIN DUCTILE IRON PIPE ANSI CLASS 53, PUSH-ON JOINTS AND FITTINGS
638E00105 | FT | 4" WATER MAIN DUCTILE IRON PIPE ANSI CLASS 53, PUSH-ON JOINTS AND FITTINGS, AS PER PLAN
638E00200 | FT | 4" WATER MAIN DUCTILE IRON PIPE ANSI CLASS 52, MECHANICAL JOINTS AND FITTINGS
638E00201 | FT | 4" WATER MAIN DUCTILE IRON PIPE ANSI CLASS 52, MECHANICAL JOINTS AND FITTINGS, AS PER PLAN
638E00204 | FT | 4" WATER MAIN DUCTILE IRON PIPE ANSI CLASS 53, MECHANICAL JOINTS AND FITTINGS
638E00205 | FT | 4" WATER MAIN DUCTILE IRON PIPE ANSI CLASS 53, MECHANICAL JOINTS AND FITTINGS, AS PER PLAN
638E00300 | FT | 4" WATER MAIN DUCTILE IRON PIPE ANSI CLASS 52, BOLTLESS-RESTRAINED JOINTS AND FITTINGS
638E00301 | FT | 4" WATER MAIN DUCTILE IRON PIPE ANSI CLASS 52, BOLTLESS-RESTRAINED JOINTS AND FITTINGS, AS PER PLAN
638E00304 | FT | 4" WATER MAIN DUCTILE IRON PIPE ANSI CLASS 53, BOLTLESS-RESTRAINED JOINTS AND FITTINGS
638E00305 | FT | 4" WATER MAIN DUCTILE IRON PIPE ANSI CLASS 53, BOLTLESS-RESTRAINED JOINTS AND FITTINGS, AS PER PLAN
638E00390 | FT | 4" WATER MAIN POLYVINYL CHLORIDE PIPE AND FITTINGS
638E00391 | FT | 4" WATER MAIN POLYVINYL CHLORIDE PIPE AND FITTINGS, AS PER PLAN
638E00400 | FT | 4" WATER MAIN POLYVINYL CHLORIDE PIPE AND FITTINGS, ASTM SDR 26
638E00450 | FT | 4" WATER MAIN POLYVINYL CHLORIDE PIPE AND FITTINGS, ASTM SDR 21
638E00451 | FT | 4" WATER MAIN POLYVINYL CHLORIDE PIPE AND FITTINGS, ASTM SDR 21, AS PER PLAN
638E00520 | FT | 4" WATER MAIN POLYVINYL CHLORIDE PIPE AND FITTINGS, AWWA C900, DR18
638E00521 | FT | 4" WATER MAIN POLYVINYL CHLORIDE PIPE AND FITTINGS, AWWA C900, DR18, AS PER PLAN
638E00600 | FT | 6" WATER MAIN DUCTILE IRON PIPE ANSI CLASS 52, PUSH-ON JOINTS AND FITTINGS
638E00601 | FT | 6" WATER MAIN DUCTILE IRON PIPE ANSI CLASS 52, PUSH-ON JOINTS AND FITTINGS, AS PER PLAN
638E00604 | FT | 6" WATER MAIN DUCTILE IRON PIPE ANSI CLASS 53, PUSH-ON JOINTS AND FITTINGS
638E00605 | FT | 6" WATER MAIN DUCTILE IRON PIPE ANSI CLASS 53, PUSH-ON JOINTS AND FITTINGS, AS PER PLAN
638E00606 | FT | 6" WATER MAIN DUCTILE IRON PIPE ANSI CLASS 54, PUSH-ON JOINTS AND FITTINGS
638E00700 | FT | 6" WATER MAIN DUCTILE IRON PIPE ANSI CLASS 52, MECHANICAL JOINTS AND FITTINGS
638E00701 | FT | 6" WATER MAIN DUCTILE IRON PIPE ANSI CLASS 52, MECHANICAL JOINTS AND FITTINGS, AS PER PLAN
638E00704 | FT | 6" WATER MAIN DUCTILE IRON PIPE ANSI CLASS 53, MECHANICAL JOINTS AND FITTINGS
638E00705 | FT | 6" WATER MAIN DUCTILE IRON PIPE ANSI CLASS 53, MECHANICAL JOINTS AND FITTINGS, AS PER PLAN
638E00706 | FT | 6" WATER MAIN DUCTILE IRON PIPE ANSI CLASS 54, MECHANICAL JOINTS AND FITTINGS
638E00708 | FT | 6" WATER MAIN DUCTILE IRON PIPE ANSI CLASS 56, MECHANICAL JOINTS AND FITTINGS
638E00800 | FT | 6" WATER MAIN DUCTILE IRON PIPE ANSI CLASS 52, BOLTLESS-RESTRAINED JOINTS AND FITTINGS
638E00801 | FT | 6" WATER MAIN DUCTILE IRON PIPE ANSI CLASS 52, BOLTLESS-RESTRAINED JOINTS AND FITTINGS, AS PER PLAN
638E00804 | FT | 6" WATER MAIN DUCTILE IRON PIPE ANSI CLASS 53, BOLTLESS-RESTRAINED JOINTS AND FITTINGS
638E00805 | FT | 6" WATER MAIN DUCTILE IRON PIPE ANSI CLASS 53, BOLTLESS-RESTRAINED JOINTS AND FITTINGS, AS PER PLAN
638E00808 | FT | 6" WATER MAIN DUCTILE IRON PIPE ANSI CLASS 56, BALL AND SOCKET JOINTS AND FITTINGS
638E00900 | FT | 6" WATER MAIN DUCTILE IRON PIPE ANSI CLASS 55, BALL AND SOCKET JOINTS AND FITTINGS
638E00904 | FT | 6" WATER MAIN DUCTILE IRON ANCHORING PIPE AND FITTINGS
638E00905 | FT | 6" WATER MAIN DUCTILE IRON ANCHORING PIPE AND FITTINGS, AS PER PLAN
638E00990 | FT | 6" WATER MAIN POLYVINYL CHLORIDE PIPE AND FITTINGS, ASTM SDR 21
638E00991 | FT | 6" WATER MAIN POLYVINYL CHLORIDE PIPE AND FITTINGS, ASTM SDR 21, AS PER PLAN
638E01000 | FT | 6" WATER MAIN POLYVINYL CHLORIDE PIPE AND FITTINGS, ASTM SDR 26
638E01120 | FT | 6" WATER MAIN POLYVINYL CHLORIDE PIPE AND FITTINGS, AWWA C900, DR25
638E01130 | FT | 6" WATER MAIN POLYVINYL CHLORIDE PIPE AND FITTINGS, AWWA C900, DR18
638E01131 | FT | 6" WATER MAIN POLYVINYL CHLORIDE PIPE AND FITTINGS, AWWA C900, DR18, AS PER PLAN
638E01140 | FT | 6" WATER MAIN POLYVINYL CHLORIDE PIPE AND FITTINGS, AWWA C900, DR14
638E01141 | FT | 6" WATER MAIN POLYVINYL CHLORIDE PIPE AND FITTINGS, AWWA C900, DR14, AS PER PLAN
638E01190 | FT | 6" WATER MAIN POLYVINYL CHLORIDE PIPE AND FITTINGS
638E01191 | FT | 6" WATER MAIN POLYVINYL CHLORIDE PIPE AND FITTINGS, AS PER PLAN
638E01200 | FT | 8" WATER MAIN DUCTILE IRON PIPE ANSI CLASS 52, PUSH-ON JOINTS AND FITTINGS
638E01201 | FT | 8" WATER MAIN DUCTILE IRON PIPE ANSI CLASS 52, PUSH-ON JOINTS AND FITTINGS, AS PER PLAN
638E01204 | FT | 8" WATER MAIN DUCTILE IRON PIPE ANSI CLASS 53, PUSH-ON JOINTS AND FITTINGS
638E01205 | FT | 8" WATER MAIN DUCTILE IRON PIPE ANSI CLASS 53, PUSH-ON JOINTS AND FITTINGS, AS PER PLAN
638E01206 | FT | 8" WATER MAIN DUCTILE IRON PIPE ANSI CLASS 54, PUSH-ON JOINTS AND FITTINGS
638E01300 | FT | 8" WATER MAIN DUCTILE IRON PIPE ANSI CLASS 52, MECHANICAL JOINTS AND FITTINGS
638E01301 | FT | 8" WATER MAIN DUCTILE IRON PIPE ANSI CLASS 52, MECHANICAL JOINTS AND FITTINGS, AS PER PLAN
638E01304 | FT | 8" WATER MAIN DUCTILE IRON PIPE ANSI CLASS 53, MECHANICAL JOINTS AND FITTINGS
638E01305 | FT | 8" WATER MAIN DUCTILE IRON PIPE ANSI CLASS 53, MECHANICAL JOINTS AND FITTINGS, AS PER PLAN
638E01308 | FT | 8" WATER MAIN DUCTILE IRON PIPE ANSI CLASS 55, MECHANICAL JOINTS AND FITTINGS
638E01309 | FT | 8" WATER MAIN DUCTILE IRON PIPE ANSI CLASS 55, MECHANICAL JOINTS AND FITTINGS, AS PER PLAN
638E01316 | FT | 8" WATER MAIN DUCTILE IRON PIPE ANSI CLASS 56, MECHANICAL JOINTS AND FITTINGS
638E01317 | FT | 8" WATER MAIN DUCTILE IRON PIPE ANSI CLASS 56, MECHANICAL JOINTS AND FITTINGS, AS PER PLAN
638E01400 | FT | 8" WATER MAIN DUCTILE IRON PIPE ANSI CLASS 52, BOLTLESS-RESTRAINED JOINTS AND FITTINGS
638E01401 | FT | 8" WATER MAIN DUCTILE IRON PIPE ANSI CLASS 52, BOLTLESS-RESTRAINED JOINTS AND FITTINGS, AS PER PLAN
638E01404 | FT | 8" WATER MAIN DUCTILE IRON PIPE ANSI CLASS 53, BOLTLESS-RESTRAINED JOINTS AND FITTINGS
638E01405 | FT | 8" WATER MAIN DUCTILE IRON PIPE ANSI CLASS 53, BOLTLESS-RESTRAINED JOINTS AND FITTINGS, AS PER PLAN
638E01406 | FT | 8" WATER MAIN DUCTILE IRON PIPE ANSI CLASS 54, BOLTLESS-RESTRAINED JOINTS AND FITTINGS
638E01407 | FT | 8" WATER MAIN DUCTILE IRON PIPE ANSI CLASS 54, BOLTLESS-RESTRAINED JOINTS AND FITTINGS, AS PER PLAN
638E01408 | FT | 8" WATER MAIN DUCTILE IRON PIPE ANSI CLASS 56, BOLTLESS-RESTRAINED JOINTS AND FITTINGS
638E01409 | FT | 8" WATER MAIN DUCTILE IRON PIPE ANSI CLASS 56, BOLTLESS-RESTRAINED JOINTS AND FITTINGS, AS PER PLAN
638E01500 | FT | 8" WATER MAIN DUCTILE IRON PIPE ANSI CLASS 55, BALL AND SOCKET JOINTS AND FITTINGS
638E01501 | FT | 8" WATER MAIN DUCTILE IRON PIPE ANSI CLASS 55, BALL AND SOCKET JOINTS AND FITTINGS, AS PER PLAN
638E01600 | FT | 8" WATER MAIN POLYVINYL CHLORIDE PIPE AND FITTINGS, ASTM SDR 26
638E01601 | FT | 8" WATER MAIN POLYVINYL CHLORIDE PIPE AND FITTINGS, ASTM SDR 26, AS PER PLAN
638E01710 | FT | 8" WATER MAIN POLYVINYL CHLORIDE PIPE AND FITTINGS, AWWA C900, DR14
638E01711 | FT | 8" WATER MAIN POLYVINYL CHLORIDE PIPE AND FITTINGS, AWWA C900, DR14, AS PER PLAN
638E01720 | FT | 8" WATER MAIN POLYVINYL CHLORIDE PIPE AND FITTINGS, AWWA C900, DR18
638E01721 | FT | 8" WATER MAIN POLYVINYL CHLORIDE PIPE AND FITTINGS, AWWA C900, DR18, AS PER PLAN
638E01800 | FT | 10" WATER MAIN DUCTILE IRON PIPE ANSI CLASS 52, PUSH-ON JOINTS AND FITTINGS
638E01801 | FT | 10" WATER MAIN DUCTILE IRON PIPE ANSI CLASS 52, PUSH-ON JOINTS AND FITTINGS, AS PER PLAN
638E01804 | FT | 10" WATER MAIN DUCTILE IRON PIPE ANSI CLASS 53, PUSH-ON JOINTS AND FITTINGS
638E01805 | FT | 10" WATER MAIN DUCTILE IRON PIPE ANSI CLASS 53, PUSH-ON JOINTS AND FITTINGS, AS PER PLAN
638E01900 | FT | 10" WATER MAIN DUCTILE IRON PIPE ANSI CLASS 52, MECHANICAL JOINTS AND FITTINGS
638E01901 | FT | 10" WATER MAIN DUCTILE IRON PIPE ANSI CLASS 52, MECHANICAL JOINTS AND FITTINGS, AS PER PLAN
638E01904 | FT | 10" WATER MAIN DUCTILE IRON PIPE ANSI CLASS 53, MECHANICAL JOINTS AND FITTINGS
638E02000 | FT | 10" WATER MAIN DUCTILE IRON PIPE ANSI CLASS 52, BOLTLESS-RESTRAINED JOINTS AND FITTINGS
638E02001 | FT | 10" WATER MAIN DUCTILE IRON PIPE ANSI CLASS 52, BOLTLESS-RESTRAINED JOINTS AND FITTINGS, AS PER PLAN
638E02004 | FT | 10" WATER MAIN DUCTILE IRON PIPE ANSI CLASS 53, BOLTLESS-RESTRAINED JOINTS AND FITTINGS
638E02005 | FT | 10" WATER MAIN DUCTILE IRON PIPE ANSI CLASS 53, BOLTLESS - RESTRAINED JOINTS AND FITTINGS, AS PER PLAN
638E02100 | FT | 10" WATER MAIN DUCTILE IRON PIPE ANSI CLASS 55, BALL AND SOCKET JOINTS AND FITTINGS
638E02104 | FT | 10" WATER MAIN DUCTILE IRON MECHANICAL JOINT AND FLANGED LONG SPAN PIPE
638E02200 | FT | 10" WATER MAIN POLYVINYL CHLORIDE PIPE AND FITTINGS, ASTM SDR 26
638E02320 | FT | 10" WATER MAIN POLYVINYL CHLORIDE PIPE AND FITTINGS, AWWA C900, DR18
638E02321 | FT | 10" WATER MAIN POLYVINYL CHLORIDE PIPE AND FITTINGS, AWWA C900, DR18, AS PER PLAN
638E02390 | FT | 10" WATER MAIN POLYVINYL CHLORIDE PIPE AND FITTINGS
638E02400 | FT | 12" WATER MAIN DUCTILE IRON PIPE ANSI CLASS 52, PUSH-ON JOINTS AND FITTINGS
638E02401 | FT | 12" WATERMAIN DUCTILE IRON PIPE ANSI CLASS 52, PUSH-ON JOINTS AND FITTINGS, AS PER PLAN
638E02404 | FT | 12" WATER MAIN DUCTILE IRON PIPE ANSI CLASS 53, PUSH-ON JOINTS AND FITTINGS
638E02405 | FT | 12" WATER MAIN DUCTILE IRON PIPE ANSI CLASS 53, PUSH-ON JOINTS AND FITTINGS, AS PER PLAN
638E02500 | FT | 12" WATER MAIN DUCTILE IRON PIPE ANSI CLASS 52, MECHANICAL JOINTS AND FITTINGS
638E02501 | FT | 12" WATER MAIN DUCTILE IRON PIPE ANSI CLASS 52, MECHANICAL JOINTS AND FITTINGS, AS PER PLAN
638E02504 | FT | 12" WATER MAIN DUCTILE IRON PIPE ANSI CLASS 53, MECHANICAL JOINTS AND FITTINGS
638E02505 | FT | 12" WATER MAIN DUCTILE IRON PIPE ANSI CLASS 53, MECHANICAL JOINTS AND FITTINGS, AS PER PLAN
638E02506 | FT | 12" WATER MAIN DUCTILE IRON PIPE ANSI CLASS 54, MECHANICAL JOINTS AND FITTINGS
638E02507 | FT | 12" WATER MAIN DUCTILE IRON PIPE ANSI CLASS 54, MECHANICAL JOINTS AND FITTING, AS PER PLAN
638E02510 | FT | 12" WATER MAIN DUCTILE IRON PIPE ANSI CLASS 56, MECHANICAL JOINTS AND FITTINGS
638E02600 | FT | 12" WATER MAIN DUCTILE IRON PIPE ANSI CLASS 52, BOLTLESS-RESTRAINED JOINTS AND FITTINGS
638E02601 | FT | 12" WATER MAIN DUCTILE IRON PIPE ANSI CLASS 52, BOLTLESS-RESTRAINED JOINTS AND FITTINGS, AS PER PLAN
638E02604 | FT | 12" WATER MAIN DUCTILE IRON PIPE ANSI CLASS 53, BOLTLESS-RESTRAINED JOINTS AND FITTINGS
638E02605 | FT | 12" WATER MAIN DUCTILE IRON PIPE ANSI CLASS 53, BOLTLESS-RESTRAINED JOINTS AND FITTINGS, AS PER PLAN
638E02700 | FT | 12" WATER MAIN DUCTILE IRON PIPE ANSI CLASS 55, BALL AND SOCKET JOINTS AND FITTINGS
638E02701 | FT | 12" WATER MAIN DUCTILE IRON PIPE ANSI CLASS 55, BALL AND SOCKET JOINTS AND FITTINGS, AS PER PLAN
638E02702 | FT | 12" WATER MAIN DUCTILE IRON MECHANICAL JOINT AND FLANGED LONG SPAN PIPE
638E02710 | FT | 12" WATER MAIN DUCTILE IRON PIPE ANSI CLASS 56, BOLTLESS-RESTRAINED JOINTS AND FITTINGS
638E02711 | FT | 12" WATER MAIN DUCTILE IRON PIPE ANSI CLASS 56, BOLTLESS-RESTRAINED JOINTS AND FITTINGS, AS PER PLAN
638E02730 | FT | 12" WATER MAIN POLYVINYL CHLORIDE PIPE AND FITTINGS, AWWA C900, DR18
638E02731 | FT | 12" WATER MAIN POLYVINYL CHLORIDE PIPE AND FITTINGS, AWWA C900, DR18, AS PER PLAN
638E02750 | FT | 12" WATER MAIN POLYVINYL CHLORIDE PIPE AND FITTINGS, AWWA C900, DR-14
638E02751 | FT | 12" WATER MAIN POLYVINYL CHLORIDE PIPE AND FITTINGS, AWWA C900, DR-14, AS PER PLAN
638E02800 | FT | 12" WATER MAIN POLYVINYL CHLORIDE PIPE AND FITTINGS, ASTM SDR 26
638E02850 | FT | 12" WATER MAIN POLYVINYL CHLORIDE PIPE AND FITTINGS, ASTM SDR 21
638E02916 | FT | 14" WATER MAIN DUCTILE IRON PIPE ANSI CLASS 52, MECHANICAL JOINTS AND FITTINGS
638E02920 | FT | 14" WATER MAIN DUCTILE IRON PIPE ANSI CLASS 53, MECHANICAL JOINTS AND FITTINGS
638E02930 | FT | 14" WATER MAIN DUCTILE IRON PIPE ANSI CLASS 53, PUSH-ON JOINTS AND FITTINGS
638E02931 | FT | 14" WATER MAIN DUCTILE IRON PIPE ANSI CLASS 53, PUSH-ON JOINTS AND FITTINGS, AS PER PLAN
638E02990 | FT | 12" WATER MAIN POLYVINYL CHLORIDE PIPE AND FITTINGS
638E03000 | FT | 16" WATER MAIN DUCTILE IRON PIPE ANSI CLASS 52, PUSH-ON JOINTS AND FITTINGS
638E03001 | FT | 16" WATER MAIN DUCTILE IRON PIPE ANSI CLASS 52, PUSH-ON JOINTS AND FITTINGS, AS PER PLAN
638E03004 | FT | 16" WATER MAIN DUCTILE IRON PIPE ANSI CLASS 53, PUSH-ON JOINTS AND FITTINGS
638E03005 | FT | 16" WATER MAIN DUCTILE IRON PIPE ANSI CLASS 53, PUSH-ON JOINTS AND FITTINGS, AS PER PLAN
638E03100 | FT | 16" WATER MAIN DUCTILE IRON PIPE ANSI CLASS 52, MECHANICAL JOINTS AND FITTINGS
638E03101 | FT | 16" WATER MAIN DUCTILE IRON PIPE ANSI CLASS 52, MECHANICAL JOINTS AND FITTINGS, AS PER PLAN
638E03104 | FT | 16" WATER MAIN DUCTILE IRON PIPE ANSI CLASS 53, MECHANICAL JOINTS AND FITTINGS
638E03105 | FT | 16" WATER MAIN DUCTILE IRON PIPE ANSI CLASS 53, MECHANICAL JOINTS AND FITTINGS, AS PER PLAN
638E03200 | FT | 16" WATER MAIN DUCTILE IRON PIPE ANSI CLASS 52, BOLTLESS-RESTRAINED JOINTS AND FITTINGS
638E03201 | FT | 16" WATER MAIN DUCTILE IRON PIPE ANSI CLASS 52, BOLTLESS-RESTRAINED JOINTS AND FITTINGS, AS PER PLAN
638E03204 | FT | 16" WATER MAIN DUCTILE IRON PIPE ANSI CLASS 53, BOLTLESS-RESTRAINED JOINTS AND FITTINGS
638E03210 | FT | 16" WATER MAIN DUCTILE IRON PIPE ANSI CLASS 56, BOLTLESS-RESTRAINED JOINTS AND FITTINGS
638E03300 | FT | 16" WATER MAIN DUCTILE IRON PIPE ANSI CLASS 56, BALL AND SOCKET JOINTS AND FITTINGS
638E03380 | FT | 16" WATER MAIN POLYVINYL CHLORIDE PIPE AND FITTINGS, AWWA CLASS C905
638E03390 | FT | 16" WATER MAIN POLYVINYL CHLORIDE PIPE AND FITTINGS
638E03392 | FT | 18" WATER MAIN DUCTILE IRON PIPE ANSI CLASS 52, MECHANICAL JOINTS AND FITTINGS
638E03400 | FT | 20" WATER MAIN DUCTILE IRON PIPE ANSI CLASS 52, PUSH-ON JOINTS AND FITTINGS
638E03401 | FT | 20" WATER MAIN DUCTILE IRON PIPE ANSI CLASS 52, PUSH-ON JOINTS AND FITTINGS, AS PER PLAN
638E03404 | FT | 20" WATER MAIN DUCTILE IRON PIPE ANSI CLASS 53, PUSH-ON JOINTS AND FITTINGS
638E03500 | FT | 20" WATER MAIN DUCTILE IRON PIPE ANSI CLASS 52, MECHANICAL JOINTS AND FITTINGS
638E03501 | FT | 20" WATER MAIN DUCTILE IRON PIPE ANSI CLASS 52, MECHANICAL JOINTS AND FITTINGS, AS PER PLAN
638E03504 | FT | 20" WATER MAIN DUCTILE IRON PIPE ANSI CLASS 53, MECHANICAL JOINTS AND FITTINGS
638E03508 | FT | 20" WATER MAIN DUCTILE IRON PIPE ANSI CLASS 56, MECHANICAL JOINTS AND FITTINGS
638E03509 | FT | 20" WATER MAIN DUCTILE IRON PIPE ANSI CLASS 56, MECHANICAL JOINTS AND FITTINGS, AS PER PLAN
638E03600 | FT | 20" WATER MAIN DUCTILE IRON PIPE ANSI CLASS 52, BOLTLESS-RESTRAINED JOINTS AND FITTINGS
638E03604 | FT | 20" WATER MAIN DUCTILE IRON PIPE ANSI CLASS 53, BOLTLESS-RESTRAINED JOINTS AND FITTINGS
638E03700 | FT | 20" WATER MAIN DUCTILE IRON PIPE ANSI CLASS 56, BALL AND SOCKET JOINTS AND FITTINGS
638E03800 | FT | 24" WATER MAIN DUCTILE IRON PIPE ANSI CLASS 52, PUSH-ON JOINTS AND FITTINGS
638E03804 | FT | 24" WATER MAIN DUCTILE IRON PIPE ANSI CLASS 53, PUSH-ON JOINTS AND FITTINGS
638E03900 | FT | 24" WATER MAIN DUCTILE IRON PIPE ANSI CLASS 52, MECHANICAL JOINTS AND FITTINGS
638E03901 | FT | 24" WATER MAIN DUCTILE IRON PIPE ANSI CLASS 52, MECHANICAL JOINTS AND FITTINGS, AS PER PLAN
638E03904 | FT | 24" WATER MAIN DUCTILE IRON PIPE ANSI CLASS 53, MECHANICAL JOINTS AND FITTINGS
638E04000 | FT | 24" WATER MAIN DUCTILE IRON PIPE ANSI CLASS 52, BOLTLESS-RESTRAINED JOINTS AND FITTINGS
638E04004 | FT | 24" WATER MAIN DUCTILE IRON PIPE ANSI CLASS 53, BOLTLESS-RESTRAINED JOINTS AND FITTINGS
638E04100 | FT | 24" WATER MAIN DUCTILE IRON PIPE ANSI CLASS 56, BALL AND SOCKET JOINTS AND FITTINGS
638E04200 | FT | 30" WATER MAIN DUCTILE IRON PIPE ANSI CLASS 52, PUSH-ON JOINTS AND FITTINGS
638E04204 | FT | 30" WATER MAIN DUCTILE IRON PIPE ANSI CLASS 53, PUSH-ON JOINTS AND FITTINGS
638E04300 | FT | 30" WATER MAIN DUCTILE IRON PIPE ANSI CLASS 52, MECHANICAL JOINTS AND FITTINGS
638E04304 | FT | 30" WATER MAIN DUCTILE IRON PIPE ANSI CLASS 53, MECHANICAL JOINTS AND FITTINGS
638E04400 | FT | 30" WATER MAIN DUCTILE IRON PIPE ANSI CLASS 52, BOLTLESS-RESTRAINED JOINTS AND FITTINGS
638E04404 | FT | 30" WATER MAIN DUCTILE IRON PIPE ANSI CLASS 53, BOLTLESS-RESTRAINED JOINTS AND FITTINGS
638E04405 | FT | 30" WATER MAIN DUCTILE IRON PIPE ANSI CLASS 53, BOLTLESS-RESTRAINED JOINTS AND FITTINGS, AS PER PLAN
638E04500 | FT | 30" WATER MAIN DUCTILE IRON PIPE ANSI CLASS 58, BALL AND SOCKET JOINTS AND FITTINGS
638E04504 | FT | 36" WATER MAIN DUCTILE IRON PIPE ANSI CLASS 52, BOLTLESS RESTRAINED JOINTS AND FITTINGS
638E04800 | FT | 3/4" COPPER SERVICE BRANCH
638E04801 | FT | 3/4" COPPER SERVICE BRANCH, AS PER PLAN
638E04900 | FT | 1" COPPER SERVICE BRANCH
638E04901 | FT | 1" COPPER SERVICE BRANCH, AS PER PLAN
638E04950 | FT | 1-1/4" COPPER SERVICE BRANCH
638E04951 | FT | 1-1/4" COPPER SERVICE BRANCH, AS PER PLAN
638E05000 | FT | 1-1/2" COPPER SERVICE BRANCH
638E05001 | FT | 1-1/2" COPPER SERVICE BRANCH, AS PER PLAN
638E05100 | FT | 2" COPPER SERVICE BRANCH
638E05101 | FT | 2" COPPER SERVICE BRANCH, AS PER PLAN
638E05102 | FT | 2-1/2" COPPER SERVICE BRANCH
638E05300 | FT | 3/4" POLYETHYLENE SERVICE BRANCH
638E05301 | FT | 3/4" POLYETHYLENE SERVICE BRANCH, AS PER PLAN
638E05400 | FT | 1" POLYETHYLENE SERVICE BRANCH
638E05401 | FT | 1" POLYETHYLENE SERVICE BRANCH, AS PER PLAN
638E05500 | FT | 1-1/2" POLYETHYLENE SERVICE BRANCH
638E05501 | FT | 1-1/2" POLYETHYLENE SERVICE BRANCH, AS PER PLAN
638E05600 | FT | 2" POLYETHYLENE SERVICE BRANCH
638E05700 | FT | 3/4" POLYBUTYLENE SERVICE BRANCH
638E05800 | FT | 1" POLYBUTYLENE SERVICE BRANCH
638E05900 | FT | 1-1/2" POLYBUTYLENE SERVICE BRANCH
638E06000 | FT | 2" POLYBUTYLENE SERVICE BRANCH
638E06200 | FT | POLYETHYLENE ENCASEMENT
638E06300 | FT | 8" STEEL PIPE ENCASEMENT, OPEN CUT
638E06400 | FT | 10" STEEL PIPE ENCASEMENT, OPEN CUT
638E06401 | FT | 10" STEEL PIPE ENCASEMENT, OPEN CUT, AS PER PLAN
638E06500 | FT | 12" STEEL PIPE ENCASEMENT, OPEN CUT
638E06501 | FT | 12" STEEL PIPE ENCASEMENT, OPEN CUT, AS PER PLAN
638E06600 | FT | 14" STEEL PIPE ENCASEMENT, OPEN CUT
638E06601 | FT | 14" STEEL PIPE ENCASEMENT, OPEN CUT, AS PER PLAN
638E06700 | FT | 16" STEEL PIPE ENCASEMENT, OPEN CUT
638E06701 | FT | 16" STEEL PIPE ENCASEMENT, OPEN CUT, AS PER PLAN
638E06702 | FT | 18" STEEL PIPE ENCASEMENT, OPEN CUT
638E06703 | FT | 18" STEEL PIPE ENCASEMENT, OPEN CUT, AS PER PLAN
638E06704 | FT | 20" STEEL PIPE ENCASEMENT, OPEN CUT
638E06705 | FT | 20" STEEL PIPE ENCASEMENT, OPEN CUT, AS PER PLAN
638E06706 | FT | 22" STEEL PIPE ENCASEMENT, OPEN CUT
638E06708 | FT | 24" STEEL PIPE ENCASEMENT, OPEN CUT
638E06709 | FT | 24" STEEL PIPE ENCASEMENT, OPEN CUT, AS PER PLAN
638E06710 | FT | 28" STEEL PIPE ENCASEMENT, OPEN CUT
638E06711 | FT | 28" STEEL PIPE ENCASEMENT, OPEN CUT, AS PER PLAN
638E06712 | FT | 30" STEEL PIPE ENCASEMENT, OPEN CUT
638E06714 | FT | 26" STEEL PIPE ENCASEMENT, OPEN CUT
638E06904 | FT | 36" STEEL PIPE ENCASEMENT, OPEN CUT
638E06905 | FT | 36" STEEL PIPE ENCASEMENT, OPEN CUT, AS PER PLAN
638E06910 | FT | 40" STEEL PIPE ENCASEMENT, OPEN CUT
638E06911 | FT | 40" STEEL PIPE ENCASEMENT, OPEN CUT, AS PER PLAN
638E06912 | FT | 48" STEEL PIPE ENCASEMENT, OPEN CUT
638E06913 | FT | 48" STEEL PIPE ENCASEMENT, OPEN CUT, AS PER PLAN
638E06914 | FT | 54" STEEL PIPE ENCASEMENT, OPEN CUT
638E06920 | FT | 60" STEEL PIPE ENCASEMENT, OPEN CUT
638E06921 | FT | 60" STEEL PIPE ENCASEMENT, OPEN CUT, AS PER PLAN
638E07000 | FT | 10" STEEL PIPE ENCASEMENT, BORED OR JACKED
638E07001 | FT | 10" STEEL PIPE ENCASEMENT, BORED OR JACKED, AS PER PLAN
638E07100 | FT | 12" STEEL PIPE ENCASEMENT, BORED OR JACKED
638E07101 | FT | 12" STEEL PIPE ENCASEMENT, BORED OR JACKED, AS PER PLAN
638E07200 | FT | 14" STEEL PIPE ENCASEMENT, BORED OR JACKED
638E07201 | FT | 14" STEEL PIPE ENCASEMENT, BORED OR JACKED, AS PER PLAN
638E07300 | FT | 16" STEEL PIPE ENCASEMENT, BORED OR JACKED
638E07301 | FT | 16" STEEL PIPE ENCASEMENT, BORED OR JACKED, AS PER PLAN
638E07302 | FT | 18" STEEL PIPE ENCASEMENT, BORED OR JACKED
638E07303 | FT | 18" STEEL PIPE ENCASEMENT, BORED OR JACKED, AS PER PLAN
638E07304 | FT | 20" STEEL PIPE ENCASEMENT, BORED OR JACKED
638E07305 | FT | 20" STEEL PIPE ENCASEMENT, BORED OR JACKED, AS PER PLAN
638E07306 | FT | 22" STEEL PIPE ENCASEMENT, BORED OR JACKED
638E07307 | FT | 22" STEEL PIPE ENCASEMENT, BORED OR JACKED, AS PER PLAN
638E07310 | FT | 24" STEEL PIPE ENCASEMENT, BORED OR JACKED
638E07311 | FT | 24" STEEL PIPE ENCASEMENT, BORED OR JACKED, AS PER PLAN
638E07314 | FT | 30" STEEL PIPE ENCASEMENT, BORED OR JACKED
638E07315 | FT | 30" STEEL PIPE ENCASEMENT, BORED OR JACKED, AS PER PLAN
638E07316 | FT | 36" STEEL PIPE ENCASEMENT, BORED OR JACKED
638E07318 | FT | 40" STEEL PIPE ENCASEMENT, BORED OR JACKED
638E07320 | FT | 48" STEEL PIPE ENCASEMENT, BORED OR JACKED
638E07321 | FT | 48" STEEL PIPE ENCASEMENT, BORED OR JACKED, AS PER PLAN
638E07330 | FT | 54" STEEL PIPE ENCASEMENT, BORED OR JACKED
638E07334 | FT | 60" STEEL PIPE ENCASEMENT, BORED OR JACKED
638E07470 | EACH | 4" GATE VALVE
638E07480 | EACH | 6" GATE VALVE
638E07481 | EACH | 6" GATE VALVE, AS PER PLAN
638E07490 | EACH | 8" GATE VALVE
638E07491 | EACH | 8" GATE VALVE, AS PER PLAN
638E07500 | EACH | 12" GATE VALVE
638E07501 | EACH | 12" GATE VALVE, AS PER PLAN
638E07608 | EACH | VALVE BOX
638E07609 | EACH | VALVE BOX, AS PER PLAN
638E07690 | EACH | 2" GATE VALVE AND VALVE BOX
638E07691 | EACH | 2" GATE VALVE AND VALVE BOX, AS PER PLAN
638E07700 | EACH | 4" GATE VALVE AND VALVE BOX
638E07701 | EACH | 4" GATE VALVE AND VALVE BOX, AS PER PLAN
638E07800 | EACH | 6" GATE VALVE AND VALVE BOX
638E07801 | EACH | 6" GATE VALVE AND VALVE BOX, AS PER PLAN
638E07900 | EACH | 8" GATE VALVE AND VALVE BOX
638E07901 | EACH | 8" GATE VALVE AND VALVE BOX, AS PER PLAN
638E08000 | EACH | 10" GATE VALVE AND VALVE BOX
638E08001 | EACH | 10" GATE VALVE AND VALVE BOX, AS PER PLAN
638E08005 | EACH | 14" GATE VALVE AND VALVE BOX, AS PER PLAN
638E08100 | EACH | 12" GATE VALVE AND VALVE BOX
638E08101 | EACH | 12" GATE VALVE AND VALVE BOX, AS PER PLAN
638E08102 | EACH | 16" GATE VALVE AND VALVE BOX
638E08103 | EACH | 16" GATE VALVE AND VALVE BOX, AS PER PLAN
638E08104 | EACH | 18" GATE VALVE AND VALVE BOX
638E08105 | EACH | 18" GATE VALVE AND VALVE BOX, AS PER PLAN
638E08106 | EACH | 20" GATE VALVE AND VALVE BOX
638E08107 | EACH | 20" GATE VALVE AND VALVE BOX, AS PER PLAN
638E08108 | EACH | 24" GATE VALVE, VALVE AND VALVE BOX
638E08109 | EACH | 24" GATE VALVE, VALVE AND VALVE BOX, AS PER PLAN
638E08110 | EACH | 36" GATE VALVE AND VALVE BOX
638E08120 | EACH | 14" GATE VALVE AND VALVE BOX
638E08194 | EACH | 12" BUTTERFLY VALVE AND VALVE BOX
638E08195 | EACH | 12" BUTTERFLY VALVE AND VALVE BOX, AS PER PLAN
638E08200 | EACH | 16" BUTTERFLY VALVE AND VALVE BOX
638E08201 | EACH | 16" BUTTERFLY VALVE AND VALVE BOX, PER PLAN
638E08206 | EACH | 20" BUTTERFLY VALVE AND VALVE BOX
638E08300 | EACH | 4" INSERTING VALVE AND VALVE BOX
638E08400 | EACH | 6" INSERTING VALVE AND VALVE BOX
638E08500 | EACH | 8" INSERTING VALVE AND VALVE BOX
638E08501 | EACH | 8" INSERTING VALVE AND VALVE BOX, AS PER PLAN
638E08600 | EACH | 10" INSERTING VALVE AND VALVE BOX
638E08601 | EACH | 10" INSERTING VALVE AND VALVE BOX, AS PER PLAN
638E08620 | EACH | 12" INSERTING VALVE AND VALVE BOX
638E08621 | EACH | 12" INSERTING VALVE AND VALVE BOX, AS PER PLAN
638E08650 | EACH | 16" INSERTING VALVE AND VALVE BOX
638E08660 | EACH | 18" INSERTING VALVE AND VALVE BOX
638E08700 | EACH | 20" INSERTING VALVE AND VALVE BOX
638E08702 | EACH | 4" CUTTING-IN SLEEVE
638E08704 | EACH | 6" CUTTING-IN SLEEVE
638E08706 | EACH | 8" CUTTING-IN SLEEVE
638E08707 | EACH | 8" CUTTING-IN SLEEVE, AS PER PLAN
638E08708 | EACH | 10" CUTTING-IN SLEEVE
638E08710 | EACH | 12" CUTTING-IN SLEEVE
638E08711 | EACH | 12" CUTTING-IN SLEEVE, AS PER PLAN
638E08712 | EACH | 16" CUTTING-IN SLEEVE
638E08720 | EACH | 24" CUTTING-IN SLEEVE
638E08790 | EACH | 2" CUTTING-IN SLEEVE, VALVE AND VALVE BOX
638E08800 | EACH | 4" CUTTING-IN SLEEVE, VALVE AND VALVE BOX
638E08801 | EACH | 4" CUTTING-IN SLEEVE, VALVE AND VALVE BOX, AS PER PLAN
638E08900 | EACH | 6" CUTTING-IN SLEEVE, VALVE AND VALVE BOX
638E08901 | EACH | 6" CUTTING-IN SLEEVE, VALVE AND VALVE BOX, AS PER PLAN
638E09000 | EACH | 8" CUTTING-IN SLEEVE, VALVE AND VALVE BOX
638E09001 | EACH | 8" CUTTING-IN SLEEVE, VALVE AND VALVE BOX, AS PER PLAN
638E09100 | EACH | 10" CUTTING-IN SLEEVE, VALVE AND VALVE BOX
638E09200 | EACH | 12" CUTTING-IN SLEEVE, VALVE AND VALVE BOX
638E09201 | EACH | 12" CUTTING-IN SLEEVE, VALVE AND VALVE BOX, AS PER PLAN
638E09208 | EACH | 16" CUTTING-IN SLEEVE, VALVE AND VALVE BOX
638E09212 | EACH | 20" CUTTING-IN SLEEVE, VALVE AND VALVE BOX
638E09290 | EACH | 4" X 4" TAPPING SLEEVE, VALVE AND VALVE BOX
638E09291 | EACH | 4" X 4" TAPPING SLEEVE, VALVE AND VALVE BOX, AS PER PLAN
638E09300 | EACH | 6" X 6" TAPPING SLEEVE, VALVE AND VALVE BOX
638E09301 | EACH | 6" X 6" TAPPING SLEEVE, VALVE AND VALVE BOX, AS PER PLAN
638E09390 | EACH | 8" X 6" TAPPING SLEEVE, VALVE AND VALVE BOX
638E09391 | EACH | 8" X 6" TAPPING SLEEVE, VALVE AND VALVE BOX, AS PER PLAN
638E09400 | EACH | 8" X 8" TAPPING SLEEVE, VALVE AND VALVE BOX
638E09401 | EACH | 8" X 8" TAPPING SLEEVE, VALVE AND VALVE BOX, AS PER PLAN
638E09500 | EACH | 10" X 4" TAPPING SLEEVE, VALVE AND VALVE BOX
638E09508 | EACH | 10" X 6" TAPPING SLEEVE, VALVE AND VALVE BOX
638E09509 | EACH | 10" X 6" TAPPING SLEEVE, VALVE AND VALVE BOX, AS PER PLAN
638E09510 | EACH | 10" X 8" TAPPING SLEEVE, VALVE AND VALVE BOX
638E09511 | EACH | 10" X 8" TAPPING SLEEVE, VALVE AND VALVE BOX, AS PER PLAN
638E09520 | EACH | 10" X 10" TAPPING SLEEVE, VALVE AND VALVE BOX
638E09521 | EACH | 10" X 10" TAPPING SLEEVE, VALVE AND VALVE BOX, AS PER PLAN
638E09600 | EACH | 12" X 4" TAPPING SLEEVE, VALVE AND VALVE BOX
638E09700 | EACH | 12" X 6" TAPPING SLEEVE, VALVE AND VALVE BOX
638E09701 | EACH | 12" X 6" TAPPING SLEEVE, VALVE AND VALVE BOX, AS PER PLAN
638E09710 | EACH | 12" X 8" TAPPING SLEEVE, VALVE AND VALVE BOX
638E09711 | EACH | 12" X 8" TAPPING SLEEVE, VALVE AND VALVE BOX, AS PER PLAN
638E09714 | EACH | 12" X 10" TAPPING SLEEVE, VALVE AND VALVE BOX
638E09800 | EACH | 12" X 12" TAPPING SLEEVE, VALVE AND VALVE BOX
638E09801 | EACH | 12" X 12" TAPPING SLEEVE, VALVE AND VALVE BOX, AS PER PLAN
638E09808 | EACH | 14" X 14" TAPPING SLEEVE, VALVE AND VALVE BOX
638E09810 | EACH | 14" X 6" TAPPING SLEEVE, VALVE AND VALVE BOX
638E09890 | EACH | 16" X 6" TAPPING SLEEVE, VALVE AND VALVE BOX
638E09894 | EACH | 16" X 8" TAPPING SLEEVE, VALVE AND VALVE BOX
638E09895 | EACH | 16" X 8" TAPPING SLEEVE, VALVE AND VALVE BOX, AS PER PLAN
638E09900 | EACH | 16" X 10" TAPPING SLEEVE, VALVE AND VALVE BOX
638E09908 | EACH | 16" X 12" TAPPING SLEEVE, VALVE AND VALVE BOX
638E09909 | EACH | 16" X 12" TAPPING SLEEVE, VALVE AND VALVE BOX, AS PER PLAN
638E09910 | EACH | 16" X 16" TAPPING SLEEVE, VALVE AND VALVE BOX
638E09920 | EACH | 18" X 18" TAPPING SLEEVE, VALVE AND VALVE BOX
638E10000 | EACH | 20" X 16" TAPPING SLEEVE, VALVE AND VALVE BOX
638E10010 | EACH | 20" X 20" TAPPING SLEEVE, VALVE AND VALVE BOX
638E10011 | EACH | 20" X 20" TAPPING SLEEVE, VALVE AND VALVE BOX, AS PER PLAN
638E10100 | EACH | 4" FIRE HYDRANT
638E10101 | EACH | 4" FIRE HYDRANT, AS PER PLAN
638E10200 | EACH | 6" FIRE HYDRANT
638E10201 | EACH | 6" FIRE HYDRANT, AS PER PLAN
638E10300 | EACH | FIRE HYDRANT EXTENDED AND ADJUSTED TO GRADE
638E10301 | EACH | FIRE HYDRANT EXTENDED AND ADJUSTED TO GRADE, AS PER PLAN
638E10400 | EACH | FIRE HYDRANT ADJUSTED TO GRADE
638E10401 | EACH | FIRE HYDRANT ADJUSTED TO GRADE, AS PER PLAN
638E10480 | EACH | FIRE HYDRANT REMOVED
638E10481 | EACH | FIRE HYDRANT REMOVED, AS PER PLAN
638E10500 | EACH | FIRE HYDRANT REMOVED AND RESET
638E10501 | EACH | FIRE HYDRANT REMOVED AND RESET, AS PER PLAN
638E10600 | EACH | FIRE HYDRANT AND GATE VALVE REMOVED AND RESET
638E10601 | EACH | FIRE HYDRANT AND GATE VALVE REMOVED AND RESET, AS PER PLAN
638E10700 | EACH | FIRE HYDRANT REMOVED AND DISPOSED OF
638E10701 | EACH | FIRE HYDRANT REMOVED AND DISPOSED OF, AS PER PLAN
638E10800 | EACH | VALVE BOX ADJUSTED TO GRADE
638E10801 | EACH | VALVE BOX ADJUSTED TO GRADE, AS PER PLAN
638E10900 | EACH | SERVICE BOX ADJUSTED TO GRADE
638E10901 | EACH | SERVICE BOX ADJUSTED TO GRADE, AS PER PLAN
638E11100 | EACH | METER AND CHAMBER REMOVED AND RESET
638E11101 | EACH | METER AND CHAMBER REMOVED AND RESET, AS PER PLAN
638E11102 | EACH | METER AND VAULT REMOVED AND RESET
638E11103 | EACH | METER AND VAULT REMOVED AND RESET, AS PER PLAN
638E11200 | EACH | METER, SETTING, STOP AND CHAMBER
638E11201 | EACH | METER, SETTING, STOP AND CHAMBER, AS PER PLAN
638E11296 | EACH | 3/4" AIR RELEASE VALVE
638E11297 | EACH | 3/4" AIR RELEASE VALVE, AS PER PLAN
638E11300 | EACH | 1" AIR RELEASE VALVE
638E11301 | EACH | 1" AIR RELEASE VALVE, AS PER PLAN
638E11310 | EACH | 2" AIR RELEASE VALVE
638E11500 | MBF | SHEETING AND BRACING ORDERED LEFT IN PLACE
638E11600 | FT | SPECIAL - 4" WATER MAIN DIP AND FITTINGS | SPECIFY MUNICIPAL STANDARD
638E11602 | FT | SPECIAL - 6" WATER MAIN DIP AND FITTINGS | SPECIFY MUNICIPAL STANDARD
638E11604 | FT | SPECIAL - 8" WATER MAIN DIP AND FITTINGS | SPECIFY MUNICIPAL STANDARD
638E11606 | FT | SPECIAL - 10" WATER MAIN DIP AND FITTINGS | SPECIFY MUNICIPAL STANDARD
638E11608 | FT | SPECIAL - 12" WATER MAIN DIP AND FITTINGS | SPECIFY MUNICIPAL STANDARD
638E11610 | FT | SPECIAL - 16" WATER MAIN DIP AND FITTINGS | SPECIFY MUNICIPAL STANDARD
638E11612 | FT | SPECIAL - 18" WATER MAIN DIP AND FITTINGS | SPECIFY MUNICIPAL STANDARD
638E11614 | FT | SPECIAL - 20" WATER MAIN DIP AND FITTINGS | SPECIFY MUNICIPAL STANDARD
638E11616 | FT | SPECIAL - 24" WATER MAIN DIP AND FITTINGS | SPECIFY MUNICIPAL STANDARD
638E11618 | FT | SPECIAL - 30" WATER MAIN DIP AND FITTINGS | SPECIFY MUNICIPAL STANDARD
638E11620 | FT | SPECIAL - 36" WATER MAIN DIP AND FITTINGS | SPECIFY MUNICIPAL STANDARD
638E20000 | FT | SPECIAL - 4" WATER MAIN DIP CLASS 52 MECHANICAL JOINTS AND FITTINGS | SPECIFY MUNICIPAL STANDARD
638E20002 | FT | SPECIAL - 4" WATER MAIN DIP CLASS 52 BALL AND SOCKET JOINTS AND FITTINGS | SPECIFY MUNICIPAL STANDARD
638E20004 | FT | SPECIAL - 4" WATER MAIN DIP CLASS 52 BOLTLESS RESTRAINED JOINTS AND FITTINGS | SPECIFY MUNICIPAL STANDARD
638E20006 | FT | SPECIAL - 4" WATER MAIN DIP CLASS 52 PUSH ON JOINTS AND FITTINGS | SPECIFY MUNICIPAL STANDARD
638E20008 | FT | SPECIAL - 4" WATER MAIN DIP CLASS 53 MECHANICAL JOINTS AND FITTINGS | SPECIFY MUNICIPAL STANDARD
638E20010 | FT | SPECIAL - 4" WATER MAIN DIP CLASS 53 BALL AND SOCKET JOINTS AND FITTINGS | SPECIFY MUNICIPAL STANDARD
638E20012 | FT | SPECIAL - 4" WATER MAIN DIP CLASS 53 BOLTLESS RESTRAINED JOINTS AND FITTINGS | SPECIFY MUNICIPAL STANDARD
638E20014 | FT | SPECIAL - 4" WATER MAIN DIP CLASS 53 PUSH ON JOINTS AND FITTINGS | SPECIFY MUNICIPAL STANDARD
638E20016 | FT | SPECIAL - 4" WATER MAIN DIP CLASS 54 MECHANICAL JOINTS AND FITTINGS | SPECIFY MUNICIPAL STANDARD
638E20018 | FT | SPECIAL - 4" WATER MAIN DIP CLASS 54 BALL AND SOCKET JOINTS AND FITTINGS | SPECIFY MUNICIPAL STANDARD
638E20020 | FT | SPECIAL - 4" WATER MAIN DIP CLASS 54 BOLTLESS RESTRAINED JOINTS AND FITTINGS | SPECIFY MUNICIPAL STANDARD
638E20022 | FT | SPECIAL - 4" WATER MAIN DIP CLASS 54 PUSH ON JOINTS AND FITTINGS | SPECIFY MUNICIPAL STANDARD
638E20024 | FT | SPECIAL - 4" WATER MAIN DIP CLASS 55 MECHANICAL JOINTS AND FITTINGS | SPECIFY MUNICIPAL STANDARD
638E20026 | FT | SPECIAL - 4" WATER MAIN DIP CLASS 55 BALL AND SOCKET JOINTS AND FITTINGS | SPECIFY MUNICIPAL STANDARD
638E20028 | FT | SPECIAL - 4" WATER MAIN DIP CLASS 55 BOLTLESS RESTRAINED JOINTS AND FITTINGS | SPECIFY MUNICIPAL STANDARD
638E20030 | FT | SPECIAL - 4" WATER MAIN DIP CLASS 55 PUSH ON JOINTS AND FITTINGS | SPECIFY MUNICIPAL STANDARD
638E20032 | FT | SPECIAL - 4" WATER MAIN DIP CLASS 56 MECHANICAL JOINTS AND FITTINGS | SPECIFY MUNICIPAL STANDARD
638E20034 | FT | SPECIAL - 4" WATER MAIN DIP CLASS 56 BALL AND SOCKET JOINTS AND FITTINGS | SPECIFY MUNICIPAL STANDARD
638E20036 | FT | SPECIAL - 4" WATER MAIN DIP CLASS 56 BOLTLESS RESTRAINED JOINTS AND FITTINGS | SPECIFY MUNICIPAL STANDARD
638E20038 | FT | SPECIAL - 4" WATER MAIN DIP CLASS 56 PUSH ON JOINTS AND FITTINGS | SPECIFY MUNICIPAL STANDARD
638E20040 | FT | SPECIAL - 6" WATER MAIN DIP CLASS 52 MECHANICAL JOINTS AND FITTINGS | SPECIFY MUNICIPAL STANDARD
638E20042 | FT | SPECIAL - 6" WATER MAIN DIP CLASS 52 BALL AND SOCKET JOINTS AND FITTINGS | SPECIFY MUNICIPAL STANDARD
638E20044 | FT | SPECIAL - 6" WATER MAIN DIP CLASS 52 BOLTLESS RESTRAINED JOINTS AND FITTINGS | SPECIFY MUNICIPAL STANDARD
638E20046 | FT | SPECIAL - 6" WATER MAIN DIP CLASS 52 PUSH ON JOINTS AND FITTINGS | SPECIFY MUNICIPAL STANDARD
638E20048 | FT | SPECIAL - 6" WATER MAIN DIP CLASS 53 MECHANICAL JOINTS AND FITTINGS | SPECIFY MUNICIPAL STANDARD
638E20050 | FT | SPECIAL - 6" WATER MAIN DIP CLASS 53 BALL AND SOCKET JOINTS AND FITTINGS | SPECIFY MUNICIPAL STANDARD
638E20052 | FT | SPECIAL - 6" WATER MAIN DIP CLASS 53 BOLTLESS RESTRAINED JOINTS AND FITTINGS | SPECIFY MUNICIPAL STANDARD
638E20054 | FT | SPECIAL - 6" WATER MAIN DIP CLASS 53 PUSH ON JOINTS AND FITTINGS | SPECIFY MUNICIPAL STANDARD
638E20056 | FT | SPECIAL - 6" WATER MAIN DIP CLASS 54 MECHANICAL JOINTS AND FITTINGS | SPECIFY MUNICIPAL STANDARD
638E20058 | FT | SPECIAL - 6" WATER MAIN DIP CLASS 54 BALL AND SOCKET JOINTS AND FITTINGS | SPECIFY MUNICIPAL STANDARD
638E20060 | FT | SPECIAL - 6" WATER MAIN DIP CLASS 54 BOLTLESS RESTRAINED JOINTS AND FITTINGS | SPECIFY MUNICIPAL STANDARD
638E20062 | FT | SPECIAL - 6" WATER MAIN DIP CLASS 54 PUSH ON JOINTS AND FITTINGS | SPECIFY MUNICIPAL STANDARD
638E20064 | FT | SPECIAL - 6" WATER MAIN DIP CLASS 55 MECHANICAL JOINTS AND FITTINGS | SPECIFY MUNICIPAL STANDARD
638E20066 | FT | SPECIAL - 6" WATER MAIN DIP CLASS 55 BALL AND SOCKET JOINTS AND FITTINGS | SPECIFY MUNICIPAL STANDARD
638E20068 | FT | SPECIAL - 6" WATER MAIN DIP CLASS 55 BOLTLESS RESTRAINED JOINTS AND FITTINGS | SPECIFY MUNICIPAL STANDARD
638E20070 | FT | SPECIAL - 6" WATER MAIN DIP CLASS 55 PUSH ON JOINTS AND FITTINGS | SPECIFY MUNICIPAL STANDARD
638E20072 | FT | SPECIAL - 6" WATER MAIN DIP CLASS 56 MECHANICAL JOINTS AND FITTINGS | SPECIFY MUNICIPAL STANDARD
638E20074 | FT | SPECIAL - 6" WATER MAIN DIP CLASS 56 BALL AND SOCKET JOINTS AND FITTINGS | SPECIFY MUNICIPAL STANDARD
638E20076 | FT | SPECIAL - 6" WATER MAIN DIP CLASS 56 BOLTLESS RESTRAINED JOINTS AND FITTINGS | SPECIFY MUNICIPAL STANDARD
638E20078 | FT | SPECIAL - 6" WATER MAIN DIP CLASS 56 PUSH ON JOINTS AND FITTINGS | SPECIFY MUNICIPAL STANDARD
638E20080 | FT | SPECIAL - 8" WATER MAIN DIP CLASS 52 MECHANICAL JOINTS AND FITTINGS | SPECIFY MUNICIPAL STANDARD
638E20082 | FT | SPECIAL - 8" WATER MAIN DIP CLASS 52 BALL AND SOCKET JOINTS AND FITTINGS | SPECIFY MUNICIPAL STANDARD
638E20084 | FT | SPECIAL - 8" WATER MAIN DIP CLASS 52 BOLTLESS RESTRAINED JOINTS AND FITTINGS | SPECIFY MUNICIPAL STANDARD
638E20086 | FT | SPECIAL - 8" WATER MAIN DIP CLASS 52 PUSH ON JOINTS AND FITTINGS | SPECIFY MUNICIPAL STANDARD
638E20088 | FT | SPECIAL - 8" WATER MAIN DIP CLASS 53 MECHANICAL JOINTS AND FITTINGS | SPECIFY MUNICIPAL STANDARD
638E20090 | FT | SPECIAL - 8" WATER MAIN DIP CLASS 53 BALL AND SOCKET JOINTS AND FITTINGS | SPECIFY MUNICIPAL STANDARD
638E20092 | FT | SPECIAL - 8" WATER MAIN DIP CLASS 53 BOLTLESS RESTRAINED JOINTS AND FITTINGS | SPECIFY MUNICIPAL STANDARD
638E20094 | FT | SPECIAL - 8" WATER MAIN DIP CLASS 53 PUSH ON JOINTS AND FITTINGS | SPECIFY MUNICIPAL STANDARD
638E20096 | FT | SPECIAL - 8" WATER MAIN DIP CLASS 54 MECHANICAL JOINTS AND FITTINGS | SPECIFY MUNICIPAL STANDARD
638E20098 | FT | SPECIAL - 8" WATER MAIN DIP CLASS 54 BALL AND SOCKET JOINTS AND FITTINGS | SPECIFY MUNICIPAL STANDARD
638E20100 | FT | SPECIAL - 8" WATER MAIN DIP CLASS 54 BOLTLESS RESTRAINED JOINTS AND FITTINGS | SPECIFY MUNICIPAL STANDARD
638E20104 | FT | SPECIAL - 8" WATER MAIN DIP CLASS 54 PUSH ON JOINTS AND FITTINGS | SPECIFY MUNICIPAL STANDARD
638E20106 | FT | SPECIAL - 8" WATER MAIN DIP CLASS 55 MECHANICAL JOINTS AND FITTINGS | SPECIFY MUNICIPAL STANDARD
638E20110 | FT | SPECIAL - 8" WATER MAIN DIP CLASS 55 BALL AND SOCKET JOINTS AND FITTINGS | SPECIFY MUNICIPAL STANDARD
638E20112 | FT | SPECIAL - 8" WATER MAIN DIP CLASS 55 BOLTLESS RESTRAINED JOINTS AND FITTINGS | SPECIFY MUNICIPAL STANDARD
638E20114 | FT | SPECIAL - 8" WATER MAIN DIP CLASS 55 PUSH ON JOINTS AND FITTINGS | SPECIFY MUNICIPAL STANDARD
638E20116 | FT | SPECIAL - 8" WATER MAIN DIP CLASS 56 MECHANICAL JOINTS AND FITTINGS | SPECIFY MUNICIPAL STANDARD
638E20118 | FT | SPECIAL - 8" WATER MAIN DIP CLASS 56 BALL AND SOCKET JOINTS AND FITTINGS | SPECIFY MUNICIPAL STANDARD
638E20120 | FT | SPECIAL - 8" WATER MAIN DIP CLASS 56 BOLTLESS RESTRAINED JOINTS AND FITTINGS | SPECIFY MUNICIPAL STANDARD
638E20122 | FT | SPECIAL - 8" WATER MAIN DIP CLASS 56 PUSH ON JOINTS AND FITTINGS | SPECIFY MUNICIPAL STANDARD
638E20124 | FT | SPECIAL - 10" WATER MAIN DIP CLASS 52 MECHANICAL JOINTS AND FITTINGS | SPECIFY MUNICIPAL STANDARD
638E20126 | FT | SPECIAL - 10" WATER MAIN DIP CLASS 52 BALL AND SOCKET JOINTS AND FITTINGS | SPECIFY MUNICIPAL STANDARD
638E20128 | FT | SPECIAL - 10" WATER MAIN DIP CLASS 52 BOLTLESS RESTRAINED JOINTS AND FITTINGS | SPECIFY MUNICIPAL STANDARD
638E20130 | FT | SPECIAL - 10" WATER MAIN DIP CLASS 52 PUSH ON JOINTS AND FITTINGS | SPECIFY MUNICIPAL STANDARD
638E20132 | FT | SPECIAL - 10" WATER MAIN DIP CLASS 53 MECHANICAL JOINTS AND FITTINGS | SPECIFY MUNICIPAL STANDARD
638E20134 | FT | SPECIAL - 10" WATER MAIN DIP CLASS 53 BALL AND SOCKET JOINTS AND FITTINGS | SPECIFY MUNICIPAL STANDARD
638E20136 | FT | SPECIAL - 10" WATER MAIN DIP CLASS 53 BOLTLESS RESTRAINED JOINTS AND FITTINGS | SPECIFY MUNICIPAL STANDARD
638E20138 | FT | SPECIAL - 10" WATER MAIN DIP CLASS 53 PUSH ON JOINTS AND FITTINGS | SPECIFY MUNICIPAL STANDARD
638E20140 | FT | SPECIAL - 10" WATER MAIN DIP CLASS 54 MECHANICAL JOINTS AND FITTINGS | SPECIFY MUNICIPAL STANDARD
638E20142 | FT | SPECIAL - 10" WATER MAIN DIP CLASS 54 BALL AND SOCKET JOINTS AND FITTINGS | SPECIFY MUNICIPAL STANDARD
638E20144 | FT | SPECIAL - 10" WATER MAIN DIP CLASS 54 BOLTLESS RESTRAINED JOINTS AND FITTINGS | SPECIFY MUNICIPAL STANDARD
638E20146 | FT | SPECIAL - 10" WATER MAIN DIP CLASS 54 PUSH ON JOINTS AND FITTINGS | SPECIFY MUNICIPAL STANDARD
638E20148 | FT | SPECIAL - 10" WATER MAIN DIP CLASS 55 MECHANICAL JOINTS AND FITTINGS | SPECIFY MUNICIPAL STANDARD
638E20152 | FT | SPECIAL - 10" WATER MAIN DIP CLASS 55 BALL AND SOCKET JOINTS AND FITTINGS | SPECIFY MUNICIPAL STANDARD
638E20154 | FT | SPECIAL - 10" WATER MAIN DIP CLASS 55 BOLTLESS RESTRAINED JOINTS AND FITTINGS | SPECIFY MUNICIPAL STANDARD
638E20156 | FT | SPECIAL - 10" WATER MAIN DIP CLASS 55 PUSH ON JOINTS AND FITTINGS | SPECIFY MUNICIPAL STANDARD
638E20158 | FT | SPECIAL - 10" WATER MAIN DIP CLASS 56 MECHANICAL JOINTS AND FITTINGS | SPECIFY MUNICIPAL STANDARD
638E20162 | FT | SPECIAL - 10" WATER MAIN DIP CLASS 56 BALL AND SOCKET JOINTS AND FITTINGS | SPECIFY MUNICIPAL STANDARD
638E20164 | FT | SPECIAL - 10" WATER MAIN DIP CLASS 56 BOLTLESS RESTRAINED JOINTS AND FITTINGS | SPECIFY MUNICIPAL STANDARD
638E20166 | FT | SPECIAL - 10" WATER MAIN DIP CLASS 56 PUSH ON JOINTS AND FITTINGS | SPECIFY MUNICIPAL STANDARD
638E20168 | FT | SPECIAL - 12" WATER MAIN DIP CLASS 52 MECHANICAL JOINTS AND FITTINGS | SPECIFY MUNICIPAL STANDARD
638E20170 | FT | SPECIAL - 12" WATER MAIN DIP CLASS 52 BALL AND SOCKET JOINTS AND FITTINGS | SPECIFY MUNICIPAL STANDARD
638E20172 | FT | SPECIAL - 12" WATER MAIN DIP CLASS 52 BOLTLESS RESTRAINED JOINTS AND FITTINGS | SPECIFY MUNICIPAL STANDARD
638E20174 | FT | SPECIAL - 12" WATER MAIN DIP CLASS 52 PUSH ON JOINTS AND FITTINGS | SPECIFY MUNICIPAL STANDARD
638E20176 | FT | SPECIAL - 12" WATER MAIN DIP CLASS 53 MECHANICAL JOINTS AND FITTINGS | SPECIFY MUNICIPAL STANDARD
638E20178 | FT | SPECIAL - 12" WATER MAIN DIP CLASS 53 BALL AND SOCKET JOINTS AND FITTINGS | SPECIFY MUNICIPAL STANDARD
638E20180 | FT | SPECIAL - 12" WATER MAIN DIP CLASS 53 BOLTLESS RESTRAINED JOINTS AND FITTINGS | SPECIFY MUNICIPAL STANDARD
638E20182 | FT | SPECIAL - 12" WATER MAIN DIP CLASS 53 PUSH ON JOINTS AND FITTINGS | SPECIFY MUNICIPAL STANDARD
638E20184 | FT | SPECIAL - 12" WATER MAIN DIP CLASS 54 MECHANICAL JOINTS AND FITTINGS | SPECIFY MUNICIPAL STANDARD
638E20186 | FT | SPECIAL - 12" WATER MAIN DIP CLASS 54 BALL AND SOCKET JOINTS AND FITTINGS | SPECIFY MUNICIPAL STANDARD
638E20188 | FT | SPECIAL - 12" WATER MAIN DIP CLASS 54 BOLTLESS RESTRAINED JOINTS AND FITTINGS | SPECIFY MUNICIPAL STANDARD
638E20190 | FT | SPECIAL - 12" WATER MAIN DIP CLASS 54 PUSH ON JOINTS AND FITTINGS | SPECIFY MUNICIPAL STANDARD
638E20192 | FT | SPECIAL - 12" WATER MAIN DIP CLASS 55 MECHANICAL JOINTS AND FITTINGS | SPECIFY MUNICIPAL STANDARD
638E20194 | FT | SPECIAL - 12" WATER MAIN DIP CLASS 55 BALL AND SOCKET JOINTS AND FITTINGS | SPECIFY MUNICIPAL STANDARD
638E20196 | FT | SPECIAL - 12" WATER MAIN DIP CLASS 55 BOLTLESS RESTRAINED JOINTS AND FITTINGS | SPECIFY MUNICIPAL STANDARD
638E20198 | FT | SPECIAL - 12" WATER MAIN DIP CLASS 55 PUSH ON JOINTS AND FITTINGS | SPECIFY MUNICIPAL STANDARD
638E20200 | FT | SPECIAL - 12" WATER MAIN DIP CLASS 56 MECHANICAL JOINTS AND FITTINGS | SPECIFY MUNICIPAL STANDARD
638E20202 | FT | SPECIAL - 12" WATER MAIN DIP CLASS 56 BALL AND SOCKET JOINTS AND FITTINGS | SPECIFY MUNICIPAL STANDARD
638E20204 | FT | SPECIAL - 12" WATER MAIN DIP CLASS 56 BOLTLESS RESTRAINED JOINTS AND FITTINGS | SPECIFY MUNICIPAL STANDARD
638E20206 | FT | SPECIAL - 12" WATER MAIN DIP CLASS 56 PUSH ON JOINTS AND FITTINGS | SPECIFY MUNICIPAL STANDARD
638E20208 | FT | SPECIAL - 16" WATER MAIN DIP CLASS 52 MECHANICAL JOINTS AND FITTINGS | SPECIFY MUNICIPAL STANDARD
638E20210 | FT | SPECIAL - 16" WATER MAIN DIP CLASS 52 BALL AND SOCKET JOINTS AND FITTINGS | SPECIFY MUNICIPAL STANDARD
638E20212 | FT | SPECIAL - 16" WATER MAIN DIP CLASS 52 BOLTLESS RESTRAINED JOINTS AND FITTINGS | SPECIFY MUNICIPAL STANDARD
638E20214 | FT | SPECIAL - 16" WATER MAIN DIP CLASS 52 PUSH ON JOINTS AND FITTINGS | SPECIFY MUNICIPAL STANDARD
638E20216 | FT | SPECIAL - 16" WATER MAIN DIP CLASS 53 MECHANICAL JOINTS AND FITTINGS | SPECIFY MUNICIPAL STANDARD
638E20218 | FT | SPECIAL - 16" WATER MAIN DIP CLASS 53 BALL AND SOCKET JOINTS AND FITTINGS | SPECIFY MUNICIPAL STANDARD
638E20220 | FT | SPECIAL - 16" WATER MAIN DIP CLASS 53 BOLTLESS RESTRAINED JOINTS AND FITTINGS | SPECIFY MUNICIPAL STANDARD
638E20222 | FT | SPECIAL - 16" WATER MAIN DIP CLASS 53 PUSH ON JOINTS AND FITTINGS | SPECIFY MUNICIPAL STANDARD
638E20224 | FT | SPECIAL - 16" WATER MAIN DIP CLASS 54 MECHANICAL JOINTS AND FITTINGS | SPECIFY MUNICIPAL STANDARD
638E20226 | FT | SPECIAL - 16" WATER MAIN DIP CLASS 54 BALL AND SOCKET JOINTS AND FITTINGS | SPECIFY MUNICIPAL STANDARD
638E20228 | FT | SPECIAL - 16" WATER MAIN DIP CLASS 54 BOLTLESS RESTRAINED JOINTS AND FITTINGS | SPECIFY MUNICIPAL STANDARD
638E20230 | FT | SPECIAL - 16" WATER MAIN DIP CLASS 54 PUSH ON JOINTS AND FITTINGS | SPECIFY MUNICIPAL STANDARD
638E20232 | FT | SPECIAL - 16" WATER MAIN DIP CLASS 55 MECHANICAL JOINTS AND FITTINGS | SPECIFY MUNICIPAL STANDARD
638E20234 | FT | SPECIAL - 16" WATER MAIN DIP CLASS 55 BALL AND SOCKET JOINTS AND FITTINGS | SPECIFY MUNICIPAL STANDARD
638E20236 | FT | SPECIAL - 16" WATER MAIN DIP CLASS 55 BOLTLESS RESTRAINED JOINTS AND FITTINGS | SPECIFY MUNICIPAL STANDARD
638E20238 | FT | SPECIAL - 16" WATER MAIN DIP CLASS 55 PUSH ON JOINTS AND FITTINGS | SPECIFY MUNICIPAL STANDARD
638E20240 | FT | SPECIAL - 16" WATER MAIN DIP CLASS 56 MECHANICAL JOINTS AND FITTINGS | SPECIFY MUNICIPAL STANDARD
638E20242 | FT | SPECIAL - 16" WATER MAIN DIP CLASS 56 BALL AND SOCKET JOINTS AND FITTINGS | SPECIFY MUNICIPAL STANDARD
638E20244 | FT | SPECIAL - 16" WATER MAIN DIP CLASS 56 BOLTLESS RESTRAINED JOINTS AND FITTINGS | SPECIFY MUNICIPAL STANDARD
638E20246 | FT | SPECIAL - 16" WATER MAIN DIP CLASS 56 PUSH ON JOINTS AND FITTINGS | SPECIFY MUNICIPAL STANDARD
638E20248 | FT | SPECIAL - 20" WATER MAIN DIP CLASS 52 MECHANICAL JOINTS AND FITTINGS | SPECIFY MUNICIPAL STANDARD
638E20250 | FT | SPECIAL - 20" WATER MAIN DIP CLASS 52 BALL AND SOCKET JOINTS AND FITTINGS | SPECIFY MUNICIPAL STANDARD
638E20252 | FT | SPECIAL - 20" WATER MAIN DIP CLASS 52 BOLTLESS RESTRAINED JOINTS AND FITTINGS | SPECIFY MUNICIPAL STANDARD
638E20254 | FT | SPECIAL - 20" WATER MAIN DIP CLASS 52 PUSH ON JOINTS AND FITTINGS | SPECIFY MUNICIPAL STANDARD
638E20256 | FT | SPECIAL - 20" WATER MAIN DIP CLASS 53 MECHANICAL JOINTS AND FITTINGS | SPECIFY MUNICIPAL STANDARD
638E20258 | FT | SPECIAL - 20" WATER MAIN DIP CLASS 53 BALL AND SOCKET JOINTS AND FITTINGS | SPECIFY MUNICIPAL STANDARD
638E20260 | FT | SPECIAL - 20" WATER MAIN DIP CLASS 53 BOLTLESS RESTRAINED JOINTS AND FITTINGS | SPECIFY MUNICIPAL STANDARD
638E20262 | FT | SPECIAL - 20" WATER MAIN DIP CLASS 53 PUSH ON JOINTS AND FITTINGS | SPECIFY MUNICIPAL STANDARD
638E20264 | FT | SPECIAL - 20" WATER MAIN DIP CLASS 54 MECHANICAL JOINTS AND FITTINGS | SPECIFY MUNICIPAL STANDARD
638E20266 | FT | SPECIAL - 20" WATER MAIN DIP CLASS 54 BALL AND SOCKET JOINTS AND FITTINGS | SPECIFY MUNICIPAL STANDARD
638E20268 | FT | SPECIAL - 20" WATER MAIN DIP CLASS 54 BOLTLESS RESTRAINED JOINTS AND FITTINGS | SPECIFY MUNICIPAL STANDARD
638E20270 | FT | SPECIAL - 20" WATER MAIN DIP CLASS 54 PUSH ON JOINTS AND FITTINGS | SPECIFY MUNICIPAL STANDARD
638E20272 | FT | SPECIAL - 20" WATER MAIN DIP CLASS 55 MECHANICAL JOINTS AND FITTINGS | SPECIFY MUNICIPAL STANDARD
638E20274 | FT | SPECIAL - 20" WATER MAIN DIP CLASS 55 BALL AND SOCKET JOINTS AND FITTINGS | SPECIFY MUNICIPAL STANDARD
638E20276 | FT | SPECIAL - 20" WATER MAIN DIP CLASS 55 BOLTLESS RESTRAINED JOINTS AND FITTINGS | SPECIFY MUNICIPAL STANDARD
638E20278 | FT | SPECIAL - 20" WATER MAIN DIP CLASS 55 PUSH ON JOINTS AND FITTINGS | SPECIFY MUNICIPAL STANDARD
638E20280 | FT | SPECIAL - 20" WATER MAIN DIP CLASS 56 MECHANICAL JOINTS AND FITTINGS | SPECIFY MUNICIPAL STANDARD
638E20282 | FT | SPECIAL - 20" WATER MAIN DIP CLASS 56 BALL AND SOCKET JOINTS AND FITTINGS | SPECIFY MUNICIPAL STANDARD
638E20284 | FT | SPECIAL - 20" WATER MAIN DIP CLASS 56 BOLTLESS RESTRAINED JOINTS AND FITTINGS | SPECIFY MUNICIPAL STANDARD
638E20286 | FT | SPECIAL - 20" WATER MAIN DIP CLASS 56 PUSH ON JOINTS AND FITTINGS | SPECIFY MUNICIPAL STANDARD
638E20288 | FT | SPECIAL - 24" WATER MAIN DIP CLASS 52 MECHANICAL JOINTS AND FITTINGS | SPECIFY MUNICIPAL STANDARD
638E20290 | FT | SPECIAL - 24" WATER MAIN DIP CLASS 52 BALL AND SOCKET JOINTS AND FITTINGS | SPECIFY MUNICIPAL STANDARD
638E20292 | FT | SPECIAL - 24" WATER MAIN DIP CLASS 52 BOLTLESS RESTRAINED JOINTS AND FITTINGS | SPECIFY MUNICIPAL STANDARD
638E20294 | FT | SPECIAL - 24" WATER MAIN DIP CLASS 52 PUSH ON JOINTS AND FITTINGS | SPECIFY MUNICIPAL STANDARD
638E20296 | FT | SPECIAL - 24" WATER MAIN DIP CLASS 53 MECHANICAL JOINTS AND FITTINGS | SPECIFY MUNICIPAL STANDARD
638E20298 | FT | SPECIAL - 24" WATER MAIN DIP CLASS 53 BALL AND SOCKET JOINTS AND FITTINGS | SPECIFY MUNICIPAL STANDARD
638E20300 | FT | SPECIAL - 24" WATER MAIN DIP CLASS 53 BOLTLESS RESTRAINED JOINTS AND FITTINGS | SPECIFY MUNICIPAL STANDARD
638E20302 | FT | SPECIAL - 24" WATER MAIN DIP CLASS 53 PUSH ON JOINTS AND FITTINGS | SPECIFY MUNICIPAL STANDARD
638E20304 | FT | SPECIAL - 24" WATER MAIN DIP CLASS 54 MECHANICAL JOINTS AND FITTINGS | SPECIFY MUNICIPAL STANDARD
638E20308 | FT | SPECIAL - 24" WATER MAIN DIP CLASS 54 BALL AND SOCKET JOINTS AND FITTINGS | SPECIFY MUNICIPAL STANDARD
638E20312 | FT | SPECIAL - 24" WATER MAIN DIP CLASS 54 BOLTLESS RESTRAINED JOINTS AND FITTINGS | SPECIFY MUNICIPAL STANDARD
638E20314 | FT | SPECIAL - 24" WATER MAIN DIP CLASS 54 PUSH ON JOINTS AND FITTINGS | SPECIFY MUNICIPAL STANDARD
638E20316 | FT | SPECIAL - 24" WATER MAIN DIP CLASS 55 MECHANICAL JOINTS AND FITTINGS | SPECIFY MUNICIPAL STANDARD
638E20318 | FT | SPECIAL - 24" WATER MAIN DIP CLASS 55 BALL AND SOCKET JOINTS AND FITTINGS | SPECIFY MUNICIPAL STANDARD
638E20320 | FT | SPECIAL - 24" WATER MAIN DIP CLASS 55 BOLTLESS RESTRAINED JOINTS AND FITTINGS | SPECIFY MUNICIPAL STANDARD
638E20322 | FT | SPECIAL - 24" WATER MAIN DIP CLASS 55 PUSH ON JOINTS AND FITTINGS | SPECIFY MUNICIPAL STANDARD
638E20324 | FT | SPECIAL - 24" WATER MAIN DIP CLASS 56 MECHANICAL JOINTS AND FITTINGS | SPECIFY MUNICIPAL STANDARD
638E20326 | FT | SPECIAL - 24" WATER MAIN DIP CLASS 56 BALL AND SOCKET JOINTS AND FITTINGS | SPECIFY MUNICIPAL STANDARD
638E20328 | FT | SPECIAL - 24" WATER MAIN DIP CLASS 56 BOLTLESS RESTRAINED JOINTS AND FITTINGS | SPECIFY MUNICIPAL STANDARD
638E20330 | FT | SPECIAL - 24" WATER MAIN DIP CLASS 56 PUSH ON JOINTS AND FITTINGS | SPECIFY MUNICIPAL STANDARD
638E20332 | FT | SPECIAL - 30" WATER MAIN DIP CLASS 52 MECHANICAL JOINTS AND FITTINGS | SPECIFY MUNICIPAL STANDARD
638E20334 | FT | SPECIAL - 30" WATER MAIN DIP CLASS 52 BALL AND SOCKET JOINTS AND FITTINGS | SPECIFY MUNICIPAL STANDARD
638E20336 | FT | SPECIAL - 30" WATER MAIN DIP CLASS 52 BOLTLESS RESTRAINED JOINTS AND FITTINGS | SPECIFY MUNICIPAL STANDARD
638E20338 | FT | SPECIAL - 30" WATER MAIN DIP CLASS 52 PUSH ON JOINTS AND FITTINGS | SPECIFY MUNICIPAL STANDARD
638E20340 | FT | SPECIAL - 30" WATER MAIN DIP CLASS 53 MECHANICAL JOINTS AND FITTINGS | SPECIFY MUNICIPAL STANDARD
638E20342 | FT | SPECIAL - 30" WATER MAIN DIP CLASS 53 BALL AND SOCKET JOINTS AND FITTINGS | SPECIFY MUNICIPAL STANDARD
638E20344 | FT | SPECIAL - 30" WATER MAIN DIP CLASS 53 BOLTLESS RESTRAINED JOINTS AND FITTINGS | SPECIFY MUNICIPAL STANDARD
638E20346 | FT | SPECIAL - 30" WATER MAIN DIP CLASS 53 PUSH ON JOINTS AND FITTINGS | SPECIFY MUNICIPAL STANDARD
638E20348 | FT | SPECIAL - 30" WATER MAIN DIP CLASS 54 MECHANICAL JOINTS AND FITTINGS | SPECIFY MUNICIPAL STANDARD
638E20350 | FT | SPECIAL - 30" WATER MAIN DIP CLASS 54 BALL AND SOCKET JOINTS AND FITTINGS | SPECIFY MUNICIPAL STANDARD
638E20352 | FT | SPECIAL - 30" WATER MAIN DIP CLASS 54 BOLTLESS RESTRAINED JOINTS AND FITTINGS | SPECIFY MUNICIPAL STANDARD
638E20354 | FT | SPECIAL - 30" WATER MAIN DIP CLASS 54 PUSH ON JOINTS AND FITTINGS | SPECIFY MUNICIPAL STANDARD
638E20356 | FT | SPECIAL - 30" WATER MAIN DIP CLASS 55 MECHANICAL JOINTS AND FITTINGS | SPECIFY MUNICIPAL STANDARD
638E20358 | FT | SPECIAL - 30" WATER MAIN DIP CLASS 55 BALL AND SOCKET JOINTS AND FITTINGS | SPECIFY MUNICIPAL STANDARD
638E20360 | FT | SPECIAL - 30" WATER MAIN DIP CLASS 55 BOLTLESS RESTRAINED JOINTS AND FITTINGS | SPECIFY MUNICIPAL STANDARD
638E20362 | FT | SPECIAL - 30" WATER MAIN DIP CLASS 55 PUSH ON JOINTS AND FITTINGS | SPECIFY MUNICIPAL STANDARD
638E20364 | FT | SPECIAL - 30" WATER MAIN DIP CLASS 56 MECHANICAL JOINTS AND FITTINGS | SPECIFY MUNICIPAL STANDARD
638E20366 | FT | SPECIAL - 30" WATER MAIN DIP CLASS 56 BALL AND SOCKET JOINTS AND FITTINGS | SPECIFY MUNICIPAL STANDARD
638E20368 | FT | SPECIAL - 30" WATER MAIN DIP CLASS 56 BOLTLESS RESTRAINED JOINTS AND FITTINGS | SPECIFY MUNICIPAL STANDARD
638E20370 | FT | SPECIAL - 30" WATER MAIN DIP CLASS 56 PUSH ON JOINTS AND FITTINGS | SPECIFY MUNICIPAL STANDARD
638E20372 | FT | SPECIAL - 36" WATER MAIN DIP CLASS 52 MECHANICAL JOINTS AND FITTINGS | SPECIFY MUNICIPAL STANDARD
638E20374 | FT | SPECIAL - 36" WATER MAIN DIP CLASS 52 BALL AND SOCKET JOINTS AND FITTINGS | SPECIFY MUNICIPAL STANDARD
638E20376 | FT | SPECIAL - 36" WATER MAIN DIP CLASS 52 BOLTLESS RESTRAINED JOINTS AND FITTINGS | SPECIFY MUNICIPAL STANDARD
638E20378 | FT | SPECIAL - 36" WATER MAIN DIP CLASS 52 PUSH ON JOINTS AND FITTINGS | SPECIFY MUNICIPAL STANDARD
638E20380 | FT | SPECIAL - 36" WATER MAIN DIP CLASS 53 MECHANICAL JOINTS AND FITTINGS | SPECIFY MUNICIPAL STANDARD
638E20382 | FT | SPECIAL - 36" WATER MAIN DIP CLASS 53 BALL AND SOCKET JOINTS AND FITTINGS | SPECIFY MUNICIPAL STANDARD
638E20384 | FT | SPECIAL - 36" WATER MAIN DIP CLASS 53 BOLTLESS RESTRAINED JOINTS AND FITTINGS | SPECIFY MUNICIPAL STANDARD
638E20386 | FT | SPECIAL - 36" WATER MAIN DIP CLASS 53 PUSH ON JOINTS AND FITTINGS | SPECIFY MUNICIPAL STANDARD
638E20388 | FT | SPECIAL - 36" WATER MAIN DIP CLASS 54 MECHANICAL JOINTS AND FITTINGS | SPECIFY MUNICIPAL STANDARD
638E20390 | FT | SPECIAL - 36" WATER MAIN DIP CLASS 54 BALL AND SOCKET JOINTS AND FITTINGS | SPECIFY MUNICIPAL STANDARD
638E20392 | FT | SPECIAL - 36" WATER MAIN DIP CLASS 54 BOLTLESS RESTRAINED JOINTS AND FITTINGS | SPECIFY MUNICIPAL STANDARD
638E20394 | FT | SPECIAL - 36" WATER MAIN DIP CLASS 54 PUSH ON JOINTS AND FITTINGS | SPECIFY MUNICIPAL STANDARD
638E20396 | FT | SPECIAL - 36" WATER MAIN DIP CLASS 55 MECHANICAL JOINTS AND FITTINGS | SPECIFY MUNICIPAL STANDARD
638E20398 | FT | SPECIAL - 36" WATER MAIN DIP CLASS 55 BALL AND SOCKET JOINTS AND FITTINGS | SPECIFY MUNICIPAL STANDARD
638E20400 | FT | SPECIAL - 36" WATER MAIN DIP CLASS 55 BOLTLESS RESTRAINED JOINTS AND FITTINGS | SPECIFY MUNICIPAL STANDARD
638E20404 | FT | SPECIAL - 36" WATER MAIN DIP CLASS 55 PUSH ON JOINTS AND FITTINGS | SPECIFY MUNICIPAL STANDARD
638E20406 | FT | SPECIAL - 36" WATER MAIN DIP CLASS 56 MECHANICAL JOINTS AND FITTINGS | SPECIFY MUNICIPAL STANDARD
638E20408 | FT | SPECIAL - 36" WATER MAIN DIP CLASS 56 BALL AND SOCKET JOINTS AND FITTINGS | SPECIFY MUNICIPAL STANDARD
638E20410 | FT | SPECIAL - 36" WATER MAIN DIP CLASS 56 BOLTLESS RESTRAINED JOINTS AND FITTINGS | SPECIFY MUNICIPAL STANDARD
638E20412 | FT | SPECIAL - 36" WATER MAIN DIP CLASS 56 PUSH ON JOINTS AND FITTINGS | SPECIFY MUNICIPAL STANDARD
638E20414 | FT | SPECIAL - 2" WATER MAIN POLYVINYL CHLORIDE PIPE AND FITTINGS | SPECIFY MUNICIPAL STANDARD
638E20416 | FT | SPECIAL - 4" WATER MAIN POLYVINYL CHLORIDE PIPE AND FITTINGS | SPECIFY MUNICIPAL STANDARD
638E20418 | FT | SPECIAL - 6" WATER MAIN POLYVINYL CHLORIDE PIPE AND FITTINGS | SPECIFY MUNICIPAL STANDARD
638E20420 | FT | SPECIAL - 8" WATER MAIN POLYVINYL CHLORIDE PIPE AND FITTINGS | SPECIFY MUNICIPAL STANDARD
638E20422 | FT | SPECIAL - 10" WATER MAIN POLYVINYL CHLORIDE PIPE AND FITTINGS | SPECIFY MUNICIPAL STANDARD
638E20424 | FT | SPECIAL - 12" WATER MAIN POLYVINYL CHLORIDE PIPE AND FITTINGS | SPECIFY MUNICIPAL STANDARD
638E20426 | FT | SPECIAL - 16" WATER MAIN POLYVINYL CHLORIDE PIPE AND FITTINGS | SPECIFY MUNICIPAL STANDARD
638E20428 | FT | SPECIAL - 6" GALVANIZED STEEL PIPE | SPECIFY MUNICIPAL STANDARD
638E20430 | FT | SPECIAL - 8" GALVANIZED STEEL PIPE | SPECIFY MUNICIPAL STANDARD
638E20432 | FT | SPECIAL - 12" GALVANIZED STEEL PIPE | SPECIFY MUNICIPAL STANDARD
638E20434 | FT | SPECIAL - 16" GALVANIZED STEEL PIPE | SPECIFY MUNICIPAL STANDARD
638E20436 | FT | SPECIAL - 24" GALVANIZED STEEL PIPE | SPECIFY MUNICIPAL STANDARD
638E20438 | FT | SPECIAL - 10" STEEL PIPE ENCASEMENT, BORED OR JACKED | SPECIFY MUNICIPAL STANDARD
638E20442 | FT | SPECIAL - 10" STEEL PIPE ENCASEMENT, OPEN CUT | SPECIFY MUNICIPAL STANDARD
638E20444 | FT | SPECIAL - 12" STEEL PIPE ENCASEMENT, BORED OR JACKED | SPECIFY MUNICIPAL STANDARD
638E20446 | FT | SPECIAL - 12" STEEL PIPE ENCASEMENT, OPEN CUT | SPECIFY MUNICIPAL STANDARD
638E20448 | FT | SPECIAL - 14" STEEL PIPE ENCASEMENT, BORED OR JACKED | SPECIFY MUNICIPAL STANDARD
638E20450 | FT | SPECIAL - 14" STEEL PIPE ENCASEMENT, OPEN CUT | SPECIFY MUNICIPAL STANDARD
638E20452 | FT | SPECIAL - 16" STEEL PIPE ENCASEMENT, BORED OR JACKED | SPECIFY MUNICIPAL STANDARD
638E20454 | FT | SPECIAL - 16" STEEL PIPE ENCASEMENT, OPEN CUT | SPECIFY MUNICIPAL STANDARD
638E20456 | FT | SPECIAL - 18" STEEL PIPE ENCASEMENT, BORED OR JACKED | SPECIFY MUNICIPAL STANDARD
638E20458 | FT | SPECIAL - 18" STEEL PIPE ENCASEMENT, OPEN CUT | SPECIFY MUNICIPAL STANDARD
638E20460 | FT | SPECIAL - 20" STEEL PIPE ENCASEMENT, BORED OR JACKED | SPECIFY MUNICIPAL STANDARD
638E20462 | FT | SPECIAL - 20" STEEL PIPE ENCASEMENT, OPEN CUT | SPECIFY MUNICIPAL STANDARD
638E20464 | FT | SPECIAL - 24" STEEL PIPE ENCASEMENT, BORED OR JACKED | SPECIFY MUNICIPAL STANDARD
638E20466 | FT | SPECIAL - 24" STEEL PIPE ENCASEMENT, OPEN CUT | SPECIFY MUNICIPAL STANDARD
638E20468 | FT | SPECIAL - 30" STEEL PIPE ENCASEMENT, BORED OR JACKED | SPECIFY MUNICIPAL STANDARD
638E20470 | FT | SPECIAL - 30" STEEL PIPE ENCASEMENT, OPEN CUT | SPECIFY MUNICIPAL STANDARD
638E20472 | FT | SPECIAL - 36" STEEL PIPE ENCASEMENT, BORED OR JACKED | SPECIFY MUNICIPAL STANDARD
638E20474 | FT | SPECIAL - 36" STEEL PIPE ENCASEMENT, OPEN CUT | SPECIFY MUNICIPAL STANDARD
638E20476 | FT | SPECIAL - 42" STEEL PIPE ENCASEMENT, BORED OR JACKED | SPECIFY MUNICIPAL STANDARD
638E20478 | FT | SPECIAL - 42" STEEL PIPE ENCASEMENT, OPEN CUT | SPECIFY MUNICIPAL STANDARD
638E20480 | FT | SPECIAL - 48" STEEL PIPE ENCASEMENT, BORED OR JACKED | SPECIFY MUNICIPAL STANDARD
638E20482 | FT | SPECIAL - 48" STEEL PIPE ENCASEMENT, OPEN CUT | SPECIFY MUNICIPAL STANDARD
638E20484 | FT | SPECIAL - 56" STEEL PIPE ENCASEMENT, BORED OR JACKED | SPECIFY MUNICIPAL STANDARD
638E20486 | FT | SPECIAL - 56" STEEL PIPE ENCASEMENT, OPEN CUT | SPECIFY MUNICIPAL STANDARD
638E20488 | FT | SPECIAL - 72" STEEL PIPE ENCASEMENT, BORED OR JACKED | SPECIFY MUNICIPAL STANDARD
638E20490 | FT | SPECIAL - 72" STEEL PIPE ENCASEMENT, OPEN CUT | SPECIFY MUNICIPAL STANDARD
638E20492 | FT | SPECIAL - 78" STEEL PIPE ENCASEMENT, BORED OR JACKED | SPECIFY MUNICIPAL STANDARD
638E20494 | FT | SPECIAL - 78" STEEL PIPE ENCASEMENT, OPEN CUT | SPECIFY MUNICIPAL STANDARD
638E20496 | FT | SPECIAL - TEMPORARY BY PASS COMPLETE WITH JOINTS AND FITTINGS | SPECIFY MUNICIPAL STANDARD
638E20498 | EACH | SPECIAL - VALVE BOX | SPECIFY MUNICIPAL STANDARD
638E20500 | EACH | SPECIAL - VALVE BOX ADJUSTED TO GRADE | SPECIFY MUNICIPAL STANDARD
638E20502 | EACH | SPECIAL - VALVE BOX REBUILT TO GRADE | SPECIFY MUNICIPAL STANDARD
638E20504 | EACH | SPECIAL - 2" GATE VALVE | SPECIFY MUNICIPAL STANDARD
638E20506 | EACH | SPECIAL - 2" GATE VALVE WITH VALVE BOX | SPECIFY MUNICIPAL STANDARD
638E20508 | EACH | SPECIAL - 2" INSERTING VALVE | SPECIFY MUNICIPAL STANDARD
638E20510 | EACH | SPECIAL - 2" INSERTING VALVE WITH VALVE BOX | SPECIFY MUNICIPAL STANDARD
638E20512 | EACH | SPECIAL - 2" BUTTERFLY VALVE | SPECIFY MUNICIPAL STANDARD
638E20514 | EACH | SPECIAL - 2" BUTTERFLY VALVE WITH VALVE BOX | SPECIFY MUNICIPAL STANDARD
638E20516 | EACH | SPECIAL - 2" CUTTING IN SLEEVE | SPECIFY MUNICIPAL STANDARD
638E20518 | EACH | SPECIAL - 2" CUTTING IN SLEEVE, VALVE WITH VALVE BOX | SPECIFY MUNICIPAL STANDARD
638E20520 | EACH | SPECIAL - 4" GATE VALVE | SPECIFY MUNICIPAL STANDARD
638E20522 | EACH | SPECIAL - 4" GATE VALVE WITH VALVE BOX | SPECIFY MUNICIPAL STANDARD
638E20524 | EACH | SPECIAL - 4" INSERTING VALVE | SPECIFY MUNICIPAL STANDARD
638E20526 | EACH | SPECIAL - 4" INSERTING VALVE WITH VALVE BOX | SPECIFY MUNICIPAL STANDARD
638E20528 | EACH | SPECIAL - 4" BUTTERFLY VALVE | SPECIFY MUNICIPAL STANDARD
638E20530 | EACH | SPECIAL - 4" BUTTERFLY VALVE WITH VALVE BOX | SPECIFY MUNICIPAL STANDARD
638E20532 | EACH | SPECIAL - 4" CUTTING IN SLEEVE | SPECIFY MUNICIPAL STANDARD
638E20534 | EACH | SPECIAL - 4" CUTTING IN SLEEVE, VALVE WITH VALVE BOX | SPECIFY MUNICIPAL STANDARD
638E20536 | EACH | SPECIAL - 6" GATE VALVE | SPECIFY MUNICIPAL STANDARD
638E20538 | EACH | SPECIAL - 6" GATE VALVE WITH VALVE BOX | SPECIFY MUNICIPAL STANDARD
638E20540 | EACH | SPECIAL - 6" INSERTING VALVE | SPECIFY MUNICIPAL STANDARD
638E20542 | EACH | SPECIAL - 6" INSERTING VALVE WITH VALVE BOX | SPECIFY MUNICIPAL STANDARD
638E20544 | EACH | SPECIAL - 6" BUTTERFLY VALVE | SPECIFY MUNICIPAL STANDARD
638E20546 | EACH | SPECIAL - 6" BUTTERFLY VALVE WITH VALVE BOX | SPECIFY MUNICIPAL STANDARD
638E20548 | EACH | SPECIAL - 6" CUTTING IN SLEEVE | SPECIFY MUNICIPAL STANDARD
638E20550 | EACH | SPECIAL - 6" CUTTING IN SLEEVE, VALVE WITH VALVE BOX | SPECIFY MUNICIPAL STANDARD
638E20552 | EACH | SPECIAL - 8" GATE VALVE | SPECIFY MUNICIPAL STANDARD
638E20554 | EACH | SPECIAL - 8" GATE VALVE WITH VALVE BOX | SPECIFY MUNICIPAL STANDARD
638E20556 | EACH | SPECIAL - 8" INSERTING VALVE | SPECIFY MUNICIPAL STANDARD
638E20558 | EACH | SPECIAL - 8" INSERTING VALVE WITH VALVE BOX | SPECIFY MUNICIPAL STANDARD
638E20560 | EACH | SPECIAL - 8" BUTTERFLY VALVE | SPECIFY MUNICIPAL STANDARD
638E20562 | EACH | SPECIAL - 8" BUTTERFLY VALVE WITH VALVE BOX | SPECIFY MUNICIPAL STANDARD
638E20564 | EACH | SPECIAL - 8" CUTTING IN SLEEVE | SPECIFY MUNICIPAL STANDARD
638E20566 | EACH | SPECIAL - 8" CUTTING IN SLEEVE, VALVE WITH VALVE BOX | SPECIFY MUNICIPAL STANDARD
638E20568 | EACH | SPECIAL - 10" GATE VALVE | SPECIFY MUNICIPAL STANDARD
638E20570 | EACH | SPECIAL - 10" GATE VALVE WITH VALVE BOX | SPECIFY MUNICIPAL STANDARD
638E20572 | EACH | SPECIAL - 10" INSERTING VALVE | SPECIFY MUNICIPAL STANDARD
638E20574 | EACH | SPECIAL - 10" INSERTING VALVE WITH VALVE BOX | SPECIFY MUNICIPAL STANDARD
638E20576 | EACH | SPECIAL - 10" BUTTERFLY VALVE | SPECIFY MUNICIPAL STANDARD
638E20578 | EACH | SPECIAL - 10" BUTTERFLY VALVE WITH VALVE BOX | SPECIFY MUNICIPAL STANDARD
638E20580 | EACH | SPECIAL - 10" CUTTING IN SLEEVE | SPECIFY MUNICIPAL STANDARD
638E20582 | EACH | SPECIAL - 10" CUTTING IN SLEEVE, VALVE WITH VALVE BOX | SPECIFY MUNICIPAL STANDARD
638E20584 | EACH | SPECIAL - 12" GATE VALVE | SPECIFY MUNICIPAL STANDARD
638E20586 | EACH | SPECIAL - 12" GATE VALVE WITH VALVE BOX | SPECIFY MUNICIPAL STANDARD
638E20588 | EACH | SPECIAL - 12" INSERTING VALVE | SPECIFY MUNICIPAL STANDARD
638E20590 | EACH | SPECIAL - 12" INSERTING VALVE WITH VALVE BOX | SPECIFY MUNICIPAL STANDARD
638E20592 | EACH | SPECIAL - 12" BUTTERFLY VALVE | SPECIFY MUNICIPAL STANDARD
638E20594 | EACH | SPECIAL - 12" BUTTERFLY VALVE WITH VALVE BOX | SPECIFY MUNICIPAL STANDARD
638E20596 | EACH | SPECIAL - 12" CUTTING IN SLEEVE | SPECIFY MUNICIPAL STANDARD
638E20598 | EACH | SPECIAL - 12" CUTTING IN SLEEVE, VALVE WITH VALVE BOX | SPECIFY MUNICIPAL STANDARD
638E20602 | EACH | SPECIAL - 14" GATE VALVE | SPECIFY MUNICIPAL STANDARD
638E20604 | EACH | SPECIAL - 14" GATE VALVE WITH VALVE BOX | SPECIFY MUNICIPAL STANDARD
638E20608 | EACH | SPECIAL - 14" INSERTING VALVE | SPECIFY MUNICIPAL STANDARD
638E20610 | EACH | SPECIAL - 14" INSERTING VALVE WITH VALVE BOX | SPECIFY MUNICIPAL STANDARD
638E20612 | EACH | SPECIAL - 14" BUTTERFLY VALVE | SPECIFY MUNICIPAL STANDARD
638E20614 | EACH | SPECIAL - 14" BUTTERFLY VALVE WITH VALVE BOX | SPECIFY MUNICIPAL STANDARD
638E20616 | EACH | SPECIAL - 14" CUTTING IN SLEEVE | SPECIFY MUNICIPAL STANDARD
638E20618 | EACH | SPECIAL - 14" CUTTING IN SLEEVE, VALVE WITH VALVE BOX | SPECIFY MUNICIPAL STANDARD
638E20620 | EACH | SPECIAL - 16" GATE VALVE | SPECIFY MUNICIPAL STANDARD
638E20622 | EACH | SPECIAL - 16" GATE VALVE WITH VALVE BOX | SPECIFY MUNICIPAL STANDARD
638E20624 | EACH | SPECIAL - 16" INSERTING VALVE | SPECIFY MUNICIPAL STANDARD
638E20626 | EACH | SPECIAL - 16" INSERTING VALVE WITH VALVE BOX | SPECIFY MUNICIPAL STANDARD
638E20628 | EACH | SPECIAL - 16" BUTTERFLY VALVE | SPECIFY MUNICIPAL STANDARD
638E20630 | EACH | SPECIAL - 16" BUTTERFLY VALVE WITH VALVE BOX | SPECIFY MUNICIPAL STANDARD
638E20632 | EACH | SPECIAL - 16" CUTTING IN SLEEVE | SPECIFY MUNICIPAL STANDARD
638E20634 | EACH | SPECIAL - 16" CUTTING IN SLEEVE, VALVE WITH VALVE BOX | SPECIFY MUNICIPAL STANDARD
638E20636 | EACH | SPECIAL - 18" GATE VALVE | SPECIFY MUNICIPAL STANDARD
638E20638 | EACH | SPECIAL - 18" GATE VALVE WITH VALVE BOX | SPECIFY MUNICIPAL STANDARD
638E20642 | EACH | SPECIAL - 18" INSERTING VALVE | SPECIFY MUNICIPAL STANDARD
638E20644 | EACH | SPECIAL - 18" INSERTING VALVE WITH VALVE BOX | SPECIFY MUNICIPAL STANDARD
638E20646 | EACH | SPECIAL - 18" BUTTERFLY VALVE | SPECIFY MUNICIPAL STANDARD
638E20648 | EACH | SPECIAL - 18" BUTTERFLY VALVE WITH VALVE BOX | SPECIFY MUNICIPAL STANDARD
638E20652 | EACH | SPECIAL - 18" CUTTING IN SLEEVE | SPECIFY MUNICIPAL STANDARD
638E20654 | EACH | SPECIAL - 18" CUTTING IN SLEEVE, VALVE WITH VALVE BOX | SPECIFY MUNICIPAL STANDARD
638E20656 | EACH | SPECIAL - 20" GATE VALVE | SPECIFY MUNICIPAL STANDARD
638E20658 | EACH | SPECIAL - 20" GATE VALVE WITH VALVE BOX | SPECIFY MUNICIPAL STANDARD
638E20660 | EACH | SPECIAL - 20" INSERTING VALVE | SPECIFY MUNICIPAL STANDARD
638E20662 | EACH | SPECIAL - 20" INSERTING VALVE WITH VALVE BOX | SPECIFY MUNICIPAL STANDARD
638E20664 | EACH | SPECIAL - 20" BUTTERFLY VALVE | SPECIFY MUNICIPAL STANDARD
638E20666 | EACH | SPECIAL - 20" BUTTERFLY VALVE WITH VALVE BOX | SPECIFY MUNICIPAL STANDARD
638E20668 | EACH | SPECIAL - 20" CUTTING IN SLEEVE | SPECIFY MUNICIPAL STANDARD
638E20670 | EACH | SPECIAL - 20" CUTTING IN SLEEVE, VALVE WITH VALVE BOX | SPECIFY MUNICIPAL STANDARD
638E20672 | EACH | SPECIAL - 24" GATE VALVE | SPECIFY MUNICIPAL STANDARD
638E20674 | EACH | SPECIAL - 24" GATE VALVE WITH VALVE BOX | SPECIFY MUNICIPAL STANDARD
638E20676 | EACH | SPECIAL - 24" INSERTING VALVE | SPECIFY MUNICIPAL STANDARD
638E20678 | EACH | SPECIAL - 24" INSERTING VALVE WITH VALVE BOX | SPECIFY MUNICIPAL STANDARD
638E20680 | EACH | SPECIAL - 24" BUTTERFLY VALVE | SPECIFY MUNICIPAL STANDARD
638E20682 | EACH | SPECIAL - 24" BUTTERFLY VALVE WITH VALVE BOX | SPECIFY MUNICIPAL STANDARD
638E20684 | EACH | SPECIAL - 24" CUTTING IN SLEEVE | SPECIFY MUNICIPAL STANDARD
638E20686 | EACH | SPECIAL - 24" CUTTING IN SLEEVE, VALVE WITH VALVE BOX | SPECIFY MUNICIPAL STANDARD
638E20688 | EACH | SPECIAL - 4" X 4" TAPPING SLEEVE, VALVE AND VALVE BOX | SPECIFY MUNICIPAL STANDARD
638E20690 | EACH | SPECIAL - 6" X 6" TAPPING SLEEVE, VALVE AND VALVE BOX | SPECIFY MUNICIPAL STANDARD
638E20692 | EACH | SPECIAL - 8" X 6" TAPPING SLEEVE, VALVE AND VALVE BOX | SPECIFY MUNICIPAL STANDARD
638E20694 | EACH | SPECIAL - 8" X 8" TAPPING SLEEVE, VALVE AND VALVE BOX | SPECIFY MUNICIPAL STANDARD
638E20696 | EACH | SPECIAL - 10" X 4" TAPPING SLEEVE, VALVE AND VALVE BOX | SPECIFY MUNICIPAL STANDARD
638E20698 | EACH | SPECIAL - 10" X 6" TAPPING SLEEVE, VALVE AND VALVE BOX | SPECIFY MUNICIPAL STANDARD
638E20700 | EACH | SPECIAL - 10" X 8" TAPPING SLEEVE, VALVE AND VALVE BOX | SPECIFY MUNICIPAL STANDARD
638E20702 | EACH | SPECIAL - 10" X 10" TAPPING SLEEVE, VALVE AND VALVE BOX | SPECIFY MUNICIPAL STANDARD
638E20704 | EACH | SPECIAL - 12" X 4" TAPPING SLEEVE, VALVE AND VALVE BOX | SPECIFY MUNICIPAL STANDARD
638E20706 | EACH | SPECIAL - 12" X 6" TAPPING SLEEVE, VALVE AND VALVE BOX | SPECIFY MUNICIPAL STANDARD
638E20708 | EACH | SPECIAL - 12" X 8" TAPPING SLEEVE, VALVE AND VALVE BOX | SPECIFY MUNICIPAL STANDARD
638E20710 | EACH | SPECIAL - 12" X 10" TAPPING SLEEVE, VALVE AND VALVE BOX | SPECIFY MUNICIPAL STANDARD
638E20712 | EACH | SPECIAL - 12" X 12" TAPPING SLEEVE, VALVE AND VALVE BOX | SPECIFY MUNICIPAL STANDARD
638E20714 | EACH | SPECIAL - 14" X 14" TAPPING SLEEVE, VALVE AND VALVE BOX | SPECIFY MUNICIPAL STANDARD
638E20716 | EACH | SPECIAL - 14" X 6" TAPPING SLEEVE, VALVE AND VALVE BOX | SPECIFY MUNICIPAL STANDARD
638E20718 | EACH | SPECIAL - 16" X 6" TAPPING SLEEVE, VALVE AND VALVE BOX | SPECIFY MUNICIPAL STANDARD
638E20720 | EACH | SPECIAL - 16" X 8" TAPPING SLEEVE, VALVE AND VALVE BOX | SPECIFY MUNICIPAL STANDARD
638E20722 | EACH | SPECIAL - 16" X 10" TAPPING SLEEVE, VALVE AND VALVE BOX | SPECIFY MUNICIPAL STANDARD
638E20724 | EACH | SPECIAL - 16" X 12" TAPPING SLEEVE, VALVE AND VALVE BOX | SPECIFY MUNICIPAL STANDARD
638E20726 | EACH | SPECIAL - 16" X 16" TAPPING SLEEVE, VALVE AND VALVE BOX | SPECIFY MUNICIPAL STANDARD
638E20727 | EACH | SPECIAL - 18" X 18" TAPPING SLEEVE, VALVE AND VALVE BOX | SPECIFY MUNICIPAL STANDARD
638E20728 | EACH | SPECIAL - 20" X 16" TAPPING SLEEVE, VALVE AND VALVE BOX | SPECIFY MUNICIPAL STANDARD
638E20730 | EACH | SPECIAL - 20" X 20" TAPPING SLEEVE, VALVE AND VALVE BOX | SPECIFY MUNICIPAL STANDARD
638E20732 | EACH | SPECIAL - 3/4" AIR RELEASE VALVE | SPECIFY MUNICIPAL STANDARD
638E20734 | EACH | SPECIAL - 1" AIR RELEASE VALVE | SPECIFY MUNICIPAL STANDARD
638E20736 | EACH | SPECIAL - 1 1/2" AIR RELEASE VALVE | SPECIFY MUNICIPAL STANDARD
638E20738 | EACH | SPECIAL - 2" AIR RELEASE VALVE | SPECIFY MUNICIPAL STANDARD
638E20740 | EACH | SPECIAL - 3/4" AIR RELEASE VALVE WITH VALVE BOX | SPECIFY MUNICIPAL STANDARD
638E20742 | EACH | SPECIAL - 1" AIR RELEASE VALVE WITH VALVE BOX | SPECIFY MUNICIPAL STANDARD
638E20744 | EACH | SPECIAL - 1 1/2" AIR RELEASE VALVE WITH VALVE BOX | SPECIFY MUNICIPAL STANDARD
638E20746 | EACH | SPECIAL - 2" AIR RELEASE VALVE WITH VALVE BOX | SPECIFY MUNICIPAL STANDARD
638E20748 | EACH | SPECIAL - 4" FIRE HYDRANT | SPECIFY MUNICIPAL STANDARD
638E20750 | EACH | SPECIAL - 6" FIRE HYDRANT | SPECIFY MUNICIPAL STANDARD
638E20752 | EACH | SPECIAL - FIRE HYDRANT REMOVED FOR STORAGE | SPECIFY MUNICIPAL STANDARD
638E20754 | EACH | SPECIAL - FIRE HYDRANT REMOVED AND RESET | SPECIFY MUNICIPAL STANDARD
638E20758 | EACH | SPECIAL - FIRE HYDRANT ABANDONED | SPECIFY MUNICIPAL STANDARD
638E20760 | EACH | SPECIAL - FIRE HYDRANT REMOVED AND DISPOSED OF | SPECIFY MUNICIPAL STANDARD
638E20762 | EACH | SPECIAL - FIRE HYDRANT SERVICE LINE EXTENDED AND ADJUSTED TO GRADE | SPECIFY MUNICIPAL STANDARD
638E20764 | EACH | SPECIAL - FIRE HYDRANT SERVICE LINE SHORTENED AND ADJUSTED TO GRADE | SPECIFY MUNICIPAL STANDARD
638E20766 | FT | SPECIAL - 3/4" COPPER WATER SERVICE LINE | SPECIFY MUNICIPAL STANDARD
638E20768 | FT | SPECIAL - 3/4" POLYETHYLENE WATER SERVICE LINE | SPECIFY MUNICIPAL STANDARD
638E20770 | FT | SPECIAL - 1" COPPER WATER SERVICE LINE | SPECIFY MUNICIPAL STANDARD
638E20772 | FT | SPECIAL - 1" POLYETHYLENE WATER SERVICE LINE | SPECIFY MUNICIPAL STANDARD
638E20774 | FT | SPECIAL - 1 1/2" COPPER WATER SERVICE LINE | SPECIFY MUNICIPAL STANDARD
638E20776 | FT | SPECIAL - 1 1/2" POLYETHYLENE WATER SERVICE LINE | SPECIFY MUNICIPAL STANDARD
638E20778 | FT | SPECIAL - 2" COPPER WATER SERVICE LINE | SPECIFY MUNICIPAL STANDARD
638E20780 | FT | SPECIAL - 2" POLYETHYLENE WATER SERVICE LINE | SPECIFY MUNICIPAL STANDARD
638E20782 | FT | SPECIAL - 2 1/2" COPPER WATER SERVICE LINE | SPECIFY MUNICIPAL STANDARD
638E20784 | FT | SPECIAL - 2 1/2" POLYETHYLENE WATER SERVICE LINE | SPECIFY MUNICIPAL STANDARD
638E20786 | FT | SPECIAL - RETAP AND RECONNECT WATER SERVICE CONNECTION | SPECIFY MUNICIPAL STANDARD
638E20788 | FT | SPECIAL - LOWER WATER SERVICE CONNECTION | SPECIFY MUNICIPAL STANDARD
638E20790 | FT | SPECIAL - RAISE WATER SERVICE CONNECTION | SPECIFY MUNICIPAL STANDARD
638E20792 | FT | SPECIAL - SHORTEN WATER SERVICE CONNECTION | SPECIFY MUNICIPAL STANDARD
638E20794 | FT | SPECIAL - REMOVE WATER SERVICE CONNECTION | SPECIFY MUNICIPAL STANDARD
638E20796 | FT | SPECIAL - RETAP, RECONNECT AND EXTEND 3/4" COPPER WATER SERVICE CONNECTION | SPECIFY MUNICIPAL STANDARD
638E20798 | FT | SPECIAL - RAISE AND EXTEND 3/4" COPPER WATER SERVICE CONNECTION | SPECIFY MUNICIPAL STANDARD
638E20800 | FT | SPECIAL - LOWER AND EXTEND 3/4" COPPER WATER SERVICE CONNECTION | SPECIFY MUNICIPAL STANDARD
638E20802 | FT | SPECIAL - EXTEND 3/4" COPPER WATER SERVICE CONNECTION | SPECIFY MUNICIPAL STANDARD
638E20804 | FT | SPECIAL - INSTALL 3/4" COPPER WATER SERVICE CONNECTION | SPECIFY MUNICIPAL STANDARD
638E20806 | FT | SPECIAL - RETAP, RECONNECT AND EXTEND 3/4" POLYETHYLENE WATER SERVICE CONNECTION | SPECIFY MUNICIPAL STANDARD
638E20808 | FT | SPECIAL - RAISE AND EXTEND 3/4" POLYETHYLENE WATER SERVICE CONNECTION | SPECIFY MUNICIPAL STANDARD
638E20810 | FT | SPECIAL - LOWER AND EXTEND 3/4" POLYETHYLENE WATER SERVICE CONNECTION | SPECIFY MUNICIPAL STANDARD
638E20812 | FT | SPECIAL - EXTEND 3/4" POLYETHYLENE WATER SERVICE CONNECTION | SPECIFY MUNICIPAL STANDARD
638E20814 | FT | SPECIAL - INSTALL 3/4" POLYETHYLENE WATER SERVICE CONNECTION | SPECIFY MUNICIPAL STANDARD
638E20816 | FT | SPECIAL - RETAP, RECONNECT AND EXTEND 1" COPPER WATER SERVICE CONNECTION | SPECIFY MUNICIPAL STANDARD
638E20818 | FT | SPECIAL - RAISE AND EXTEND 1" COPPER WATER SERVICE CONNECTION | SPECIFY MUNICIPAL STANDARD
638E20820 | FT | SPECIAL - LOWER AND EXTEND 1" COPPER WATER SERVICE CONNECTION | SPECIFY MUNICIPAL STANDARD
638E20822 | FT | SPECIAL - EXTEND 1" COPPER WATER SERVICE CONNECTION | SPECIFY MUNICIPAL STANDARD
638E20824 | FT | SPECIAL - INSTALL 1" COPPER WATER SERVICE CONNECTION | SPECIFY MUNICIPAL STANDARD
638E20826 | FT | SPECIAL - RETAP, RECONNECT AND EXTEND 1" POLYETHYLENE WATER SERVICE CONNECTION | SPECIFY MUNICIPAL STANDARD
638E20828 | FT | SPECIAL - RAISE AND EXTEND 1" POLYETHYLENE WATER SERVICE CONNECTION | SPECIFY MUNICIPAL STANDARD
638E20830 | FT | SPECIAL - LOWER AND EXTEND 1" POLYETHYLENE WATER SERVICE CONNECTION | SPECIFY MUNICIPAL STANDARD
638E20832 | FT | SPECIAL - EXTEND 1" POLYETHYLENE WATER SERVICE CONNECTION | SPECIFY MUNICIPAL STANDARD
638E20834 | FT | SPECIAL - INSTALL 1" POLYETHYLENE WATER SERVICE CONNECTION | SPECIFY MUNICIPAL STANDARD
638E20836 | FT | SPECIAL - RETAP, RECONNECT AND EXTEND 1 1/2" COPPER WATER SERVICE CONNECTION | SPECIFY MUNICIPAL STANDARD
638E20838 | FT | SPECIAL - RAISE AND EXTEND 1 1/2" COPPER WATER SERVICE CONNECTION | SPECIFY MUNICIPAL STANDARD
638E20840 | FT | SPECIAL - LOWER AND EXTEND 1 1/2" COPPER WATER SERVICE CONNECTION | SPECIFY MUNICIPAL STANDARD
638E20842 | FT | SPECIAL - EXTEND 1 1/2" COPPER WATER SERVICE CONNECTION | SPECIFY MUNICIPAL STANDARD
638E20844 | FT | SPECIAL - INSTALL 1 1/2" COPPER WATER SERVICE CONNECTION | SPECIFY MUNICIPAL STANDARD
638E20846 | FT | SPECIAL - RETAP, RECONNECT AND EXTEND 1 1/2" POLYETHYLENE WATER SERVICE CONNECTION | SPECIFY MUNICIPAL STANDARD
638E20848 | FT | SPECIAL - RAISE AND EXTEND 1 1/2" POLYETHYLENE WATER SERVICE CONNECTION | SPECIFY MUNICIPAL STANDARD
638E20850 | FT | SPECIAL - LOWER AND EXTEND 1 1/2" POLYETHYLENE WATER SERVICE CONNECTION | SPECIFY MUNICIPAL STANDARD
638E20852 | FT | SPECIAL - EXTEND 1 1/2" POLYETHYLENE WATER SERVICE CONNECTION | SPECIFY MUNICIPAL STANDARD
638E20854 | FT | SPECIAL - INSTALL 1 1/2" POLYETHYLENE WATER SERVICE CONNECTION | SPECIFY MUNICIPAL STANDARD
638E20856 | FT | SPECIAL - RETAP, RECONNECT AND EXTEND 2" COPPER WATER SERVICE CONNECTION | SPECIFY MUNICIPAL STANDARD
638E20858 | FT | SPECIAL - RAISE AND EXTEND 2" COPPER WATER SERVICE CONNECTION | SPECIFY MUNICIPAL STANDARD
638E20860 | FT | SPECIAL - LOWER AND EXTEND 2" COPPER WATER SERVICE CONNECTION | SPECIFY MUNICIPAL STANDARD
638E20862 | FT | SPECIAL - EXTEND 2" COPPER WATER SERVICE CONNECTION | SPECIFY MUNICIPAL STANDARD
638E20864 | FT | SPECIAL - INSTALL 2" COPPER WATER SERVICE CONNECTION | SPECIFY MUNICIPAL STANDARD
638E20866 | FT | SPECIAL - RETAP, RECONNECT AND EXTEND 2" POLYETHYLENE WATER SERVICE CONNECTION | SPECIFY MUNICIPAL STANDARD
638E20868 | FT | SPECIAL - RAISE AND EXTEND 2" POLYETHYLENE WATER SERVICE CONNECTION | SPECIFY MUNICIPAL STANDARD
638E20870 | FT | SPECIAL - LOWER AND EXTEND 2" POLYETHYLENE WATER SERVICE CONNECTION | SPECIFY MUNICIPAL STANDARD
638E20872 | FT | SPECIAL - EXTEND 2" POLYETHYLENE WATER SERVICE CONNECTION | SPECIFY MUNICIPAL STANDARD
638E20874 | FT | SPECIAL - INSTALL 2" POLYETHYLENE WATER SERVICE CONNECTION | SPECIFY MUNICIPAL STANDARD
638E20876 | EACH | SPECIAL - CUT AND PLUG EXISTING 4" WATER LINE | SPECIFY MUNICIPAL STANDARD
638E20878 | EACH | SPECIAL - CUT AND PLUG EXISTING 6" WATER LINE | SPECIFY MUNICIPAL STANDARD
638E20880 | EACH | SPECIAL - CUT AND PLUG EXISTING 8" WATER LINE | SPECIFY MUNICIPAL STANDARD
638E20882 | EACH | SPECIAL - CUT AND PLUG EXISTING 10" WATER LINE | SPECIFY MUNICIPAL STANDARD
638E20884 | EACH | SPECIAL - CUT AND PLUG EXISTING 12" WATER LINE | SPECIFY MUNICIPAL STANDARD
638E20886 | EACH | SPECIAL - CUT AND PLUG EXISTING 16" WATER LINE | SPECIFY MUNICIPAL STANDARD
638E20888 | EACH | SPECIAL - CUT AND PLUG EXISTING 20" WATER LINE | SPECIFY MUNICIPAL STANDARD
638E20890 | EACH | SPECIAL - CUT AND PLUG EXISTING 24" WATER LINE | SPECIFY MUNICIPAL STANDARD
638E20892 | EACH | SPECIAL - 3/4" CORPORATION STOP | SPECIFY MUNICIPAL STANDARD
638E20894 | EACH | SPECIAL - 1" CORPORATION STOP | SPECIFY MUNICIPAL STANDARD
638E20896 | EACH | SPECIAL - 1 1/2" CORPORATION STOP | SPECIFY MUNICIPAL STANDARD
638E20902 | EACH | SPECIAL - SERVICE BOX ADJUSTED TO GRADE | SPECIFY MUNICIPAL STANDARD
638E20904 | EACH | SPECIAL - SERVICE BOX | SPECIFY MUNICIPAL STANDARD
638E20912 | EACH | SPECIAL - 1" CURB VALVE AND BOX | SPECIFY MUNICIPAL STANDARD
638E20914 | EACH | SPECIAL - 1 1/2" CURB VALVE AND BOX | SPECIFY MUNICIPAL STANDARD
638E20916 | EACH | SPECIAL - 2" CURB VALVE AND BOX | SPECIFY MUNICIPAL STANDARD
638E21002 | EACH | SPECIAL - INSTALL 1" METER SETTING, COMPLETE | SPECIFY MUNICIPAL STANDARD
638E21004 | EACH | SPECIAL - INSTALL 1-1/2" METER SETTING, COMPLETE | SPECIFY MUNICIPAL STANDARD
638E21006 | EACH | SPECIAL - INSTALL 2" METER SETTING, COMPLETE | SPECIFY MUNICIPAL STANDARD
638E21012 | EACH | SPECIAL - INSTALL 6" METER SETTING, COMPLETE | SPECIFY MUNICIPAL STANDARD
638E21014 | EACH | SPECIAL - INSTALL 8" METER SETTING, COMPLETE | SPECIFY MUNICIPAL STANDARD
638E21400 | EACH | SPECIAL - FIRE HYDRANT ADJUSTED TO GRADE | SPECIFY MUNICIPAL STANDARD
638E21600 | EACH | SPECIAL - FIRE HYDRANT AND GATE VALVE REMOVED AND RESET | SPECIFY MUNICIPAL STANDARD
638E30002 | MBF | SPECIAL - SHEETING AND BRACING ORDERED LEFT IN PLACE | SPECIFY MUNICIPAL STANDARD
638E98000 | EACH | WATER WORK, MISC.: | ADD SUPPLEMENTAL DESCRIPTION
638E98100 | LS | WATER WORK, MISC.: | ADD SUPPLEMENTAL DESCRIPTION
638E98600 | FT | WATER WORK, MISC.: | ADD SUPPLEMENTAL DESCRIPTION
638E99000 | LS | SPECIAL - WATER WORKS | DESIGN BUILD PROJECTS ONLY
640E99000 | LS | SPECIAL - PAVEMENT MARKING | DESIGN BUILD PROJECTS ONLY
642E00100 | MILE | EDGE LINE, 4", TYPE 1
642E00101 | MILE | EDGE LINE, 4", TYPE 1, AS PER PLAN
642E00104 | MILE | EDGE LINE, 6", TYPE 1
642E00105 | MILE | EDGE LINE, 6", TYPE 1, AS PER PLAN
642E00110 | MILE | EDGE LINE, 4", TYPE 1A
642E00111 | MILE | EDGE LINE, 4", TYPE 1A, AS PER PLAN
642E00114 | MILE | EDGE LINE, 6", TYPE 1A
642E00200 | MILE | LANE LINE, 4", TYPE 1
642E00201 | MILE | LANE LINE, 4", TYPE 1, AS PER PLAN
642E00204 | MILE | LANE LINE, 6", TYPE 1
642E00205 | MILE | LANE LINE, 6", TYPE 1, AS PER PLAN
642E00210 | MILE | LANE LINE, 4", TYPE 1A
642E00211 | MILE | LANE LINE, 4", TYPE 1A, AS PER PLAN
642E00214 | MILE | LANE LINE, 6", TYPE 1A
642E00300 | MILE | CENTER LINE, TYPE 1
642E00301 | MILE | CENTER LINE, TYPE 1, AS PER PLAN
642E00310 | MILE | CENTER LINE, TYPE 1A
642E00311 | MILE | CENTER LINE, TYPE 1A, AS PER PLAN
642E00400 | FT | CHANNELIZING LINE, 8", TYPE 1
642E00401 | FT | CHANNELIZING LINE, 8", TYPE 1, AS PER PLAN
642E00404 | FT | CHANNELIZING LINE, 12", TYPE 1
642E00405 | FT | CHANNELIZING LINE, 12", TYPE 1, AS PER PLAN
642E00410 | FT | CHANNELIZING LINE, 8", TYPE 1A
642E00411 | FT | CHANNELIZING LINE, 8", TYPE 1A, AS PER PLAN
642E00414 | FT | CHANNELIZING LINE, 12", TYPE 1A
642E00500 | FT | STOP LINE, TYPE 1
642E00501 | FT | STOP LINE, TYPE 1, AS PER PLAN
642E00510 | FT | STOP LINE, TYPE 1A
642E00511 | FT | STOP LINE, TYPE 1A, AS PER PLAN
642E00600 | FT | CROSSWALK LINE, TYPE 1
642E00601 | FT | CROSSWALK LINE, TYPE 1, AS PER PLAN
642E00610 | FT | CROSSWALK LINE, TYPE 1A
642E00611 | FT | CROSSWALK LINE, TYPE 1A, AS PER PLAN
642E00700 | FT | TRANSVERSE/DIAGONAL LINE, TYPE 1
642E00701 | FT | TRANSVERSE/DIAGONAL LINE, TYPE 1, AS PER PLAN
642E00710 | FT | TRANSVERSE/DIAGONAL LINE, TYPE 1A
642E00711 | FT | TRANSVERSE/DIAGONAL LINE, TYPE 1A, AS PER PLAN
642E00720 | FT | CHEVRON MARKING, TYPE 1
642E00721 | FT | CHEVRON MARKING, TYPE 1, AS PER PLAN
642E00730 | FT | CHEVRON MARKING, TYPE 1A
642E00731 | FT | CHEVRON MARKING, TYPE 1A, AS PER PLAN
642E00800 | FT | CURB MARKING, TYPE 1
642E00810 | FT | CURB MARKING, TYPE 1A
642E00900 | SF | ISLAND MARKING, TYPE 1
642E00901 | SF | ISLAND MARKING, TYPE 1, AS PER PLAN
642E00912 | SF | ISLAND MARKING, TYPE 1A
642E00913 | SF | ISLAND MARKING, TYPE 1A, AS PER PLAN
642E01000 | EACH | RAILROAD SYMBOL MARKING, TYPE 1
642E01001 | EACH | RAILROAD SYMBOL MARKING, TYPE 1, AS PER PLAN
642E01010 | EACH | RAILROAD SYMBOL MARKING, TYPE 1A
642E01011 | EACH | RAILROAD SYMBOL MARKING, TYPE 1A, AS PER PLAN
642E01100 | EACH | SCHOOL SYMBOL MARKING, 72", TYPE 1
642E01106 | EACH | SCHOOL SYMBOL MARKING, 72", TYPE 1A
642E01110 | EACH | SCHOOL SYMBOL MARKING, 96", TYPE 1
642E01111 | EACH | SCHOOL SYMBOL MARKING, 96", TYPE 1, AS PER PLAN
642E01116 | EACH | SCHOOL SYMBOL MARKING, 96", TYPE 1A
642E01117 | EACH | SCHOOL SYMBOL MARKING, 96", TYPE 1A, AS PER PLAN
642E01124 | EACH | SCHOOL SYMBOL MARKING, 120", TYPE 1
642E01125 | EACH | SCHOOL SYMBOL MARKING, 120", TYPE 1, AS PER PLAN
642E01130 | EACH | SCHOOL SYMBOL MARKING, 120", TYPE 1A
642E01131 | EACH | SCHOOL SYMBOL MARKING, 120", TYPE 1A, AS PER PLAN
642E01200 | FT | PARKING LOT STALL MARKING, TYPE 1
642E01201 | FT | PARKING LOT STALL MARKING, TYPE 1, AS PER PLAN
642E01210 | FT | PARKING LOT STALL MARKING, TYPE 1A
642E01211 | FT | PARKING LOT STALL MARKING, TYPE 1A, AS PER PLAN
642E01300 | EACH | LANE ARROW, TYPE 1
642E01301 | EACH | LANE ARROW, TYPE 1, AS PER PLAN
642E01310 | EACH | LANE ARROW, TYPE 1A
642E01311 | EACH | LANE ARROW, TYPE 1A, AS PER PLAN
642E01312 | EACH | LANE REDUCTION ARROW, TYPE 1
642E01313 | EACH | LANE REDUCTION ARROW, TYPE 1, AS PER PLAN
642E01314 | EACH | LANE REDUCTION ARROW, TYPE 1A
642E01315 | EACH | LANE REDUCTION ARROW, TYPE 1A, AS PER PLAN
642E01322 | EACH | WRONG WAY ARROW, TYPE 1
642E01326 | EACH | WRONG WAY ARROW, TYPE 1A
642E01400 | EACH | WORD ON PAVEMENT, 72", TYPE 1
642E01401 | EACH | WORD ON PAVEMENT, 72", TYPE 1, AS PER PLAN
642E01406 | EACH | WORD ON PAVEMENT, 72", TYPE 1A
642E01407 | EACH | WORD ON PAVEMENT, 72", TYPE 1A, AS PER PLAN
642E01410 | EACH | WORD ON PAVEMENT, 96", TYPE 1
642E01411 | EACH | WORD ON PAVEMENT, 96", TYPE 1, AS PER PLAN
642E01420 | EACH | WORD ON PAVEMENT, 96", TYPE 1A
642E01421 | EACH | WORD ON PAVEMENT, 96", TYPE 1A, AS PER PLAN
642E01500 | FT | DOTTED LINE, 4", TYPE 1
642E01501 | FT | DOTTED LINE, 4", TYPE 1, AS PER PLAN
642E01506 | FT | DOTTED LINE, 4", TYPE 1A
642E01507 | FT | DOTTED LINE, 4", TYPE 1A, AS PER PLAN
642E01510 | FT | DOTTED LINE, 6", TYPE 1
642E01516 | FT | DOTTED LINE, 6", TYPE 1A
642E01517 | FT | DOTTED LINE, 6", TYPE 1A, AS PER PLAN
642E01522 | FT | DOTTED LINE, 8", TYPE 1
642E01523 | FT | DOTTED LINE, 8", TYPE 1, AS PER PLAN
642E01530 | FT | DOTTED LINE, 8", TYPE 1A
642E01531 | FT | DOTTED LINE, 8", TYPE 1A, AS PER PLAN
642E01560 | FT | DOTTED LINE, 12", TYPE 1
642E01570 | FT | DOTTED LINE, 12", TYPE 1A
642E01602 | EACH | BIKE LANE SYMBOL MARKING, TYPE 1
642E01610 | EACH | BIKE LANE SYMBOL MARKING, TYPE 1A
642E01650 | EACH | BIKE LANE ARROW, TYPE 1
642E01702 | EACH | HANDICAP SYMBOL MARKING, TYPE 1
642E01703 | EACH | HANDICAP SYMBOL MARKING, TYPE 1, AS PER PLAN
642E01710 | EACH | HANDICAP SYMBOL MARKING, TYPE 1A
642E19000 | EACH | SHARED LANE MARKING, TYPE 1
642E19010 | EACH | SHARED LANE MARKING, TYPE 1A
642E20000 | LS | TWO-WAY RADIO EQUIPMENT
642E20802 | FT | YIELD LINE, TYPE 1
642E20810 | FT | YIELD LINE, TYPE 1A
642E30000 | FT | REMOVAL OF PAVEMENT MARKING
642E30001 | FT | REMOVAL OF PAVEMENT MARKING, AS PER PLAN
642E30010 | SF | REMOVAL OF PAVEMENT MARKING
642E30020 | EACH | REMOVAL OF PAVEMENT MARKING
642E30030 | MILE | REMOVAL OF PAVEMENT MARKING
642E30031 | MILE | REMOVAL OF PAVEMENT MARKING, AS PER PLAN
642E40000 | EACH | SPECIAL - AIR SPEED ZONE MARKING | CHECK UNIT OF MEASURE
642E50000 | MILE | PAVEMENT MARKING, MISC.: | ADD SUPPLEMENTAL DESCRIPTION
642E50010 | EACH | PAVEMENT MARKING, MISC.: | ADD SUPPLEMENTAL DESCRIPTION
642E50020 | FT | PAVEMENT MARKING, MISC.: | ADD SUPPLEMENTAL DESCRIPTION
642E50030 | SF | PAVEMENT MARKING, MISC.: | ADD SUPPLEMENTAL DESCRIPTION
642E50040 | LS | PAVEMENT MARKING, MISC.: | ADD SUPPLEMENTAL DESCRIPTION
642E60000 | SF | GREEN COLORED PAVEMENT FOR BIKE LANES,TYPE 1
642E60010 | SF | GREEN COLORED PAVEMENT FOR BIKE LANES,TYPE 1A
643E00100 | MILE | EDGE LINE, 4"
643E00101 | MILE | EDGE LINE, 4", AS PER PLAN
643E00104 | MILE | EDGE LINE, 6"
643E00105 | MILE | EDGE LINE, 6", AS PER PLAN
643E00200 | MILE | LANE LINE, 4"
643E00201 | MILE | LANE LINE, 4", AS PER PLAN
643E00204 | MILE | LANE LINE, 6"
643E00205 | MILE | LANE LINE, 6", AS PER PLAN
643E00300 | MILE | CENTER LINE
643E00301 | MILE | CENTER LINE, AS PER PLAN
643E00400 | FT | CHANNELIZING LINE, 8"
643E00401 | FT | CHANNELIZING LINE, 8", AS PER PLAN
643E00404 | FT | CHANNELIZING LINE, 12"
643E00405 | FT | CHANNELIZING LINE, 12", AS PER PLAN
643E00500 | FT | STOP LINE
643E00501 | FT | STOP LINE, AS PER PLAN
643E00600 | FT | CROSSWALK LINE
643E00601 | FT | CROSSWALK LINE, AS PER PLAN
643E00700 | FT | TRANSVERSE/DIAGONAL LINE
643E00701 | FT | TRANSVERSE/DIAGONAL LINE, AS PER PLAN
643E00720 | FT | CHEVRON MARKING
643E00721 | FT | CHEVRON MARKING, AS PER PLAN
643E00800 | FT | CURB MARKING
643E00801 | FT | CURB MARKING, AS PER PLAN
643E00900 | SF | ISLAND MARKING
643E00901 | SF | ISLAND MARKING, AS PER PLAN
643E01000 | EACH | RAILROAD SYMBOL MARKING
643E01001 | EACH | RAILROAD SYMBOL MARKING, AS PER PLAN
643E01100 | EACH | SCHOOL SYMBOL MARKING, 72"
643E01101 | EACH | SCHOOL SYMBOL MARKING, 72", AS PER PLAN
643E01110 | EACH | SCHOOL SYMBOL MARKING, 96"
643E01111 | EACH | SCHOOL SYMBOL MARKING, 96", AS PER PLAN
643E01120 | EACH | SCHOOL SYMBOL MARKING, 120"
643E01121 | EACH | SCHOOL SYMBOL MARKING, 120", AS PER PLAN
643E01200 | FT | PARKING LOT STALL MARKING
643E01201 | FT | PARKING LOT STALL MARKING, AS PER PLAN
643E01300 | EACH | LANE ARROW
643E01301 | EACH | LANE ARROW, AS PER PLAN
643E01310 | EACH | WRONG WAY ARROW
643E01400 | EACH | WORD ON PAVEMENT, 72"
643E01401 | EACH | WORD ON PAVEMENT, 72", AS PER PLAN
643E01410 | EACH | WORD ON PAVEMENT, 96"
643E01411 | EACH | WORD ON PAVEMENT, 96", AS PER PLAN
643E01500 | FT | DOTTED LINE, 4"
643E01501 | FT | DOTTED LINE, 4", AS PER PLAN
643E01510 | FT | DOTTED LINE, 6"
643E01511 | FT | DOTTED LINE, 6", AS PER PLAN
643E01550 | FT | DOTTED LINE, 12"
643E01551 | FT | DOTTED LINE, 12", AS PER PLAN
643E01600 | EACH | HANDICAP SYMBOL MARKING
643E01601 | EACH | HANDICAP SYMBOL MARKING, AS PER PLAN
643E01602 | EACH | BIKE LANE SYMBOL MARKING
643E19000 | EACH | SHARED LANE MARKING
643E20000 | LS | TWO-WAY RADIO EQUIPMENT
643E20802 | FT | YIELD LINE
643E30000 | FT | REMOVAL OF PAVEMENT MARKING
643E30010 | SF | REMOVAL OF PAVEMENT MARKING
643E30020 | EACH | REMOVAL OF PAVEMENT MARKING
643E30030 | MILE | REMOVAL OF PAVEMENT MARKING
643E40000 | EACH | SPECIAL - AIR SPEED ZONE MARKING
643E50000 | MILE | PAVEMENT MARKING, MISC.: | ADD SUPPLEMENTAL DESCRIPTION
643E50100 | EACH | PAVEMENT MARKING, MISC.: | ADD SUPPLEMENTAL DESCRIPTION
643E50200 | FT | PAVEMENT MARKING, MISC.: | ADD SUPPLEMENTAL DESCRIPTION
643E60000 | SF | GREEN COLORED PAVEMENT FOR BIKE LANES
644E00100 | MILE | EDGE LINE, 4"
644E00101 | MILE | EDGE LINE, 4", AS PER PLAN
644E00104 | MILE | EDGE LINE, 6"
644E00105 | MILE | EDGE LINE, 6", AS PER PLAN
644E00200 | MILE | LANE LINE, 4"
644E00201 | MILE | LANE LINE, 4", AS PER PLAN
644E00204 | MILE | LANE LINE, 6"
644E00300 | MILE | CENTER LINE
644E00301 | MILE | CENTER LINE, AS PER PLAN
644E00400 | FT | CHANNELIZING LINE, 8"
644E00401 | FT | CHANNELIZING LINE, 8", AS PER PLAN
644E00404 | FT | CHANNELIZING LINE, 12"
644E00405 | FT | CHANNELIZING LINE, 12", AS PER PLAN
644E00500 | FT | STOP LINE
644E00501 | FT | STOP LINE, AS PER PLAN
644E00600 | FT | CROSSWALK LINE
644E00601 | FT | CROSSWALK LINE, AS PER PLAN
644E00700 | FT | TRANSVERSE/DIAGONAL LINE
644E00701 | FT | TRANSVERSE/DIAGONAL LINE, AS PER PLAN
644E00720 | FT | CHEVRON MARKING
644E00721 | FT | CHEVRON MARKING, AS PER PLAN
644E00800 | FT | CURB MARKING
644E00900 | SF | ISLAND MARKING
644E00901 | SF | ISLAND MARKING, AS PER PLAN
644E01000 | EACH | RAILROAD SYMBOL MARKING
644E01001 | EACH | RAILROAD SYMBOL MARKING, AS PER PLAN
644E01100 | EACH | SCHOOL SYMBOL MARKING, 72"
644E01110 | EACH | SCHOOL SYMBOL MARKING, 96"
644E01111 | EACH | SCHOOL SYMBOL MARKING, 96", AS PER PLAN
644E01120 | EACH | SCHOOL SYMBOL MARKING, 120"
644E01121 | EACH | SCHOOL SYMBOL MARKING, 120", AS PER PLAN
644E01200 | FT | PARKING LOT STALL MARKING
644E01201 | FT | PARKING LOT STALL MARKING, AS PER PLAN
644E01300 | EACH | LANE ARROW
644E01301 | EACH | LANE ARROW, AS PER PLAN
644E01350 | EACH | LANE REDUCTION ARROW
644E01360 | EACH | WRONG WAY ARROW
644E01382 | EACH | WORD ON PAVEMENT, 48"
644E01383 | EACH | WORD ON PAVEMENT, 48", AS PER PLAN
644E01400 | EACH | WORD ON PAVEMENT, 72"
644E01401 | EACH | WORD ON PAVEMENT, 72", AS PER PLAN
644E01410 | EACH | WORD ON PAVEMENT, 96"
644E01411 | EACH | WORD ON PAVEMENT, 96", AS PER PLAN
644E01500 | FT | DOTTED LINE, 4"
644E01501 | FT | DOTTED LINE, 4", AS PER PLAN
644E01510 | FT | DOTTED LINE, 6"
644E01511 | FT | DOTTED LINE, 6", AS PER PLAN
644E01514 | FT | DOTTED LINE, 8"
644E01520 | FT | DOTTED LINE, 12"
644E01600 | EACH | HANDICAP SYMBOL MARKING
644E01601 | EACH | HANDICAP SYMBOL MARKING, AS PER PLAN
644E01620 | EACH | BIKE CROSSING SYMBOL
644E01621 | EACH | BIKE CROSSING SYMBOL, AS PER PLAN
644E01630 | EACH | BIKE LANE SYMBOL MARKING
644E01800 | EACH | PREFERENTIAL LANE MARKING
644E19000 | EACH | SHARED LANE MARKING
644E20000 | LS | TWO-WAY RADIO EQUIPMENT
644E20001 | LS | TWO WAY RADIO EQUIPMENT, AS PER PLAN
644E20800 | FT | YIELD LINE
644E20801 | FT | YIELD LINE, AS PER PLAN
644E30000 | FT | REMOVAL OF PAVEMENT MARKING
644E30010 | SF | REMOVAL OF PAVEMENT MARKING
644E30020 | EACH | REMOVAL OF PAVEMENT MARKING
644E30030 | MILE | REMOVAL OF PAVEMENT MARKING
644E40000 | EACH | SPECIAL - AIR SPEED ZONE MARKING | CHECK UNIT OF MEASURE
644E50100 | EACH | PAVEMENT MARKING, MISC.: | ADD SUPPLEMENTAL DESCRIPTION
644E50200 | SF | PAVEMENT MARKING, MISC.: | ADD SUPPLEMENTAL DESCRIPTION
644E50300 | FT | PAVEMENT MARKING, MISC.: | ADD SUPPLEMENTAL DESCRIPTION
644E50400 | MILE | PAVEMENT MARKING, MISC.: | ADD SUPPLEMENTAL DESCRIPTION
644E60000 | SF | GREEN COLORED PAVEMENT FOR BIKE LANES
645E00100 | MILE | EDGE LINE, 4", TYPE A1
645E00102 | MILE | EDGE LINE, 4", TYPE A2
645E00104 | MILE | EDGE LINE, TYPE B
645E00106 | MILE | EDGE LINE, TYPE C
645E00110 | MILE | EDGE LINE, 4", TYPE A3
645E00111 | MILE | EDGE LINE, 4", TYPE A3, AS PER PLAN
645E00112 | MILE | EDGE LINE, 6", TYPE A1
645E00114 | MILE | EDGE LINE, 6", TYPE A2
645E00116 | MILE | EDGE LINE, 6", TYPE A3
645E00117 | MILE | EDGE LINE, 6", TYPE A3, AS PER PLAN
645E00200 | MILE | LANE LINE, 4", TYPE A1
645E00202 | MILE | LANE LINE, 4", TYPE A2
645E00204 | MILE | LANE LINE, TYPE B
645E00206 | MILE | LANE LINE, TYPE C
645E00210 | MILE | LANE LINE, 4", TYPE A3
645E00211 | MILE | LANE LINE, 4", TYPE A3, AS PER PLAN
645E00212 | MILE | LANE LINE, 6", TYPE A1
645E00214 | MILE | LANE LINE, 6", TYPE A2
645E00216 | MILE | LANE LINE, 6", TYPE A3
645E00300 | MILE | CENTER LINE, TYPE A1
645E00302 | MILE | CENTER LINE, TYPE A2
645E00304 | MILE | CENTER LINE, TYPE B
645E00306 | MILE | CENTER LINE, TYPE C
645E00310 | MILE | CENTER LINE, TYPE A3
645E00311 | MILE | CENTER LINE, TYPE A3, AS PER PLAN
645E00400 | FT | CHANNELIZING LINE, 8", TYPE A1
645E00402 | FT | CHANNELIZING LINE, 8", TYPE A2
645E00404 | FT | CHANNELIZING LINE, TYPE B
645E00406 | FT | CHANNELIZING LINE, TYPE C
645E00410 | FT | CHANNELIZING LINE, 8", TYPE A3
645E00411 | FT | CHANNELIZING LINE, 8", TYPE A3, AS PER PLAN
645E00412 | FT | CHANNELIZING LINE, 12", TYPE A1
645E00414 | FT | CHANNELIZING LINE, 12", TYPE A2
645E00416 | FT | CHANNELIZING LINE, 12", TYPE A3
645E00500 | FT | STOP LINE, TYPE A1
645E00502 | FT | STOP LINE, TYPE A2
645E00503 | FT | STOP LINE, TYPE A2, AS PER PLAN
645E00504 | FT | STOP LINE, TYPE B
645E00506 | FT | STOP LINE, TYPE C
645E00510 | FT | STOP LINE, TYPE A3
645E00511 | FT | STOP LINE, TYPE A3, AS PER PLAN
645E00600 | FT | CROSSWALK LINE, TYPE A1
645E00602 | FT | CROSSWALK LINE, TYPE A2
645E00603 | FT | CROSSWALK LINE, TYPE A2, AS PER PLAN
645E00604 | FT | CROSSWALK LINE, TYPE B
645E00606 | FT | CROSSWALK LINE, TYPE C
645E00610 | FT | CROSSWALK LINE, TYPE A3
645E00611 | FT | CROSSWALK LINE, TYPE A3, AS PER PLAN
645E00700 | FT | TRANSVERSE/DIAGONAL LINE, TYPE A1
645E00701 | FT | TRANSVERSE/DIAGONAL LINE, TYPE A1, AS PER PLAN
645E00702 | FT | TRANSVERSE/DIAGONAL LINE, TYPE A2
645E00704 | FT | TRANSVERSE/DIAGONAL LINE, TYPE B
645E00706 | FT | TRANSVERSE/DIAGONAL LINE, TYPE C
645E00710 | FT | TRANSVERSE/DIAGONAL LINE, TYPE A3
645E00711 | FT | TRANSVERSE/DIAGONAL LINE, TYPE A3, AS PER PLAN
645E00722 | FT | CHEVRON MARKING, TYPE A1
645E00724 | FT | CHEVRON MARKING, TYPE A2
645E00726 | FT | CHEVRON MARKING, TYPE A3
645E00730 | FT | CHEVRON MARKING, TYPE B
645E00740 | FT | CHEVRON MARKING, TYPE C
645E00800 | FT | CURB MARKING, TYPE A1
645E00802 | FT | CURB MARKING, TYPE A2
645E00804 | FT | CURB MARKING, TYPE B
645E00806 | FT | CURB MARKING, TYPE C
645E00810 | FT | CURB MARKING, TYPE A3
645E00900 | SF | ISLAND MARKING, TYPE A1
645E00902 | SF | ISLAND MARKING, TYPE A2
645E00904 | SF | ISLAND MARKING, TYPE B
645E00906 | SF | ISLAND MARKING, TYPE C
645E00910 | SF | ISLAND MARKING, TYPE A3
645E01000 | EACH | RAILROAD SYMBOL MARKING, TYPE A1
645E01002 | EACH | RAILROAD SYMBOL MARKING, TYPE A2
645E01004 | EACH | RAILROAD SYMBOL MARKING, TYPE B
645E01006 | EACH | RAILROAD SYMBOL MARKING, TYPE C
645E01010 | EACH | RAILROAD SYMBOL MARKING, TYPE A3
645E01100 | EACH | SCHOOL SYMBOL MARKING, 72", TYPE A1
645E01102 | EACH | SCHOOL SYMBOL MARKING, 72", TYPE A2
645E01104 | EACH | SCHOOL SYMBOL MARKING, 72", TYPE B
645E01106 | EACH | SCHOOL SYMBOL MARKING, 72", TYPE C
645E01110 | EACH | SCHOOL SYMBOL MARKING, 96", TYPE A1
645E01112 | EACH | SCHOOL SYMBOL MARKING, 96", TYPE A2
645E01114 | EACH | SCHOOL SYMBOL MARKING, 96", TYPE B
645E01116 | EACH | SCHOOL SYMBOL MARKING, 96", TYPE C
645E01120 | EACH | SCHOOL SYMBOL MARKING, 72", TYPE A3
645E01124 | EACH | SCHOOL SYMBOL MARKING, 96", TYPE A3
645E01130 | EACH | SCHOOL SYMBOL MARKING, 120", TYPE A1
645E01132 | EACH | SCHOOL SYMBOL MARKING, 120", TYPE A2
645E01134 | EACH | SCHOOL SYMBOL MARKING, 120", TYPE A3
645E01200 | FT | PARKING LOT STALL MARKING, TYPE A1
645E01202 | FT | PARKING LOT STALL MARKING, TYPE A2
645E01204 | FT | PARKING LOT STALL MARKING, TYPE B
645E01206 | FT | PARKING LOT STALL MARKING, TYPE C
645E01210 | FT | PARKING LOT STALL MARKING, TYPE A3
645E01300 | EACH | LANE ARROW, TYPE A1
645E01302 | EACH | LANE ARROW, TYPE A2
645E01304 | EACH | LANE ARROW, TYPE B
645E01306 | EACH | LANE ARROW, TYPE C
645E01310 | EACH | LANE ARROW, TYPE A3
645E01311 | EACH | LANE ARROW, TYPE A3, AS PER PLAN
645E01320 | EACH | WRONG WAY ARROW, TYPE A1
645E01322 | EACH | WRONG WAY ARROW, TYPE A2
645E01324 | EACH | WRONG WAY ARROW, TYPE A3
645E01326 | EACH | WRONG WAY ARROW, TYPE B
645E01328 | EACH | WRONG WAY ARROW, TYPE C
645E01400 | EACH | WORD ON PAVEMENT, 72", TYPE A1
645E01402 | EACH | WORD ON PAVEMENT, 72", TYPE A2
645E01404 | EACH | WORD ON PAVEMENT, 72", TYPE B
645E01406 | EACH | WORD ON PAVEMENT, 72", TYPE C
645E01410 | EACH | WORD ON PAVEMENT, 96", TYPE A1
645E01412 | EACH | WORD ON PAVEMENT, 96", TYPE A2
645E01414 | EACH | WORD ON PAVEMENT, 96", TYPE B
645E01416 | EACH | WORD ON PAVEMENT, 96", TYPE C
645E01420 | EACH | WORD ON PAVEMENT, 72", TYPE A3
645E01421 | EACH | WORD ON PAVEMENT, 72", TYPE A3, AS PER PLAN
645E01424 | EACH | WORD ON PAVEMENT, 96", TYPE A3
645E01480 | FT | DOTTED LINE, 4", TYPE A3
645E01481 | FT | DOTTED LINE, 4", TYPE A3, AS PER PLAN
645E01500 | FT | DOTTED LINE, 4", TYPE A1
645E01502 | FT | DOTTED LINE, 4", TYPE A2
645E01504 | FT | DOTTED LINE, 4", TYPE B
645E01506 | FT | DOTTED LINE, 4", TYPE C
645E01510 | FT | DOTTED LINE, 6", TYPE A1
645E01512 | FT | DOTTED LINE, 6", TYPE A2
645E01514 | FT | DOTTED LINE, 6", TYPE B
645E01516 | FT | DOTTED LINE, 6", TYPE C
645E01520 | FT | DOTTED LINE, 6", TYPE A3
645E01560 | FT | DOTTED LINE, 12", TYPE A1
645E01562 | FT | DOTTED LINE, 12", TYPE A2
645E01564 | FT | DOTTED LINE, 12", TYPE A3
645E01602 | EACH | HANDICAP SYMBOL MARKING, TYPE A1
645E01604 | EACH | HANDICAP SYMBOL MARKING, TYPE A2
645E01606 | EACH | HANDICAP SYMBOL MARKING, TYPE B
645E01608 | EACH | HANDICAP SYMBOL MARKING, TYPE C
645E01610 | EACH | HANDICAP SYMBOL MARKING, TYPE A3
645E01620 | EACH | BIKE CROSSING SYMBOL, TYPE A1
645E01622 | EACH | BIKE CROSSING SYMBOL, TYPE A2
645E01624 | EACH | BIKE CROSSING SYMBOL, TYPE A3
645E01626 | EACH | BIKE CROSSING SYMBOL, TYPE B
645E01628 | EACH | BIKE CROSSING SYMBOL, TYPE C
645E01640 | EACH | BIKE LANE SYMBOL MARKING, TYPE A1
645E01642 | EACH | BIKE LANE SYMBOL MARKING, TYPE A2
645E01644 | EACH | BIKE LANE SYMBOL MARKING, TYPE A3
645E01646 | EACH | BIKE LANE SYMBOL MARKING, TYPE B
645E01648 | EACH | BIKE LANE SYMBOL MARKING, TYPE C
645E01700 | EACH | SHARED LANE MARKING, TYPE A1
645E01702 | EACH | SHARED LANE MARKING, TYPE A2
645E01704 | EACH | SHARED LANE MARKING, TYPE A3
645E01706 | EACH | SHARED LANE MARKING, TYPE B
645E01708 | EACH | SHARED LANE MARKING, TYPE C
645E01800 | FT | YIELD LINE, TYPE A1
645E01802 | FT | YIELD LINE, TYPE A2
645E01804 | FT | YIELD LINE, TYPE A3
645E01806 | FT | YIELD LINE, TYPE B
645E01808 | FT | YIELD LINE, TYPE C
645E20000 | LS | TWO-WAY RADIO EQUIPMENT
645E30000 | FT | REMOVAL OF PAVEMENT MARKINGS
645E30010 | EACH | REMOVAL OF PAVEMENT MARKINGS
645E30011 | EACH | REMOVAL OF PAVEMENT MARKINGS, AS PER PLAN
645E30020 | SF | REMOVAL OF PAVEMENT MARKINGS
645E40000 | EACH | SPECIAL - AIR SPEED ZONE MARKING | CHECK UNIT OF MEASURE
645E60000 | SF | GREEN COLORED PAVEMENT FOR BIKE LANES, TYPE A1
645E60010 | SF | GREEN COLORED PAVEMENT FOR BIKE LANES, TYPE A2
645E60020 | SF | GREEN COLORED PAVEMENT FOR BIKE LANES, TYPE A3
645E90000 | MILE | PAVEMENT MARKING, MISC. | ADD SUPPLEMENTAL DESCRIPTION
645E98000 | FT | PAVEMENT MARKING, MISC. | ADD SUPPLEMENTAL DESCRIPTION
645E98010 | EACH | PAVEMENT MARKING, MISC. | ADD SUPPLEMENTAL DESCRIPTION
646E01650 | EACH | BIKE LANE ARROW, TYPE 1
646E10000 | MILE | EDGE LINE, 4"
646E10001 | MILE | EDGE LINE, 4", AS PER PLAN
646E10010 | MILE | EDGE LINE, 6"
646E10011 | MILE | EDGE LINE, 6", AS PER PLAN
646E10100 | MILE | LANE LINE, 4"
646E10101 | MILE | LANE LINE, 4", AS PER PLAN
646E10110 | MILE | LANE LINE, 6"
646E10111 | MILE | LANE LINE, 6", AS PER PLAN
646E10200 | MILE | CENTER LINE
646E10201 | MILE | CENTER LINE, AS PER PLAN
646E10300 | FT | CHANNELIZING LINE, 8"
646E10301 | FT | CHANNELIZING LINE, 8", AS PER PLAN
646E10310 | FT | CHANNELIZING LINE, 12"
646E10311 | FT | CHANNELIZING LINE, 12", AS PER PLAN
646E10400 | FT | STOP LINE
646E10401 | FT | STOP LINE, AS PER PLAN
646E10500 | FT | CROSSWALK LINE
646E10501 | FT | CROSSWALK LINE, AS PER PLAN
646E10600 | FT | TRANSVERSE/DIAGONAL LINE
646E10601 | FT | TRANSVERSE/DIAGONAL LINE, AS PER PLAN
646E10620 | FT | CHEVRON MARKING
646E10621 | FT | CHEVRON MARKING, AS PER PLAN
646E10700 | FT | CURB MARKING
646E10701 | FT | CURB MARKING, AS PER PLAN
646E10800 | SF | ISLAND MARKING
646E10801 | SF | ISLAND MARKING, AS PER PLAN
646E10900 | EACH | HANDICAP SYMBOL MARKING
646E10901 | EACH | HANDICAP SYMBOL MARKING, AS PER PLAN
646E20000 | EACH | RAILROAD SYMBOL MARKING
646E20001 | EACH | RAILROAD SYMBOL MARKING, AS PER PLAN
646E20100 | EACH | SCHOOL SYMBOL MARKING, 72"
646E20101 | EACH | SCHOOL SYMBOL MARKING, 72", AS PER PLAN
646E20110 | EACH | SCHOOL SYMBOL MARKING, 96"
646E20111 | EACH | SCHOOL SYMBOL MARKING, 96", AS PER PLAN
646E20120 | EACH | SCHOOL SYMBOL MARKING, 120"
646E20121 | EACH | SCHOOL SYMBOL MARKING, 120", AS PER PLAN
646E20200 | FT | PARKING LOT STALL MARKING
646E20201 | FT | PARKING LOT STALL MARKING, AS PER PLAN
646E20300 | EACH | LANE ARROW
646E20301 | EACH | LANE ARROW, AS PER PLAN
646E20320 | EACH | WRONG WAY ARROW
646E20350 | EACH | LANE REDUCTION ARROW
646E20400 | EACH | WORD ON PAVEMENT, 72"
646E20401 | EACH | WORD ON PAVEMENT, 72", AS PER PLAN
646E20410 | EACH | WORD ON PAVEMENT, 96"
646E20411 | EACH | WORD ON PAVEMENT, 96", AS PER PLAN
646E20500 | FT | DOTTED LINE
646E20501 | FT | DOTTED LINE, AS PER PLAN
646E20502 | FT | DOTTED LINE, 4"
646E20504 | FT | DOTTED LINE, 6"
646E20506 | FT | DOTTED LINE, 8"
646E20510 | FT | DOTTED LINE, 12"
646E20520 | FT | DOTTED LINE, 24"
646E20600 | EACH | BIKE LANE SYMBOL MARKING
646E20650 | EACH | SHARED LANE MARKING
646E20710 | EACH | SPECIAL - AIR SPEED ZONE MARKING
646E20800 | FT | YIELD LINE
646E50000 | EACH | REMOVAL OF PAVEMENT MARKING
646E50100 | FT | REMOVAL OF PAVEMENT MARKING
646E50101 | FT | REMOVAL OF PAVEMENT MARKING, AS PER PLAN
646E50200 | SF | REMOVAL OF PAVEMENT MARKING
646E50300 | MILE | REMOVAL OF PAVEMENT MARKING
646E50301 | MILE | REMOVAL OF PAVEMENT MARKING, AS PER PLAN
646E60000 | LS | TWO-WAY RADIO EQUIPMENT
646E60001 | LS | TWO-WAY RADIO EQUIPMENT, AS PER PLAN
646E60100 | SF | GREEN COLORED PAVEMENT FOR BIKE LANES
646E90000 | FT | PAVEMENT MARKING, MISC.: | ADD SUPPLEMENTAL DESCRIPTION
646E90010 | MILE | PAVEMENT MARKING, MISC.: | ADD SUPPLEMENTAL DESCRIPTION
646E98000 | EACH | PAVEMENT MARKING, MISC.: | ADD SUPPLEMENTAL DESCRIPTION
647E18000 | FT | CHANNELIZING LINE, 8", TYPE A90
647E18002 | FT | CHANNELIZING LINE, 8", TYPE A125
647E18004 | FT | CHANNELIZING LINE, 12", TYPE A90
647E18006 | FT | CHANNELIZING LINE, 12", TYPE A125
647E18010 | FT | CHANNELIZING LINE, 8", TYPE B90
647E18012 | FT | CHANNELIZING LINE, 8", TYPE B125
647E18013 | FT | CHANNELIZING LINE, 8", TYPE B125, AS PER PLAN
647E18014 | FT | CHANNELIZING LINE, 12", TYPE B90
647E18016 | FT | CHANNELIZING LINE, 12", TYPE B125
647E18050 | FT | STOP LINE, TYPE A90
647E18052 | FT | STOP LINE, TYPE A125
647E18060 | FT | STOP LINE, TYPE B90
647E18062 | FT | STOP LINE, TYPE B125
647E20000 | FT | CROSSWALK LINE, TYPE A90
647E20002 | FT | CROSSWALK LINE, TYPE A125
647E20010 | FT | CROSSWALK LINE, TYPE B90
647E20011 | FT | CROSSWALK LINE, TYPE B90, AS PER PLAN
647E20012 | FT | CROSSWALK LINE, TYPE B125
647E20013 | FT | CROSSWALK LINE, TYPE B125, AS PER PLAN
647E20100 | FT | TRANSVERSE/DIAGONAL LINE, TYPE A90
647E20102 | FT | TRANSVERSE/DIAGONAL LINE, TYPE A125
647E20110 | FT | TRANSVERSE/DIAGONAL LINE, TYPE B90
647E20112 | FT | TRANSVERSE/DIAGONAL LINE, TYPE B125
647E20120 | FT | CHEVRON MARKING, TYPE A90
647E20122 | FT | CHEVRON MARKING, TYPE A125
647E20130 | FT | CHEVRON MARKING, TYPE B90
647E20132 | FT | CHEVRON MARKING, TYPE B125
647E20200 | EACH | HANDICAP SYMBOL MARKING, TYPE A90
647E20202 | EACH | HANDICAP SYMBOL MARKING, TYPE A125
647E20210 | EACH | HANDICAP SYMBOL MARKING, TYPE B90
647E20212 | EACH | HANDICAP SYMBOL MARKING, TYPE B125
647E20300 | EACH | RAILROAD SYMBOL MARKING, TYPE A90
647E20302 | EACH | RAILROAD SYMBOL MARKING, TYPE A125
647E20310 | EACH | RAILROAD SYMBOL MARKING, TYPE B90
647E20312 | EACH | RAILROAD SYMBOL MARKING, TYPE B125
647E20400 | EACH | SCHOOL SYMBOL MARKING, 72", TYPE A90
647E20402 | EACH | SCHOOL SYMBOL MARKING, 72", TYPE A125
647E20410 | EACH | SCHOOL SYMBOL MARKING, 72", TYPE B90
647E20412 | EACH | SCHOOL SYMBOL MARKING, 72", TYPE B125
647E20430 | EACH | SCHOOL SYMBOL MARKING, 96", TYPE A90
647E20432 | EACH | SCHOOL SYMBOL MARKING, 96", TYPE A125
647E20440 | EACH | SCHOOL SYMBOL MARKING, 96", TYPE B90
647E20442 | EACH | SCHOOL SYMBOL MARKING, 96", TYPE B125
647E20460 | EACH | SCHOOL SYMBOL MARKING, 120", TYPE A90
647E20462 | EACH | SCHOOL SYMBOL MARKING, 120", TYPE A125
647E20470 | EACH | SCHOOL SYMBOL MARKING, 120", TYPE B90
647E20472 | EACH | SCHOOL SYMBOL MARKING, 120", TYPE B125
647E20500 | FT | PARKING LOT STALL MARKING, TYPE A90
647E20502 | FT | PARKING LOT STALL MARKING, TYPE A125
647E20510 | FT | PARKING LOT STALL MARKING, TYPE B90
647E20512 | FT | PARKING LOT STALL MARKING, TYPE B125
647E20600 | EACH | LANE ARROW, TYPE A90
647E20602 | EACH | LANE ARROW, TYPE A125
647E20610 | EACH | LANE ARROW, TYPE B90
647E20612 | EACH | LANE ARROW, TYPE B125
647E20620 | EACH | WRONG WAY ARROW
647E20640 | EACH | LANE REDUCTION ARROW, TYPE A90
647E20642 | EACH | LANE REDUCTION ARROW, TYPE A125
647E20650 | EACH | LANE REDUCTION ARROW, TYPE B90
647E20652 | EACH | LANE REDUCTION ARROW, TYPE B125
647E20700 | EACH | WORD ON PAVEMENT, 72", TYPE A90
647E20702 | EACH | WORD ON PAVEMENT, 72", TYPE A125
647E20710 | EACH | WORD ON PAVEMENT, 72", TYPE B90
647E20712 | EACH | WORD ON PAVEMENT, 72", TYPE B125
647E20730 | EACH | WORD ON PAVEMENT, 96", TYPE A90
647E20732 | EACH | WORD ON PAVEMENT, 96", TYPE A125
647E20740 | EACH | WORD ON PAVEMENT, 96", TYPE B90
647E20742 | EACH | WORD ON PAVEMENT, 96", TYPE B125
647E20800 | FT | DOTTED LINE, 4", TYPE A90
647E20802 | FT | DOTTED LINE, 4", TYPE A125
647E20810 | FT | DOTTED LINE, 4", TYPE B90
647E20812 | FT | DOTTED LINE, 4", TYPE B125
647E20880 | FT | DOTTED LINE, 12", TYPE A90
647E20882 | FT | DOTTED LINE, 12", TYPE A125
647E20890 | FT | DOTTED LINE, 12", TYPE B90
647E20892 | FT | DOTTED LINE, 12", TYPE B125
647E20900 | EACH | BIKE LANE SYMBOL MARKING, TYPE A90
647E20902 | EACH | BIKE LANE SYMBOL MARKING, TYPE A125
647E20910 | EACH | BIKE LANE SYMBOL MARKING, TYPE B90
647E20912 | EACH | BIKE LANE SYMBOL MARKING, TYPE B125
647E20930 | EACH | SHARED LANE MARKING, TYPE A90
647E20932 | EACH | SHARED LANE MARKING, TYPE A125
647E20940 | EACH | SHARED LANE MARKING, TYPE B90
647E20942 | EACH | SHARED LANE MARKING, TYPE B125
647E20960 | FT | YIELD LINE, TYPE A90
647E20962 | FT | YIELD LINE, TYPE A125
647E20970 | FT | YIELD LINE, TYPE B90
647E20972 | FT | YIELD LINE, TYPE B125
647E50000 | FT | REMOVAL OF PAVEMENT MARKING
647E50010 | EACH | REMOVAL OF PAVEMENT MARKING
647E50020 | SF | REMOVAL OF PAVEMENT MARKING
647E50100 | EACH | PAVEMENT MARKING, MISC.: | ADD SUPPLEMENTAL DESCRIPTION
647E50110 | SF | PAVEMENT MARKING, MISC.: | ADD SUPPLEMENTAL DESCRIPTION
647E50120 | FT | PAVEMENT MARKING, MISC.: | ADD SUPPLEMENTAL DESCRIPTION
647E50130 | MILE | PAVEMENT MARKING, MISC.: | ADD SUPPLEMENTAL DESCRIPTION
647E60000 | SF | GREEN COLORED PAVEMENT FOR BIKE LANES,TYPE A90
647E60010 | SF | GREEN COLORED PAVEMENT FOR BIKE LANES,TYPE A125
647E60020 | SF | GREEN COLORED PAVEMENT FOR BIKE LANES,TYPE B90
647E60030 | SF | GREEN COLORED PAVEMENT FOR BIKE LANES,TYPE B125
648E00100 | MILE | EDGE LINE, 4"
648E00101 | MILE | EDGE LINE, 4", AS PER PLAN
648E00104 | MILE | EDGE LINE, 6"
648E00200 | MILE | LANE LINE, 4"
648E00201 | MILE | LANE LINE, 4", AS PER PLAN
648E00204 | MILE | LANE LINE, 6"
648E00205 | MILE | LANE LINE, 6", AS PER PLAN
648E00300 | MILE | CENTER LINE
648E00301 | MILE | CENTER LINE, AS PER PLAN
648E00400 | FT | CHANNELIZING LINE, 8"
648E00401 | FT | CHANNELIZING LINE, 8", AS PER PLAN
648E00404 | FT | CHANNELIZING LINE, 12"
648E00405 | FT | CHANNELIZING LINE, 12", AS PER PLAN
648E01500 | FT | DOTTED LINE, 4"
648E01501 | FT | DOTTED LINE, 4", AS PER PLAN
648E01502 | FT | DOTTED LINE, 5"
648E01503 | FT | DOTTED LINE, 5", AS PER PLAN
648E01510 | FT | DOTTED LINE, 6"
648E01511 | FT | DOTTED LINE, 6", AS PER PLAN
648E01514 | FT | DOTTED LINE, 8"
648E01515 | FT | DOTTED LINE, 8", AS PER PLAN
648E01520 | FT | DOTTED LINE, 12"
648E01521 | FT | DOTTED LINE, 12", AS PER PLAN
648E20000 | LS | TWO - WAY RADIO EQUIPMENT
648E30000 | FT | REMOVAL OF PAVEMENT MARKING
648E30010 | SF | REMOVAL OF PAVEMENT MARKING
648E30020 | EACH | REMOVAL OF PAVEMENT MARKING
648E30030 | MILE | REMOVAL OF PAVEMENT MARKING
648E60000 | SF | GREEN COLORED PAVEMENT FOR BIKE LANES
651E10000 | CY | TOPSOIL STOCKPILED
651E10001 | CY | TOPSOIL STOCKPILED, AS PER PLAN
652E10000 | CY | PLACING STOCKPILED TOPSOIL
652E10001 | CY | PLACING STOCKPILED TOPSOIL, AS PER PLAN
653E10000 | CY | TOPSOIL FURNISHED AND PLACED
653E10001 | CY | TOPSOIL FURNISHED AND PLACED, AS PER PLAN
654E10000 | MSF | RENOVATING EXISTING SOIL
654E10001 | MSF | RENOVATING EXISTING SOIL, AS PER PLAN
654E11000 | TON | COMMERCIAL FERTILIZER
654E11001 | TON | COMMERCIAL FERTILIZER, AS PER PLAN
656E10000 | MSF | ROADSIDE CLEANUP
656E10001 | MSF | ROADSIDE CLEANUP, AS PER PLAN
657E10000 | SY | RIPRAP FOR TREE PROTECTION
657E10001 | SY | RIPRAP FOR TREE PROTECTION, AS PER PLAN
657E98000 | SY | RIPRAP, MISC.: | ADD SUPPLEMENTAL DESCRIPTION
658E10000 | CY | TREE ROOT AERATION
658E10001 | CY | TREE ROOT AERATION, AS PER PLAN
659E00100 | EACH | SOIL ANALYSIS TEST
659E00300 | CY | TOPSOIL
659E00301 | CY | TOPSOIL, AS PER PLAN
659E00500 | SY | SEEDING AND MULCHING, CLASS 1
659E00501 | SY | SEEDING AND MULCHING, CLASS 1, AS PER PLAN
659E00510 | SY | SEEDING AND MULCHING, CLASS 2
659E00511 | SY | SEEDING AND MULCHING, CLASS 2, AS PER PLAN
659E00520 | SY | SEEDING AND MULCHING, CLASS 3A
659E00530 | SY | SEEDING AND MULCHING, CLASS 3B
659E00531 | SY | SEEDING AND MULCHING, CLASS 3B, AS PER PLAN
659E00540 | SY | SEEDING AND MULCHING, CLASS 3C
659E00541 | SY | SEEDING AND MULCHING, CLASS 3C, AS PER PLAN
659E00550 | SY | SEEDING AND MULCHING, CLASS 4A
659E00551 | SY | SEEDING AND MULCHING, CLASS 4A, AS PER PLAN
659E00560 | SY | SEEDING AND MULCHING, CLASS 4B
659E00561 | SY | SEEDING AND MULCHING, CLASS 4B, AS PER PLAN
659E00570 | SY | SEEDING AND MULCHING, CLASS 5A
659E00571 | SY | SEEDING AND MULCHING, CLASS 5A, AS PER PLAN
659E00580 | SY | SEEDING AND MULCHING, CLASS 5B
659E00581 | SY | SEEDING AND MULCHING, CLASS 5B, AS PER PLAN
659E00590 | SY | SEEDING AND MULCHING, CLASS 6
659E00600 | SY | SEEDING AND MULCHING, CLASS 7
659E10000 | SY | SEEDING AND MULCHING
659E10001 | SY | SEEDING AND MULCHING, AS PER PLAN
659E10100 | SY | SEEDING AND MULCHING FOR WILDLIFE
659E10101 | SY | SEEDING AND MULCHING FOR WILDLIFE, AS PER PLAN
659E14000 | SY | REPAIR SEEDING AND MULCHING
659E14001 | SY | REPAIR SEEDING AND MULCHING, AS PER PLAN
659E15000 | SY | INTER-SEEDING
659E15001 | SY | INTER-SEEDING, AS PER PLAN
659E20000 | TON | COMMERCIAL FERTILIZER
659E20001 | TON | COMMERCIAL FERTILIZER, AS PER PLAN
659E31000 | ACRE | LIME
659E31001 | ACRE | LIME, AS PER PLAN
659E35000 | MGAL | WATER
659E35001 | MGAL | WATER, AS PER PLAN
659E40000 | MSF | MOWING
659E40001 | MSF | MOWING, AS PER PLAN
659E98000 | SY | SEEDING, MISC.: | ADD SUPPLEMENTAL DESCRIPTION
659E98700 | LS | SEEDING, MISC.: | ADD SUPPLEMENTAL DESCRIPTION
659E99000 | LS | SPECIAL - PERMANENT EROSION CONTROL | DESIGN BUILD PROJECTS ONLY
660E20000 | SY | SODDING REINFORCED
660E20001 | SY | SODDING REINFORCED, AS PER PLAN
660E25000 | SY | SODDING STAKED
660E25001 | SY | SODDING STAKED, AS PER PLAN
660E30000 | SY | SODDING UNSTAKED
660E30001 | SY | SODDING UNSTAKED, AS PER PLAN
661E00100 | EACH | TREE SEEDLING | SPECIFY TYPE
661E00101 | EACH | TREE SEEDLING, AS PER PLAN | SPECIFY TYPE
661E00500 | CY | MULCH
661E00501 | CY | MULCH, AS PER PLAN
661E10000 | EACH | GROUNDCOVER AND VINES, 1 YEAR, CUTTING | SPECIFY TYPE
661E10500 | EACH | GROUNDCOVER AND VINES, 1 YEAR, BUNDLE | SPECIFY TYPE
661E11000 | EACH | GROUNDCOVER AND VINES, 1 YEAR, CLUMP | SPECIFY TYPE
661E11001 | EACH | GROUNDCOVER AND VINES, 1 YEAR, CLUMP, AS PER PLAN | SPECIFY TYPE
661E11500 | EACH | GROUNDCOVER AND VINES, 1 YEAR, CROWN | SPECIFY TYPE
661E12000 | EACH | GROUNDCOVER AND VINES, 1 YEAR, POTTED | SPECIFY TYPE
661E12100 | EACH | GROUND COVER AND VINES, 1 YEAR, FLAT | SPECIFY TYPE
661E12500 | EACH | GROUNDCOVER AND VINES, 2 YEAR, CLUMP | SPECIFY TYPE
661E13000 | EACH | GROUNDCOVER AND VINES, 2 YEAR, POTTED | SPECIFY TYPE
661E14000 | EACH | PERENNIALS | SPECIFY TYPE
661E14001 | EACH | PERENNIALS, AS PER PLAN | SPECIFY TYPE
661E19000 | EACH | DECIDUOUS SHRUB, 12" HEIGHT | SPECIFY TYPE AND CONDITION
661E19001 | EACH | DECIDUOUS SHRUB, 12" HEIGHT, AS PER PLAN | SPECIFY TYPE AND CONDITION
661E20000 | EACH | DECIDUOUS SHRUB, 15" HEIGHT | SPECIFY TYPE AND CONDITION
661E20001 | EACH | DECIDUOUS SHRUB, 15" HEIGHT, AS PER PLAN | SPECIFY TYPE AND CONDITION
661E20020 | EACH | DECIDUOUS SHRUB, 18" HEIGHT | SPECIFY TYPE AND CONDITION
661E20021 | EACH | DECIDUOUS SHRUB, 18" HEIGHT, AS PER PLAN | SPECIFY TYPE AND CONDITION
661E20040 | EACH | DECIDUOUS SHRUB, 2' HEIGHT | SPECIFY TYPE AND CONDITION
661E20041 | EACH | DECIDUOUS SHRUB, 2' HEIGHT, AS PER PLAN | SPECIFY TYPE AND CONDITION
661E20060 | EACH | DECIDUOUS SHRUB, 3' HEIGHT | SPECIFY TYPE AND CONDITION
661E20061 | EACH | DECIDUOUS SHRUB, 3' HEIGHT, AS PER PLAN | SPECIFY TYPE AND CONDITION
661E20070 | EACH | DECIDUOUS SHRUB, 30" HEIGHT | SPECIFY TYPE AND CONDITION
661E20071 | EACH | DECIDUOUS SHRUB, 30" HEIGHT, AS PER PLAN | SPECIFY TYPE AND CONDITION
661E20080 | EACH | DECIDUOUS SHRUB, 4' HEIGHT | SPECIFY TYPE AND CONDITION
661E20081 | EACH | DECIDUOUS SHRUB, 4' HEIGHT, AS PER PLAN | SPECIFY TYPE AND CONDITION
661E20100 | EACH | DECIDUOUS SHRUB, 5' HEIGHT | SPECIFY TYPE AND CONDITION
661E20101 | EACH | DECIDUOUS SHRUB, 5' HEIGHT, AS PER PLAN | SPECIFY TYPE AND CONDITION
661E20110 | EACH | DECIDUOUS SHRUB, 6' HEIGHT | SPECIFY TYPE AND CONDITION
661E20111 | EACH | DECIDUOUS SHRUB, 6' HEIGHT, AS PER PLAN | SPECIFY TYPE AND CONDITION
661E30000 | EACH | EVERGREEN SHRUB, 12" HEIGHT | SPECIFY TYPE AND CONDITION
661E30001 | EACH | EVERGREEN SHRUB, 12" HEIGHT, AS PER PLAN | SPECIFY TYPE AND CONDITION
661E30020 | EACH | EVERGREEN SHRUB, 15" HEIGHT | SPECIFY TYPE AND CONDITION
661E30040 | EACH | EVERGREEN SHRUB, 18" HEIGHT | SPECIFY TYPE AND CONDITION
661E30041 | EACH | EVERGREEN SHRUB, 18" HEIGHT, AS PER PLAN | SPECIFY TYPE AND CONDITION
661E30060 | EACH | EVERGREEN SHRUB, 2' HEIGHT | SPECIFY TYPE AND CONDITION
661E30061 | EACH | EVERGREEN SHRUB, 2' HEIGHT, AS PER PLAN | SPECIFY TYPE AND CONDITION
661E30070 | EACH | EVERGREEN SHRUB, 2.5' HEIGHT | SPECIFY TYPE AND CONDITION
661E30071 | EACH | EVERGREEN SHRUB, 2.5' HEIGHT, AS PER PLAN | SPECIFY TYPE AND CONDITION
661E30080 | EACH | EVERGREEN SHRUB, 3' HEIGHT | SPECIFY TYPE AND CONDITION
661E30081 | EACH | EVERGREEN SHRUB, 3' HEIGHT, AS PER PLAN | SPECIFY TYPE AND CONDITION
661E30100 | EACH | EVERGREEN SHRUB, 4' HEIGHT | SPECIFY TYPE AND CONDITION
661E30101 | EACH | EVERGREEN SHRUB, 4' HEIGHT, AS PER PLAN | SPECIFY TYPE AND CONDITION
661E30110 | EACH | EVERGREEN SHRUB, 5' HEIGHT | SPECIFY TYPE AND CONDITION
661E30111 | EACH | EVERGREEN SHRUB, 5' HEIGHT, AS PER PLAN | SPECIFY TYPE AND CONDITION
661E30120 | EACH | EVERGREEN SHRUB, 6' HEIGHT | SPECIFY TYPE AND CONDITION
661E30121 | EACH | EVERGREEN SHRUB, 6' HEIGHT, AS PER PLAN | SPECIFY TYPE AND CONDITION
661E31000 | GAL | LANDSCAPE WATERING
661E31001 | GAL | LANDSCAPE WATERING, AS PER PLAN
661E40000 | EACH | DECIDUOUS TREE, 5' HEIGHT | SPECIFY TYPE AND CONDITION
661E40001 | EACH | DECIDUOUS TREE, 5' HEIGHT, AS PER PLAN | SPECIFY TYPE AND CONDITION
661E40020 | EACH | DECIDUOUS TREE, 6' HEIGHT | SPECIFY TYPE AND CONDITION
661E40021 | EACH | DECIDUOUS TREE, 6' HEIGHT, AS PER PLAN | SPECIFY TYPE AND CONDITION
661E40040 | EACH | DECIDUOUS TREE, 1" CALIPER | SPECIFY TYPE AND CONDITION
661E40041 | EACH | DECIDUOUS TREE, 1" CALIPER, AS PER PLAN | SPECIFY TYPE AND CONDITION
661E40060 | EACH | DECIDUOUS TREE, 1-1/2" CALIPER | SPECIFY TYPE AND CONDITION
661E40061 | EACH | DECIDUOUS TREE, 1-1/2" CALIPER, AS PER PLAN | SPECIFY TYPE AND CONDITION
661E40080 | EACH | DECIDUOUS TREE, 2" CALIPER | SPECIFY TYPE AND CONDITION
661E40081 | EACH | DECIDUOUS TREE, 2" CALIPER, AS PER PLAN | SPECIFY TYPE AND CONDITION
661E40100 | EACH | DECIDUOUS TREE, 2-1/2" CALIPER | SPECIFY TYPE AND CONDITION
661E40101 | EACH | DECIDUOUS TREE, 2-1/2" CALIPER, AS PER PLAN | SPECIFY TYPE AND CONDITION
661E40120 | EACH | DECIDUOUS TREE, 3" CALIPER | SPECIFY TYPE AND CONDITION
661E40121 | EACH | DECIDUOUS TREE, 3" CALIPER, AS PER PLAN | SPECIFY TYPE AND CONDITION
661E40140 | EACH | DECIDUOUS TREE, 4" CALIPER | SPECIFY TYPE AND CONDITION
661E40141 | EACH | DECIDUOUS TREE, 4" CALIPER, AS PER PLAN | SPECIFY TYPE AND CONDITION
661E40160 | EACH | DECIDUOUS TREE, 5" CALIPER | SPECIFY TYPE AND CONDITION
661E40161 | EACH | DECIDUOUS TREE, 5" CALIPER, AS PER PLAN | SPECIFY TYPE AND CONDITION
661E50000 | EACH | EVERGREEN TREE, 3 YEAR, BARE ROOT SEEDLING | SPECIFY TYPE
661E50020 | EACH | EVERGREEN TREE, 1' HEIGHT | SPECIFY TYPE AND CONDITION
661E50040 | EACH | EVERGREEN TREE, 2' HEIGHT | SPECIFY TYPE AND CONDITION
661E50060 | EACH | EVERGREEN TREE, 3' HEIGHT | SPECIFY TYPE AND CONDITION
661E50080 | EACH | EVERGREEN TREE, 4' HEIGHT | SPECIFY TYPE AND CONDITION
661E50100 | EACH | EVERGREEN TREE, 5' HEIGHT | SPECIFY TYPE AND CONDITION
661E50101 | EACH | EVERGREEN TREE, 5' HEIGHT, AS PER PLAN | SPECIFY TYPE AND CONDITION
661E50120 | EACH | EVERGREEN TREE, 6' HEIGHT | SPECIFY TYPE AND CONDITION
661E50121 | EACH | EVERGREEN TREE, 6' HEIGHT, AS PER PLAN | SPECIFY TYPE AND CONDITION
661E50140 | EACH | EVERGREEN TREE, 7' HEIGHT | SPECIFY TYPE AND CONDITION
661E50141 | EACH | EVERGREEN TREE, 7' HEIGHT, AS PER PLAN | SPECIFY TYPE AND CONDITION
661E50160 | EACH | EVERGREEN TREE, 8' HEIGHT | SPECIFY TYPE AND CONDITION
661E50161 | EACH | EVERGREEN TREE, 8' HEIGHT, AS PER PLAN | SPECIFY TYPE AND CONDITION
661E50170 | EACH | EVERGREEN TREE, 10' HEIGHT | SPECIFY TYPE AND CONDITION
661E50171 | EACH | EVERGREEN TREE, 10' HEIGHT, AS PER PLAN | SPECIFY TYPE AND CONDITION
661E99000 | LS | SPECIAL - LANDSCAPING | DESIGN BUILD PROJECTS ONLY
661E99900 | EACH | PLANTING, MISC.: | ADD SUPPLEMENTAL DESCRIPTION
661E99910 | ACRE | PLANTING, MISC.: | ADD SUPPLEMENTAL DESCRIPTION
661E99920 | SF | PLANTING, MISC.: | ADD SUPPLEMENTAL DESCRIPTION
661E99930 | SY | PLANTING, MISC.: | ADD SUPPLEMENTAL DESCRIPTION
661E99940 | LS | PLANTING, MISC.: | ADD SUPPLEMENTAL DESCRIPTION
661E99950 | FT | PLANTING, MISC.: | ADD SUPPLEMENTAL DESCRIPTION
662E30000 | MGAL | LANDSCAPE WATERING
662E30001 | MGAL | LANDSCAPE WATERING, AS PER PLAN
662E30100 | LS | LANDSCAPE WATERING
662E31000 | GAL | LANDSCAPE WATERING
662E31001 | GAL | LANDSCAPE WATERING, AS PER PLAN
662E98000 | EACH | LANDSCAPE WATERING, MISC.: | ADD SUPPLEMENTAL DESCRIPTION
666E09000 | EACH | PRUNING EXISTING TREE, 3 TO 8-INCH DIAMETER
666E09001 | EACH | PRUNING EXISTING TREE, 3 TO 8-INCH DIAMETER, AS PER PLAN
666E10000 | EACH | PRUNING EXISTING TREE, 8 TO 16-INCH DIAMETER
666E10001 | EACH | PRUNING EXISTING TREE, 8 TO 16-INCH DIAMETER, AS PER PLAN
666E10010 | EACH | PRUNING EXISTING TREE, 16 TO 24-INCH DIAMETER
666E10011 | EACH | PRUNING EXISTING TREE, 16 TO 24-INCH DIAMETER, AS PER PLAN
666E10020 | EACH | PRUNING EXISTING TREE, 24 TO 36-INCH DIAMETER
666E10021 | EACH | PRUNING EXISTING TREE, 24 TO 36-INCH DIAMETER, AS PER PLAN
666E10030 | EACH | PRUNING EXISTING TREE, 36 INCH DIAMETER AND OVER
666E10031 | EACH | PRUNING EXISTING TREE, 36 INCH DIAMETER AND OVER, AS PER PLAN
670E00200 | SY | VEGETATED SWALE EROSION PROTECTION
670E00500 | SY | SLOPE EROSION PROTECTION
670E00501 | SY | SLOPE EROSION PROTECTION, AS PER PLAN
670E00510 | SY | SLOPE EROSION PROTECTION MAT, TYPE A
670E00520 | SY | SLOPE EROSION PROTECTION MAT, TYPE B
670E00530 | SY | SLOPE EROSION PROTECTION MAT, TYPE C
670E00540 | SY | SLOPE EROSION PROTECTION MAT, TYPE D
670E00550 | SY | SLOPE EROSION PROTECTION MAT, TYPE E
670E00551 | SY | SLOPE EROSION PROTECTION MAT, TYPE E, AS PER PLAN
670E00560 | SY | SLOPE EROSION PROTECTION MAT, TYPE F
670E00570 | SY | SLOPE EROSION PROTECTION MAT, TYPE G
670E00700 | SY | DITCH EROSION PROTECTION
670E00701 | SY | DITCH EROSION PROTECTION, AS PER PLAN
670E00710 | SY | DITCH EROSION PROTECTION MAT, TYPE A
670E00720 | SY | DITCH EROSION PROTECTION MAT, TYPE B
670E00730 | SY | DITCH EROSION PROTECTION MAT, TYPE C
670E00750 | SY | DITCH EROSION PROTECTION MAT, TYPE E
670E00760 | SY | DITCH EROSION PROTECTION MAT, TYPE F
670E00770 | SY | DITCH EROSION PROTECTION MAT, TYPE G
671E14000 | SY | EROSION CONTROL MAT
671E15000 | SY | EROSION CONTROL MAT, TYPE A
671E15010 | SY | EROSION CONTROL MAT, TYPE B
671E15020 | SY | EROSION CONTROL MAT, TYPE C
671E15040 | SY | EROSION CONTROL MAT, TYPE E
671E15050 | SY | EROSION CONTROL MAT, TYPE F
671E15060 | SY | EROSION CONTROL MAT, TYPE G
671E15080 | SY | EROSION CONTROL MAT, TYPE I
680E05000 | LS | SPECIAL - SITE RESTORATION
680E10400 | EACH | SPECIAL - MOTORIST SERVICES BUILDING, MSB-4 | GENERAL ONLY
680E10850 | EACH | SPECIAL - MOTORIST SERVICES BUILDING | NO ELEC/PLBG
680E11000 | EACH | SPECIAL - SHELTER HOUSE | GENERAL ONLY
680E11304 | EACH | SPECIAL - COMPLETE WASTEWATER TREATMENT SYSTEM, 5,000 GALLON | GENERAL ONLY
680E11308 | EACH | SPECIAL - COMPLETE WASTEWATER TREATMENT SYSTEM, 7,000 GALLON | GENERAL ONLY
680E11404 | EACH | SPECIAL - COMPLETE WASTEWATER TREATMENT SYSTEM, 10,000 GALLON | GENERAL ONLY
680E11510 | EACH | SPECIAL - COMPLETE WASTEWATER TREATMENT SYSTEM, 30,000 GALLON | GENERAL ONLY
680E12000 | EACH | SPECIAL - WATER RESERVOIR ASSEMBLY | GENERAL ONLY
680E12500 | FT | SPECIAL - SNOW FENCE - TREE PROTECTION
680E13000 | EACH | SPECIAL - PICNIC TABLE
680E14000 | EACH | SPECIAL - PICNIC TABLE AND SLAB
680E14500 | EACH | SPECIAL - CHARCOAL GRILL AND SERVING TABLE (WITH SLAB)
680E14550 | EACH | SPECIAL - TRASH RECEPTACLE
680E15000 | EACH | SPECIAL - WASTE RECEPTACLE SLEEVE
680E15500 | EACH | SPECIAL - WASTE RECEPTACLE SLAB
680E15502 | EACH | SPECIAL - WASTE RECEPTACLE SLEEVE AND SLAB
680E16400 | EACH | SPECIAL - 5' WOOD BENCH
680E16500 | EACH | SPECIAL - 6' WOOD BENCH
680E17000 | EACH | SPECIAL - 8' WOOD BENCH
680E18050 | EACH | SPECIAL - WOOD CHAIR
680E18100 | EACH | SPECIAL - STACKING CHAIR
680E18200 | EACH | SPECIAL - FOLDING LEG TABLE
680E19200 | EACH | SPECIAL - LIFT STATION | GENERAL ONLY
680E20400 | EACH | SPECIAL - MOTORIST SERVICES BUILDING, MSB-4 | PLUMBING ONLY
680E20800 | EACH | SPECIAL - MOTORIST SERVICES BUILDING | PLUMBING ONLY
680E21000 | EACH | SPECIAL - WATER WELL ASSEMBLY | PLUMBING ONLY
680E21500 | EACH | SPECIAL - WATER SYSTEM HYPOCHLORINATOR | PLUMBING ONLY
680E22000 | EACH | SPECIAL - WATER RESERVOIR ASSEMBLY | PLUMBING ONLY
680E23000 | FT | SPECIAL - COLD WATER SERVICE TO WASTE TREATMENT PLANT
680E23400 | EACH | SPECIAL - COLD WATER SERVICE FOR MOTORIST SERVICES BUILDING MSB-4
680E30400 | EACH | SPECIAL - MOTORIST SERVICES BUILDING, MSB-4 | HEATING & VENTILATING ONLY
680E39800 | EACH | SPECIAL - TOURIST INFORMATION CENTER | HEATING & VENTILATING ONLY
680E40400 | EACH | SPECIAL - MOTORIST SERVICES BUILDING, MSB-4 | ELECTRICAL ONLY
680E41000 | EACH | SPECIAL - WATER WELL ASSEMBLY | ELECTRICAL ONLY
680E41300 | EACH | SPECIAL - COMPLETE WASTE TREATMENT SYSTEM | ELECTRICAL ONLY
680E41500 | EACH | SPECIAL - WATER SYSTEM HYPOCHLORINATOR | ELECTRICAL ONLY
680E42000 | EACH | SPECIAL - WATER RESERVOIR ASSEMBLY | ELECTRICAL ONLY
680E43100 | EACH | SPECIAL - COMPLETE IRRIGATION SYSTEM
680E43400 | EACH | SPECIAL - CHARCOAL GRILL AND SERVING TABLE REMOVED
680E43900 | FT | SPECIAL - CAST IRON SOIL PIPE (SV) WITH FLEXIBLE JOINTS
680E44300 | FT | SPECIAL - 2" FORCE MAIN
680E44304 | LF | SPECIAL - 3" FORCE MAIN
680E44310 | FT | SPECIAL - 4" FORCE MAIN
680E44400 | FT | SPECIAL - PVC FORCE MAIN PIPE AND FITTINGS
680E44600 | FT | SPECIAL - COLD WATER SERVICE TO BOX HYDRANT
680E44700 | EACH | SPECIAL - TELEPHONE SERVICE
680E49200 | EACH | SPECIAL - LIFT STATION | ELECTRICAL ONLY
690E11500 | EACH | SPECIAL - IRON PIN
690E12000 | SY | SPECIAL - FILTER FABRIC
690E12010 | SY | SPECIAL - GEOTEXTILE FABRIC
690E12020 | SY | SPECIAL - GEOGRID
690E12030 | SY | SPECIAL - PAVEMENT REINFORCING FABRIC
690E12040 | SY | SPECIAL - PAVEMENT CRACK AND JOINT REINFORCING FABRIC
690E12050 | SY | SPECIAL - REINFORCED MESH FOR TRANSVERSE AND/OR LONGITUDINAL JOINTS AND CRACKS
690E12060 | SY | SPECIAL - PAVEMENT OVERLAY FABRIC COMPOSITE
690E12100 | SY | SPECIAL - ASPHALT CONCRETE PAVEMENT SURFACE HEATER RECYCLING
690E12150 | GAL | SPECIAL - ASPHALT REJUVENATING AGENT
690E12160 | LS | SPECIAL - TESTING
690E12200 | SY | SPECIAL - PAVING MAT
690E12500 | SY | SPECIAL - NOVACHIP
690E13000 | FT | SPECIAL - RUMBLE STRIPS
690E14010 | EACH | SPECIAL - PIEZO WEIGH-IN-MOTION DATA COLLECTION SYSTEM
690E20000 | LS | SPECIAL - AUTOMATIC TRAFFIC RECORDER | DESIGN BUILD PROJECTS ONLY
690E20010 | LS | SPECIAL - AS-BUILT CONSTRUCTION PLANS | DESIGN BUILD PROJECTS ONLY
690E20020 | LS | SPECIAL - FIELD SURVEYS | DESIGN BUILD PROJECTS ONLY
690E20030 | LS | SPECIAL - UTILITY COORDINATION AND RELOCATION | DESIGN BUILD PROJECTS ONLY
690E20040 | LS | SPECIAL - PRELIMINARY DESIGN | DESIGN BUILD PROJECTS ONLY
690E20050 | LS | SPECIAL - FINAL DESIGN | DESIGN BUILD PROJECTS ONLY
690E20080 | LS | SPECIAL - SUBSURFACE INVESTIGATIONS | DESIGN BUILD PROJECTS ONLY
690E20220 | LS | SPECIAL - CONSTRUCTION PLANS | DESIGN BUILD PROJECTS ONLY
690E20240 | LS | SPECIAL - ROADWAY | DESIGN BUILD PROJECTS ONLY
690E20250 | LS | SPECIAL - MISCELLANEOUS PAVEMENT FOR DESIGN BUILD | DESIGN BUILD PROJECTS ONLY
690E20260 | LS | SPECIAL - TRAFFIC SURVEILLANCE | DESIGN BUILD PROJECTS ONLY
690E21000 | LS | SPECIAL - | DESIGN BUILD PROJECTS ONLY
690E50000 | EACH | SPECIAL - MAILBOX SUPPORT
690E50100 | EACH | SPECIAL - MAILBOX SUPPORT SYSTEM, SINGLE
690E50200 | EACH | SPECIAL - MAILBOX SUPPORT SYSTEM, DOUBLE
690E50300 | EACH | SPECIAL - MAILBOX SUPPORT SYSTEM, MULTIPLE
690E50350 | EACH | SPECIAL - MAILBOX REMOVED AND RESET
690E50500 | EACH | SPECIAL - CONCRETE PARKING BLOCK
690E50560 | EACH | SPECIAL - BICYCLE RACK
690E50600 | EACH | SPECIAL - BOLLARD
690E50610 | EACH | SPECIAL - BOLLARD, HINGED
690E60000 | CY | SPECIAL - BERM REPAIR, FLEXIBLE
690E65000 | TON | SPECIAL - WORK INVOLVING NON-REGULATED MATERIALS
690E65002 | TON | SPECIAL - WORK INVOLVING HAZARDOUS WASTE
690E65010 | TON | SPECIAL - WORK INVOLVING SOLID WASTE
690E65016 | TON | SPECIAL - WORK INVOLVING PETROLEUM CONTAMINATED SOIL
690E65018 | TON | SPECIAL - WORK INVOLVING PCB/TSCA WASTE
690E65020 | GAL | SPECIAL - WORK INVOLVING WATER
690E65022 | GAL | SPECIAL - WORK INVOLVING NON-REGULATED WATER
690E65024 | GAL | SPECIAL - WORK INVOLVING REGULATED WATER
690E65030 | EACH | SPECIAL - DRUM REMOVED
690E65034 | EACH | SPECIAL - DRUMS CONTAINING SOLID WASTE
690E65038 | EACH | SPECIAL - DRUMS CONTAINING HAZARDOUS WASTE
690E65100 | TON | SPECIAL - WORK INVOLVING CONSTRUCTION DEBRIS
690E65200 | TON | SPECIAL - WORK INVOLVING FIELD SCREENED MATERIALS
690E65300 | EACH | SPECIAL - GROUND WATER MONITORING WELL ABANDONMENT
690E65310 | EACH | SPECIAL - GROUND WATER MONITORING WELL RECONSTRUCTION
690E65350 | LS | SPECIAL - REGULATED MATERIALS REMOVAL AND DISPOSAL
690E65400 | EACH | SPECIAL - OIL SPILL KIT
690E70000 | LS | SPECIAL - ENVIRONMENTAL | ADD SUPPLEMENTAL DESCRIPTION
690E70010 | EACH | SPECIAL - ENVIRONMENTAL | ADD SUPPLEMENTAL DESCRIPTION
690E70020 | TON | SPECIAL - ENVIRONMENTAL | ADD SUPPLEMENTAL DESCRIPTION
690E70030 | CY | SPECIAL - ENVIRONMENTAL | ADD SUPPLEMENTAL DESCRIPTION
690E70040 | LB | SPECIAL - ENVIRONMENTAL | ADD SUPPLEMENTAL DESCRIPTION
690E70090 | GAL | SPECIAL - ENVIRONMENTAL | ADD SUPPLEMENTAL DESCRIPTION
690E70100 | SF | SPECIAL - ASBESTOS ABATEMENT | ADD SUPPLEMENTAL DESCRIPTION
690E70120 | FT | SPECIAL - ASBESTOS ABATEMENT | ADD SUPPLEMENTAL DESCRIPTION
690E70140 | CF | SPECIAL - ASBESTOS ABATEMENT | ADD SUPPLEMENTAL DESCRIPTION
690E70160 | TON | SPECIAL - ASBESTOS ABATEMENT | ADD SUPPLEMENTAL DESCRIPTION
690E71000 | LS | SPECIAL - ASBESTOS ABATEMENT | ADD SUPPLEMENTAL DESCRIPTION
690E71050 | EACH | SPECIAL - ASBESTOS INSPECTION
690E72000 | LS | SPECIAL - ASBESTOS NOTIFICATION
690E75000 | LS | SPECIAL - WETLAND MITIGATION
690E76000 | FT | SPECIAL - 8" COMPOST FILTER SOCK FOR PERIMETER CONTROL
690E76002 | FT | SPECIAL - 12" COMPOST FILTER SOCK FOR PERIMETER CONTROL
690E76010 | FT | SPECIAL - 8" COMPOST FILTER SOCK FOR DITCH CHECKS
690E76012 | FT | SPECIAL - 12" COMPOST FILTER SOCK FOR DITCH CHECKS
690E76020 | FT | SPECIAL - 8" COMPOST FILTER SOCK FOR INLET PROTECTION
690E76022 | FT | SPECIAL - 12" COMPOST FILTER SOCK FOR INLET PROTECTION
690E76032 | FT | SPECIAL - 12" COMPOST FILTER SOCK FOR RUNOFF DIVERSION DIKE
690E91000 | LS | SPECIAL - AS-BUILT CONSTRUCTION PLANS
690E98000 | EACH | SPECIAL - | ADD SUPPLEMENTAL DESCRIPTION
690E98100 | FT | SPECIAL - | ADD SUPPLEMENTAL DESCRIPTION
690E98200 | SF | SPECIAL - | ADD SUPPLEMENTAL DESCRIPTION
690E98300 | SY | SPECIAL - | ADD SUPPLEMENTAL DESCRIPTION
690E98400 | LS | SPECIAL - | ADD SUPPLEMENTAL DESCRIPTION
690E98500 | MILE | SPECIAL - | ADD SUPPLEMENTAL DESCRIPTION
690E98600 | HOUR | SPECIAL - | ADD SUPPLEMENTAL DESCRIPTION
690E98700 | CY | SPECIAL - | ADD SUPPLEMENTAL DESCRIPTION
690E98800 | TON | SPECIAL - | ADD SUPPLEMENTAL DESCRIPTION
690E98900 | GAL | SPECIAL - | ADD SUPPLEMENTAL DESCRIPTION
690E99000 | ACRE | SPECIAL - | ADD SUPPLEMENTAL DESCRIPTION
690E99100 | STA | SPECIAL - | ADD SUPPLEMENTAL DESCRIPTION
690E99200 | CF | SPECIAL - | ADD SUPPLEMENTAL DESCRIPTION
690E99300 | MGAL | SPECIAL - | ADD SUPPLEMENTAL DESCRIPTION
690E99400 | LB | SPECIAL - | ADD SUPPLEMENTAL DESCRIPTION
690E99500 | DAY | SPECIAL - | ADD SUPPLEMENTAL DESCRIPTION
690E99550 | MNTH | SPECIAL - | ADD SUPPLEMENTAL DESCRIPTION
690E99600 | MSF | SPECIAL - | ADD SUPPLEMENTAL DESCRIPTION
690E99700 | SET | SPECIAL - | ADD SUPPLEMENTAL DESCRIPTION
690E99800 | DLR | SPECIAL - | ADD SUPPLEMENTAL DESCRIPTION
690E99900 | MBF | SPECIAL - | ADD SUPPLEMENTAL DESCRIPTION
691E00500 | SY | SPECIAL - HERBICIDE FOR WEED CONTROL
691E10000 | ACRE | SPECIAL - HERBICIDAL SPRAYING, WEED AND BRUSH CONTROL FROM ROAD | CHECK UNIT OF MEASURE
691E10100 | ACRE | SPECIAL - HERBICIDAL SPRAYING, WEED AND BRUSH CONTROL OFF ROAD | CHECK UNIT OF MEASURE
691E10200 | MILE | SPECIAL - HERBICIDAL SPRAYING, WEED AND BRUSH CONTROL FROM ROAD | CHECK UNIT OF MEASURE
691E20000 | GAL | SPECIAL - HERBICIDAL SPRAYING, WEED AND BRUSH CONTROL FROM ROAD | CHECK UNIT OF MEASURE
691E20100 | GAL | SPECIAL - HERBICIDAL SPRAYING, WEED AND BRUSH CONTROL OFF ROAD | CHECK UNIT OF MEASURE
691E30000 | FT | SPECIAL - HERBICIDAL SPRAYING, NON SELECTIVE VEGETATION CONTROL, GUARDRAIL, SIGNS AND DELINEATORS | CHECK UNIT OF MEASURE
691E40000 | MILE | SPECIAL - HERBICIDAL SPRAYING, CATTAIL CONTROL | CHECK UNIT OF MEASURE
691E41000 | MILE | SPECIAL - HERBICIDAL SPRAYING | CHECK UNIT OF MEASURE
691E41200 | LB | SPECIAL - HERBICIDAL SPRAYING | CHECK UNIT OF MEASURE
691E41900 | MILE | SPECIAL - HERBICIDAL SPRAYING, GUARDRAIL | CHECK UNIT OF MEASURE
691E42000 | MILE | SPECIAL - HERBICIDAL SPRAYING, NON SELECTIVE VEGETATION CONTROL, GUARDRAIL, SIGNS AND DELINEATORS | CHECK UNIT OF MEASURE
691E42500 | EACH | SPECIAL - HERBICIDAL SPRAYING, DELINEATOR, SIGNPOST, LIGHTPOLE AND/OR THEIR FOUNDATIONS | CHECK UNIT OF MEASURE
691E50000 | GAL | SPECIAL - HERBICIDAL SPRAYING, BRUSH CONTROL FROM ROAD | CHECK UNIT OF MEASURE
691E50100 | MILE | SPECIAL - HERBICIDAL SPRAYING, RIGHT-OF-WAY FENCE | CHECK UNIT OF MEASURE
691E60000 | GAL | SPECIAL - HERBICIDAL SPRAYING | ADD SUPPLEMENTAL DESCRIPTION
691E60100 | ACRE | SPECIAL - HERBICIDAL SPRAYING | ADD SUPPLEMENTAL DESCRIPTION
691E60200 | SY | SPECIAL - HERBICIDAL SPRAYING | ADD SUPPLEMENTAL DESCRIPTION
691E60300 | MILE | SPECIAL - HERBICIDAL SPRAYING | ADD SUPPLEMENTAL DESCRIPTION
692E10000 | MILE | SPECIAL - FIRST MOWING | CHECK UNIT OF MEASURE
692E10100 | ACRE | SPECIAL - FIRST MOWING | CHECK UNIT OF MEASURE
692E10200 | LS | SPECIAL - FIRST MOWING | CHECK UNIT OF MEASURE
692E10300 | MSF | SPECIAL - FIRST MOWING | CHECK UNIT OF MEASURE
692E20000 | MILE | SPECIAL - SECOND MOWING | CHECK UNIT OF MEASURE
692E20100 | ACRE | SPECIAL - SECOND MOWING | CHECK UNIT OF MEASURE
692E20200 | LS | SPECIAL - SECOND MOWING | CHECK UNIT OF MEASURE
692E20300 | MSF | SPECIAL - SECOND MOWING | CHECK UNIT OF MEASURE
692E30000 | MILE | SPECIAL - THIRD MOWING | CHECK UNIT OF MEASURE
692E30100 | ACRE | SPECIAL - THIRD MOWING | CHECK UNIT OF MEASURE
692E30200 | LS | SPECIAL - THIRD MOWING | CHECK UNIT OF MEASURE
692E30220 | MSF | SPECIAL - THIRD MOWING | CHECK UNIT OF MEASURE
692E30250 | MILE | SPECIAL - FOURTH MOWING | CHECK UNIT OF MEASURE
692E30260 | LS | SPECIAL - FOURTH MOWING | CHECK UNIT OF MEASURE
692E30270 | ACRE | SPECIAL - FOURTH MOWING | CHECK UNIT OF MEASURE
692E30280 | MILE | SPECIAL - FIFTH MOWING | CHECK UNIT OF MEASURE
692E30284 | ACRE | SPECIAL - FIFTH MOWING | CHECK UNIT OF MEASURE
692E30290 | MILE | SPECIAL - SIXTH MOWING | CHECK UNIT OF MEASURE
692E30294 | ACRE | SPECIAL - SIXTH MOWING | CHECK UNIT OF MEASURE
692E30300 | MILE | SPECIAL - SEVENTH MOWING | CHECK UNIT OF MEASURE
692E30304 | ACRE | SPECIAL - SEVENTH MOWING | CHECK UNIT OF MEASURE
692E30310 | LIMI | SPECIAL - EIGHTH MOWING | CHECK UNIT OF MEASURE
692E30314 | ACRE | SPECIAL - EIGHTH MOWING | CHECK UNIT OF MEASURE
692E30324 | ACRE | SPECIAL - NINETH MOWING | CHECK UNIT OF MEASURE
692E30334 | ACRE | SPECIAL - TENTH MOWING | CHECK UNIT OF MEASURE
692E30400 | ACRE | SPECIAL - MOWBACK
692E30440 | MILE | SPECIAL - MOWBACK - FIRST MOWING
692E30450 | MILE | SPECIAL - MOWBACK - SECOND MOWING
692E35000 | MILE | SPECIAL - MOWING | ADD SUPPLEMENTAL DESCRIPTION
692E35500 | ACRE | SPECIAL - MOWING | ADD SUPPLEMENTAL DESCRIPTION
692E36000 | EACH | SPECIAL - MOWING | ADD SUPPLEMENTAL DESCRIPTION
692E37000 | LS | SPECIAL - MOWING | ADD SUPPLEMENTAL DESCRIPTION
803E45000 | CY | RUBBERIZED OPEN GRADED ASPHALT FRICTION COURSE
803E45001 | CY | RUBBERIZED OPEN GRADED ASPHALT FRICTION COURSE, AS PER PLAN
804E15000 | FT | FIBER OPTIC CABLE, 18 FIBER
804E15010 | FT | FIBER OPTIC CABLE, 24 FIBER
804E15011 | FT | FIBER OPTIC CABLE, 24 FIBER, AS PER PLAN
804E15020 | FT | FIBER OPTIC CABLE, 48 FIBER
804E15021 | FT | FIBER OPTIC CABLE, 48 FIBER, AS PER PLAN
804E15030 | FT | FIBER OPTIC CABLE, 72 FIBER
804E15031 | FT | FIBER OPTIC CABLE, 72 FIBER, AS PER PLAN
804E15040 | FT | FIBER OPTIC CABLE, 144 FIBER
804E15050 | FT | FIBER OPTIC CABLE, 288 FIBER
804E19001 | FT | FIBER OPTIC CABLE, HYBRID, SM / MM
804E19080 | FT | FIBER OPTIC CABLE, ARMORED, 12 FIBER
804E20000 | FT | FIBER OPTIC CABLE, 18 FIBER
804E20010 | FT | FIBER OPTIC CABLE, ARMORED, 18 FIBER
804E20011 | FT | FIBER OPTIC CABLE, ARMORED, 18 FIBER, AS PER PLAN
804E20020 | FT | FIBER OPTIC CABLE, INTEGRAL MESSENGER WIRE, 18 FIBER
804E20034 | FT | FIBER OPTIC CABLE, ARMORED, 24 FIBER
804E20035 | FT | FIBER OPTIC CABLE, ARMORED, 24 FIBER, AS PER PLAN
804E20044 | FT | FIBER OPTIC CABLE, ARMORED, 36 FIBER
804E20050 | FT | FIBER OPTIC CABLE, ARMORED, 48 FIBER
804E20051 | FT | FIBER OPTIC CABLE, ARMORED, 48 FIBER, AS PER PLAN
804E20056 | FT | FIBER OPTIC CABLE, ARMORED, 60 FIBER
804E20110 | FT | FIBER OPTIC CABLE, ARMORED, 108 FIBER
804E20114 | FT | FIBER OPTIC CABLE, ARMORED, 144 FIBER
804E20220 | FT | FIBER OPTIC CABLE, ARMORED, INTEGRAL MESSENGER, 12 FIBER
804E20240 | FT | FIBER OPTIC CABLE, ARMORED, INTEGRAL MESSENGER, 24 FIBER
804E20260 | FT | FIBER OPTIC CABLE, ARMORED, INTEGRAL MESSENGER, 48 FIBER
804E20266 | FT | FIBER OPTIC CABLE, ARMORED, INTEGRAL MESSENGER, 36 FIBER
804E20280 | FT | FIBER OPTIC CABLE, ARMORED, INTEGRAL MESSENGER, 144 FIBER
804E21000 | FT | FIBER OPTIC CABLE, AIRBLOWN/PUSHABLE, 12 FIBER
804E21010 | FT | FIBER OPTIC CABLE, AIRBLOWN/PUSHABLE, 24 FIBER
804E21020 | FT | FIBER OPTIC CABLE, AIRBLOWN/PUSHABLE, 48 FIBER
804E21030 | FT | FIBER OPTIC CABLE, AIRBLOWN/PUSHABLE, 72 FIBER
804E21040 | FT | FIBER OPTIC CABLE, AIRBLOWN/PUSHABLE, 144 FIBER
804E21050 | FT | FIBER OPTIC CABLE, AIRBLOWN/PUSHABLE, 288 FIBER
804E21060 | FT | FIBER OPTIC CABLE, AIRBLOWN/PUSHABLE, 432 FIBER
804E22100 | FT | MICRO-DUCT PATHWAY, 1 CELL PATHWAY
804E22200 | FT | MICRO-DUCT PATHWAY, 2 CELL PATHWAY
804E22400 | FT | MICRO-DUCT PATHWAY, 4 CELL PATHWAY
804E22700 | FT | MICRO-DUCT PATHWAY, 7 CELL PATHWAY
804E29990 | EACH | FAN-OUT KIT, 2 FIBER
804E30000 | EACH | FAN-OUT KIT, 6 FIBER
804E30001 | EACH | FAN-OUT KIT, 6 FIBER, AS PER PLAN
804E30010 | EACH | FAN-OUT KIT, 12 FIBER
804E30011 | EACH | FAN-OUT KIT, 12 FIBER, AS PER PLAN
804E31990 | EACH | DROP CABLE, 2 FIBER
804E32000 | EACH | DROP CABLE, 6 FIBER
804E32001 | EACH | DROP CABLE, 6 FIBER, AS PER PLAN
804E32010 | EACH | DROP CABLE, 12 FIBER
804E32011 | EACH | DROP CABLE, 12 FIBER, AS PER PLAN
804E32020 | FT | DROP CABLE, 6 FIBER
804E32021 | FT | DROP CABLE, 6 FIBER, AS PER PLAN
804E32040 | FT | DROP CABLE, 12 FIBER
804E32060 | FT | DROP CABLE, 24 FIBER | CHECK UNIT OF MEASURE
804E32990 | EACH | FIBER OPTIC PATCH CORD, 2 FIBER
804E33000 | EACH | FIBER OPTIC PATCH CORD, 4 FIBER
804E33001 | EACH | FIBER OPTIC PATCH CORD, 4 FIBER, AS PER PLAN
804E33990 | EACH | FIBER OPTIC PATCH CORD, 1 FIBER
804E33991 | EACH | FIBER OPTIC PATCH CORD, 1 FIBER, AS PER PLAN
804E33996 | EACH | FIBER TERMINATION PANEL, 2 FIBER
804E34000 | EACH | FIBER TERMINATION PANEL, 6 FIBER
804E34001 | EACH | FIBER TERMINATION PANEL, 6 FIBER, AS PER PLAN
804E34012 | EACH | FIBER TERMINATION PANEL, 12 FIBER
804E34013 | EACH | FIBER TERMINATION PANEL, 12 FIBER, AS PER PLAN
804E34022 | EACH | FIBER TERMINATION PANEL, 24 FIBER
804E34023 | EACH | FIBER TERMINATION PANEL, 24 FIBER, AS PER PLAN
804E34026 | EACH | FIBER TERMINATION PANEL, 36 FIBER
804E34030 | EACH | FIBER TERMINATION PANEL, 48 FIBER
804E34031 | EACH | FIBER TERMINATION PANEL, 48 FIBER, AS PER PLAN
804E34042 | EACH | FIBER TERMINATION PANEL, 72 FIBER
804E34062 | EACH | FIBER TERMINATION PANEL, 144 FIBER
804E34082 | EACH | FIBER TERMINATION PANEL, 288 FIBER
804E35000 | EACH | FUSION SPLICE
804E35001 | EACH | FUSION SPLICE, AS PER PLAN
804E35010 | EACH | FIBER OPTIC FUSION SPLICER
804E36000 | EACH | SLACK INSTALLATION
804E36001 | EACH | SLACK INSTALLATION, AS PER PLAN
804E37000 | EACH | SPLICE ENCLOSURE, BUTT STYLE
804E37001 | EACH | SPLICE ENCLOSURE, AS PER PLAN
804E37002 | EACH | SPLICE ENCLOSURE, IN-LINE
804E37500 | EACH | FIBER OPTIC CONNECTOR
804E37501 | EACH | FIBER OPTIC CONNECTOR, AS PER PLAN
804E37700 | LS | FIBER OPTIC CABLE TESTING
804E37701 | LS | FIBER OPTIC CABLE TESTING, AS PER PLAN
804E37800 | LS | FIBER OPTIC TRAINING
804E38000 | EACH | FIBER OPTIC CABLE MODEM
804E38001 | EACH | FIBER OPTIC CABLE MODEM, AS PER PLAN
804E38100 | EACH | FIBER OPTIC CABLE MEDIA CONVERTER, ETHERNET
804E38101 | EACH | FIBER OPTIC CABLE MEDIA CONVERTER, ETHERNET, AS PER PLAN
804E38150 | EACH | FIBER OPTIC CABLE MEDIA CONVERTER, SERIAL
804E38151 | EACH | FIBER OPTIC CABLE MEDIA CONVERTER, SERIAL, AS PER PLAN
804E39000 | EACH | FIBER OPTIC OPTICAL TIME DOMAIN REFLECTOMETER (OTDR)
804E39100 | EACH | FIBER OPTIC CLEAVER
804E39200 | EACH | FIBER OPTIC POWER METER
804E39300 | EACH | FIBER OPTIC VISUAL FAULT LOCATOR
804E98000 | FT | FIBER OPTIC CABLE, MISC.: | ADD SUPPLEMENTAL DESCRIPTION
804E98100 | EACH | FIBER OPTIC CABLE, MISC.: | ADD SUPPLEMENTAL DESCRIPTION
804E99000 | LS | SPECIAL - FIBER OPTIC CABLE AND COMPONENTS | DESIGN BUILD PROJECTS ONLY
805E00100 | EACH | GLOBAL POSITIONING SYSTEM CLOCK ASSEMBLY
805E00101 | EACH | GLOBAL POSITIONING SYSTEM CLOCK ASSEMBLY, AS PER PLAN
807E10000 | MILE | WET REFLECTIVE TRAFFIC PAINT, EDGE LINE, 4"
807E10010 | MILE | WET REFLECTIVE TRAFFIC PAINT, EDGE LINE, 6"
807E10100 | MILE | WET REFLECTIVE TRAFFIC PAINT, LANE LINE, 4"
807E10110 | MILE | WET REFLECTIVE TRAFFIC PAINT, LANE LINE, 6"
807E10200 | MILE | WET REFLECTIVE TRAFFIC PAINT, CENTER LINE
807E10300 | FT | WET REFLECTIVE TRAFFIC PAINT, CHANNELIZING LINE, 8"
807E10310 | FT | WET REFLECTIVE TRAFFIC PAINT, CHANNELIZING LINE, 12"
807E10400 | FT | WET REFLECTIVE TRAFFIC PAINT, DOTTED LINE, 4"
807E10410 | FT | WET REFLECTIVE TRAFFIC PAINT, DOTTED LINE, 6"
807E10420 | FT | WET REFLECTIVE TRAFFIC PAINT, DOTTED LINE, 8"
807E10430 | FT | WET REFLECTIVE TRAFFIC PAINT, DOTTED LINE, 12"
807E11000 | MILE | WET REFLECTIVE POLYESTER, EDGE LINE, 4"
807E11010 | MILE | WET REFLECTIVE POLYESTER, EDGE LINE, 6"
807E11100 | MILE | WET REFLECTIVE POLYESTER, LANE LINE, 4"
807E11110 | MILE | WET REFLECTIVE POLYESTER, LANE LINE, 6"
807E11200 | MILE | WET REFLECTIVE POLYESTER, CENTER LINE
807E11300 | FT | WET REFLECTIVE POLYESTER, CHANNELIZING LINE, 8"
807E11310 | FT | WET REFLECTIVE POLYESTER, CHANNELIZING LINE, 12"
807E11400 | FT | WET REFLECTIVE POLYESTER, DOTTED LINE, 4"
807E11410 | FT | WET REFLECTIVE POLYESTER, DOTTED LINE, 6"
807E11420 | FT | WET REFLECTIVE POLYESTER, DOTTED LINE, 8"
807E11430 | FT | WET REFLECTIVE POLYESTER, DOTTED LINE, 12"
807E12000 | MILE | WET REFLECTIVE EPOXY, EDGE LINE, 4"
807E12010 | MILE | WET REFLECTIVE EPOXY, EDGE LINE, 6"
807E12100 | MILE | WET REFLECTIVE EPOXY, LANE LINE, 4"
807E12110 | MILE | WET REFLECTIVE EPOXY, LANE LINE, 6"
807E12200 | MILE | WET REFLECTIVE EPOXY, CENTER LINE
807E12300 | FT | WET REFLECTIVE EPOXY, CHANNELIZING LINE, 8"
807E12310 | FT | WET REFLECTIVE EPOXY, CHANNELIZING LINE, 12"
807E12400 | FT | WET REFLECTIVE EPOXY, DOTTED LINE, 4"
807E12410 | FT | WET REFLECTIVE EPOXY, DOTTED LINE, 6"
807E12420 | FT | WET REFLECTIVE EPOXY, DOTTED LINE, 8"
807E12430 | FT | WET REFLECTIVE EPOXY, DOTTED LINE, 12"
807E13000 | MILE | WET REFLECTIVE SPRAY THERMOPLASTIC, EDGE LINE, 4"
807E13010 | MILE | WET REFLECTIVE SPRAY THERMOPLASTIC, EDGE LINE, 6"
807E13100 | MILE | WET REFLECTIVE SPRAY THERMOPLASTIC, LANE LINE, 4"
807E13110 | MILE | WET REFLECTIVE SPRAY THERMOPLASTIC, LANE LINE, 6"
807E13200 | MILE | WET REFLECTIVE SPRAY THERMOPLASTIC, CENTER LINE
807E13300 | FT | WET REFLECTIVE SPRAY THERMOPLASTIC, CHANNELIZING LINE, 8"
807E13310 | FT | WET REFLECTIVE SPRAY THERMOPLASTIC, CHANNELIZING LINE, 12"
807E13400 | FT | WET REFLECTIVE SPRAY THERMOPLASTIC, DOTTED LINE, 4"
807E13410 | FT | WET REFLECTIVE SPRAY THERMOPLASTIC, DOTTED LINE, 6"
807E13420 | FT | WET REFLECTIVE SPRAY THERMOPLASTIC, DOTTED LINE, 8"
807E13430 | FT | WET REFLECTIVE SPRAY THERMOPLASTIC, DOTTED LINE, 12"
808E18700 | SNMT | DIGITAL SPEED LIMIT (DSL) SIGN ASSEMBLY
809E60000 | EACH | CCTV IP-CAMERA SYSTEM, DOME-TYPE
809E60001 | EACH | CCTV IP-CAMERA SYSTEM, DOME-TYPE, AS PER PLAN
809E60010 | EACH | CCTV IP-CAMERA SYSTEM, TYPE HD, WALL/TUNNEL
809E60020 | DAY | CCTV IP-CAMERA SYSTEM, PORTABLE | CHECK UNIT OF MEASURE
809E60030 | EACH | CCTV IP-CAMERA SYSTEM, ENHANCED
809E60040 | EACH | CCTV IP-CAMERA SYSTEM, QUAD MULTI-VIEW FIXED WITH PTZ
809E61000 | EACH | CCTV CONCRETE POLE WITH LOWERING UNIT, 70 FEET
809E61002 | EACH | CCTV CONCRETE POLE, 70 FEET
809E61010 | EACH | CCTV CONCRETE POLE WITH LOWERING UNIT, 50 FEET
809E61012 | EACH | CCTV CONCRETE POLE, 50 FEET
809E61090 | EACH | CCTV LOWERING UNIT
809E61100 | EACH | CCTV LOWERING UNIT, INSTALLATION ONLY
809E62990 | EACH | DYNAMIC MESSAGE SIGN (DMS), FULL COLOR
809E63000 | EACH | DYNAMIC MESSAGE SIGN (DMS), FULL-SIZE WALK-IN
809E63001 | EACH | DYNAMIC MESSAGE SIGN (DMS), FULL-SIZE WALK-IN, AS PER PLAN
809E63010 | EACH | DYNAMIC MESSAGE SIGN (DMS), FRONT-ACCESS
809E63020 | EACH | DESTINATION DYNAMIC MESSAGE SIGN (DDMS), FREEWAY - TWO-LINE
809E63030 | EACH | DESTINATION DYNAMIC MESSAGE SIGN (DDMS), FREEWAY - THREE-LINE
809E63040 | EACH | DESTINATION DYNAMIC MESSAGE SIGN (DDMS), ARTERIAL - TWO-LINE
809E63050 | EACH | DESTINATION DYNAMIC MESSAGE SIGN (DDMS), ARTERIAL - THREE-LINE
809E64000 | EACH | HIGHWAY ADVISORY RADIO (HAR) ASSEMBLY
809E64010 | EACH | HIGHWAY ADVISORY RADIO (HAR) FLASHING BEACON SYSTEM
809E64500 | EACH | HIGH-SPEED ETHERNET RADIO
809E64550 | FT | ETHERNET CABLE, OUTDOOR-RATED
809E65000 | EACH | ITS CABINET - GROUND MOUNTED
809E65001 | EACH | ITS CABINET - GROUND MOUNTED, AS PER PLAN
809E65010 | EACH | ITS CABINET - POLE MOUNTED
809E65011 | EACH | ITS CABINET - POLE MOUNTED, AS PER PLAN
809E65020 | EACH | ITS CABINET - POWER DISTRIBUTION CABINET (PDC)
809E65030 | EACH | ITS CABINET - RAMP METER
809E65040 | EACH | ITS CABINET - DMS
809E65990 | EACH | ITS DEVICE, MISC.: | ADD SUPPLEMENTAL DESCRIPTION
809E66000 | EACH | CLOSED LOOP ARTERIAL TRAFFIC SIGNAL SYSTEM
809E66010 | EACH | CENTRALLY CONTROLLED ARTERIAL TRAFFIC SIGNAL SYSTEM
809E66020 | EACH | HIGHWAY RAIL / TRAFFIC SIGNAL PRE-EMPTION
809E66030 | EACH | TRAFFIC SIGNAL SYSTEM WITH EMERGENCY VEHICLE PRE-EMPTION
809E66040 | EACH | TRAFFIC SIGNAL SYSTEM WITH TRANSIT PRIORITY
809E66050 | EACH | ADAPTIVE TRAFFIC SIGNAL CONTROL SYSTEM
809E67000 | EACH | RAMP METER SYSTEM
809E67050 | EACH | RAMP METER TRAINING
809E68900 | EACH | SIDE-FIRED RADAR DETECTOR
809E69000 | EACH | ADVANCE RADAR DETECTION
809E69001 | EACH | ADVANCE RADAR DETECTION, AS PER PLAN
809E69100 | EACH | STOP LINE RADAR DETECTION
809E69101 | EACH | STOP LINE RADAR DETECTION, AS PER PLAN
809E69110 | EACH | STOP LINE AND ADVANCE RADAR DETECTION
809E69122 | EACH | ATC V6.24 CONTROLLER
809E69123 | EACH | ATC V6.24 CONTROLLER, AS PER PLAN
809E69130 | EACH | WRONG WAY DETECTION SYSTEM
809E70000 | LS | MAINTAINING ITS DURING CONSTRUCTION
809E99000 | LS | SPECIAL - ITS | DESIGN BUILD PROJECTS ONLY
810E00100 | EACH | VITAL INDUCTIVE LOOP PROCESSOR SYSTEM
810E00101 | EACH | VITAL INDUCTIVE LOOP PROCESSOR SYSTEM, AS PER PLAN
814E00010 | EACH | INTERSTATE ELONGATED ROUTE SHIELD SYMBOL MARKING, TYPE B125
814E00012 | EACH | US ROUTE SHIELD SYMBOL MARKING, TYPE B125
814E00014 | EACH | STATE ROUTE SHIELD SYMBOL MARKING, TYPE B125
814E00016 | EACH | CARDINAL DIRECTION (NORTH, SOUTH, WEST & EAST) MARKING, TYPE B125
814E00018 | EACH | REMOVAL OF PAVEMENT MARKING
814E00020 | SF | REMOVAL OF PAVEMENT MARKING
815E30000 | EACH | SPREAD SPECTRUM RADIO
815E30001 | EACH | SPREAD SPECTRUM RADIO, AS PER PLAN
815E30100 | LS | TRAINING FOR SPREAD SPECTRUM RADIO
816E30000 | EACH | VIDEO DETECTION SYSTEM
816E30001 | EACH | VIDEO DETECTION SYSTEM, AS PER PLAN
816E30100 | LS | TRAINING FOR VIDEO DETECTION SYSTEM
818E30000 | EACH | PROGRAMMABLE LOGIC CONTROLLER (PLC), (BASIC OR ADVANCED)
819E10000 | EACH | RAILROAD PREEMPTION INTERFACE | LOCATION REQUIRED
819E10001 | EACH | RAILROAD PREEMPTION INTERFACE, AS PER PLAN | LOCATION REQUIRED
820E10001 | EACH | INSTRUMENTATION ENCLOSURE, AS PER PLAN | SEE SS820 FOR SUPP DESCRIPTION
822E10000 | SY | HOT IN-PLACE RECYCLING, INTERMEDIATE COURSE
823E10000 | CY | ASPHALT CONCRETE SURFACE COURSE, TYPE 1, (448)
823E15000 | CY | ASPHALT CONCRETE INTERMEDIATE COURSE, TYPE 1, (448)
823E20000 | CY | ASPHALT CONCRETE INTERMEDIATE COURSE, TYPE 2, (448)
824E00010 | LS | SYSTEM ANALYSIS
824E00011 | LS | SYSTEM ANALYSIS, AS PER PLAN
826E10000 | CY | ASPHALT CONCRETE SURFACE COURSE, TYPE 1, (448), FIBER TYPE A
826E10001 | CY | ASPHALT CONCRETE SURFACE COURSE, TYPE 1, (448), FIBER TYPE A, AS PER PLAN
826E10020 | CY | ASPHALT CONCRETE SURFACE COURSE, TYPE 1, (448), FIBER TYPE B
826E10021 | CY | ASPHALT CONCRETE SURFACE COURSE, TYPE 1, (448), FIBER TYPE B, AS PER PLAN
826E10040 | CY | ASPHALT CONCRETE SURFACE COURSE, TYPE 1, (448), FIBER TYPE C
826E10041 | CY | ASPHALT CONCRETE SURFACE COURSE, TYPE 1, (448), FIBER TYPE C, AS PER PLAN
826E10300 | CY | ASPHALT CONCRETE INTERMEDIATE COURSE, TYPE 2, (448), FIBER TYPE A
826E10301 | CY | ASPHALT CONCRETE INTERMEDIATE COURSE, TYPE 2, (448), FIBER TYPE A, AS PER PLAN
826E10400 | CY | ASPHALT CONCRETE INTERMEDIATE COURSE, TYPE 2, (448), FIBER TYPE B
826E10500 | CY | ASPHALT CONCRETE INTERMEDIATE COURSE, TYPE 2, (448), FIBER TYPE C
826E10600 | CY | ASPHALT CONCRETE SURFACE COURSE, 442 12.5MM, (448), FIBER TYPE A
826E10620 | CY | ASPHALT CONCRETE SURFACE COURSE, 442 12.5MM, (448), FIBER TYPE B
826E10640 | CY | ASPHALT CONCRETE SURFACE COURSE, 442 12.5MM, (448), FIBER TYPE C
826E10700 | CY | ASPHALT CONCRETE INTERMEDIATE COURSE, 442 19MM, (448), FIBER TYPE A
826E10720 | CY | ASPHALT CONCRETE INTERMEDIATE COURSE, 442 19MM, (448), FIBER TYPE B
826E10740 | CY | ASPHALT CONCRETE INTERMEDIATE COURSE, 442 19MM, (448), FIBER TYPE C
826E20000 | CY | ASPHALT CONCRETE, MISC.: | ADD SUPPLEMENTAL DESCRIPTION
828E00100 | EACH | LED BLANKOUT SIGN | SPECIFY TYPE AND SIZE
828E00110 | EACH | LED BLANKOUT SIGN, (MMU/CMU COMPATIBLE) | SPECIFY TYPE AND SIZE
829E00100 | SNMT | WORK ZONE EGRESS WARNING SYSTEM
831E00100 | FT | LONGITUDINAL CHANNELIZING DEVICE
831E00101 | FT | LONGITUDINAL CHANNELIZING DEVICE, AS PER PLAN
831E00500 | FT | REMOVAL OF LONGITUDINAL CHANNELIZING DEVICE
831E00510 | EACH | REMOVAL OF LONGITUDINAL CHANNELIZING DEVICE
832E15000 | LS | STORM WATER POLLUTION PREVENTION PLAN
832E15001 | LS | STORM WATER POLLUTION PREVENTION PLAN, AS PER PLAN
832E15002 | LS | STORM WATER POLLUTION PREVENTION INSPECTIONS
832E15010 | LS | STORM WATER POLLUTION PREVENTION INSPECTION SOFTWARE
832E30000 | EACH | EROSION CONTROL
832E30001 | EACH | EROSION CONTROL, AS PER PLAN
832E99100 | EACH | SPECIAL - CONSTRUCTION EROSION CONTROL | DESIGN BUILD PROJECTS ONLY
833E10000 | FT | CONDUIT RENEWAL USING SPRAY APPLIED STRUCTURAL LINER, ROUND CONDUIT | SPECIFY SIZE (___" DIAMETER)
833E10001 | FT | CONDUIT RENEWAL USING SPRAY APPLIED STRUCTURAL LINER, ROUND CONDUIT, AS PER PLAN | SPECIFY SIZE (___" DIAMETER)
833E11000 | FT | CONDUIT RENEWAL USING SPRAY APPLIED STRUCTURAL LINER, ELLIPTICAL CONDUIT | SPECIFY SIZE (RISE X SPAN)
833E12000 | FT | CONDUIT RENEWAL USING SPRAY APPLIED STRUCTURAL LINER, ARCH | SPECIFY SIZE (SPAN X RISE)
833E12001 | FT | CONDUIT RENEWAL USING SPRAY APPLIED STRUCTURAL LINER, ARCH, AS PER PLAN | SPECIFY SIZE (SPAN X RISE)
836E10000 | SY | SEEDING AND EROSION CONTROL WITH TURF REINFORCING MAT, TYPE 1
836E10020 | SY | SEEDING AND EROSION CONTROL WITH TURF REINFORCING MAT, TYPE 2
836E10030 | SY | SEEDING AND EROSION CONTROL WITH TURF REINFORCING MAT, TYPE 3
836E10040 | SY | SEEDING AND EROSION CONTROL WITH TURF REINFORCING MAT, TYPE 4
836E20000 | SY | SEEDING AND EROSION CONTROL WITH TURF REINFORCING MAT, TYPE 1, WITHOUT SOIL FILLING
836E20020 | SY | SEEDING AND EROSION CONTROL WITH TURF REINFORCING MAT, TYPE 2, WITHOUT SOIL FILLING
836E20030 | SY | SEEDING AND EROSION CONTROL WITH TURF REINFORCING MAT, TYPE 3, WITHOUT SOIL FILLING
836E20040 | SY | SEEDING AND EROSION CONTROL WITH TURF REINFORCING MAT, TYPE 4, WITHOUT SOIL FILLING
837E10000 | FT | LINER PIPE | SPECIFY SIZE AND TYPE
837E10001 | FT | LINER PIPE, AS PER PLAN | SPECIFY SIZE AND TYPE
837E21000 | FT | BACKFILL FOR LINER PIPE
837E21001 | FT | BACKFILL FOR LINER PIPE, AS PER PLAN
838E20700 | CY | GABIONS
838E20701 | CY | GABIONS, AS PER PLAN
838E20750 | CY | GABIONS WITH ADDITIONAL COATING
838E20751 | CY | GABIONS WITH ADDITIONAL COATING, AS PER PLAN
839E30000 | FT | TRENCH DRAIN WITH STANDARD GRATE
839E30001 | FT | TRENCH DRAIN WITH STANDARD GRATE, AS PER PLAN
839E30100 | FT | TRENCH DRAIN WITH PEDESTRIAN GRATE
840E20000 | SF | MECHANICALLY STABILIZED EARTH WALL
840E20001 | SF | MECHANICALLY STABILIZED EARTH WALL, AS PER PLAN
840E21000 | CY | WALL EXCAVATION
840E21001 | CY | WALL EXCAVATION, AS PER PLAN
840E22000 | SY | FOUNDATION PREPARATION
840E22001 | SY | FOUNDATION PREPARATION, AS PER PLAN
840E23000 | CY | SELECT GRANULAR BACKFILL
840E23001 | CY | SELECT GRANULAR BACKFILL, AS PER PLAN
840E23050 | CY | NATURAL SOIL
840E25010 | FT | 6" DRAINAGE PIPE, PERFORATED
840E25020 | FT | 6" DRAINAGE PIPE, NON-PERFORATED
840E26000 | FT | CONCRETE COPING
840E26001 | FT | CONCRETE COPING, AS PER PLAN
840E26050 | SF | AESTHETIC SURFACE TREATMENT
840E27000 | DAY | ON-SITE ASSISTANCE
840E28000 | LS | SGB INSPECTION AND COMPACTION TESTING
841E10000 | FT | SPIRAL WOUND RENEWAL SYSTEM, ROUND CONDUIT | SPECIFY SIZE
841E10001 | FT | SPIRAL WOUND RENEWAL SYSTEM, ROUND CONDUIT, AS PER PLAN | SPECIFY SIZE
841E11000 | FT | SPIRAL WOUND RENEWAL SYSTEM, ELLIPTICAL CONDUIT | SPECIFY SIZE (RISE X SPAN)
841E11001 | FT | SPIRAL WOUND RENEWAL SYSTEM, ELLIPTICAL CONDUIT, AS PER PLAN | SPECIFY SIZE (RISE X SPAN)
841E12000 | FT | SPIRAL WOUND RENEWAL SYSTEM, BOX | SPECIFY SIZE (RISE X SPAN)
841E12001 | FT | SPIRAL WOUND RENEWAL SYSTEM, BOX, AS PER PLAN | SPECIFY SIZE (RISE X SPAN)
841E13000 | FT | SPIRAL WOUND RENEWAL SYSTEM, ARCH | SPECIFY SPAN X RISE OR SIZE
841E13001 | FT | SPIRAL WOUND RENEWAL SYSTEM, ARCH, AS PER PLAN | SPECIFY SPAN X RISE OR SIZE
842E10000 | LB | CORRECTING ELEVATION OF CONCRETE APPROACH SLABS WITH HIGH DENSITY POLYURETHANE
843E50000 | SF | PATCHING CONCRETE STRUCTURES WITH TROWELABLE MORTAR
843E50001 | SF | PATCHING CONCRETE STRUCTURES WITH TROWELABLE MORTAR, AS PER PLAN
844E10000 | SF | CONCRETE PATCHING WITH GALVANIC ANODE PROTECTION
844E10001 | SF | CONCRETE PATCHING WITH GALVANIC ANODE PROTECTION, AS PER PLAN
845E60000 | SF | SURFACE PREPARATION OF EXISTING STRUCTURAL STEEL
845E60020 | LS | SURFACE PREPARATION OF EXISTING STRUCTURAL STEEL
845E61000 | MNHR | GRINDING FINS, TEARS, SLIVERS ON EXISTING STRUCTURAL STEEL
845E62000 | SF | FIELD METALLIZING OF EXISTING STRUCTURAL STEEL
845E62020 | LS | FIELD METALLIZING OF EXISTING STRUCTURAL STEEL
845E98000 | SF | FIELD METALLIZING, MISC.: | ADD SUPPLEMENTAL DESCRIPTION
846E00110 | CF | POLYMER MODIFIED ASPHALT EXPANSION JOINT SYSTEM
846E00111 | CF | POLYMER MODIFIED ASPHALT EXPANSION JOINT SYSTEM, AS PER PLAN
847E10000 | SY | MICRO SILICA MODIFIED CONCRETE OVERLAY | SPECIFY THICKNESS
847E10001 | SY | MICRO SILICA MODIFIED CONCRETE OVERLAY, AS PER PLAN
847E10100 | SY | LATEX MODIFIED CONCRETE OVERLAY | SPECIFY THICKNESS
847E10101 | SY | LATEX MODIFIED CONCRETE OVERLAY, AS PER PLAN | SPECIFY THICKNESS
847E10200 | SY | SUPERPLASTICIZED DENSE CONCRETE OVERLAY | SPECIFY THICKNESS
847E10201 | SY | SUPERPLASTICIZED DENSE CONCRETE OVERLAY, AS PER PLAN | SPECIFY THICKNESS
847E20000 | CY | MICRO SILICA MODIFIED CONCRETE OVERLAY (VARIABLE THICKNESS), MATERIAL ONLY
847E20001 | CY | MICRO SILICA MODIFIED CONCRETE OVERLAY (VARIABLE THICKNESS), MATERIAL ONLY, AS PER PLAN
847E20100 | CY | LATEX MODIFIED CONCRETE OVERLAY (VARIABLE THICKNESS), MATERIAL ONLY
847E20101 | CY | LATEX MODIFIED CONCRETE OVERLAY (VARIABLE THICKNESS), MATERIAL ONLY, AS PER PLAN
847E20200 | CY | SUPERPLASTICIZED DENSE CONCRETE OVERLAY (VARIABLE THICKNESS), MATERIAL ONLY
847E20201 | CY | SUPERPLASTICIZED DENSE CONCRETE OVERLAY (VARIABLE THICKNESS), MATERIAL ONLY, AS PER PLAN
847E30000 | LS | TEST SLAB
847E30200 | CY | FULL DEPTH REPAIR
847E30201 | CY | FULL DEPTH REPAIR, AS PER PLAN
847E30300 | SY | WEARING COURSE REMOVED, ASPHALT
847E30301 | SY | WEARING COURSE REMOVED, ASPHALT, AS PER PLAN
847E30400 | SY | EXISTING CONCRETE OVERLAY REMOVED | SPECIFY NOMINAL THICKNESS
847E30401 | SY | EXISTING CONCRETE OVERLAY REMOVED, AS PER PLAN | SPECIFY NOMINAL THICKNESS
847E50000 | SY | HAND CHIPPING
848E10000 | SY | MICRO SILICA MODIFIED CONCRETE OVERLAY USING HYDRODEMOLITION | SPECIFY THICKNESS
848E10001 | SY | MICRO SILICA MODIFIED CONCRETE OVERLAY USING HYDRODEMOLITION, AS PER PLAN | SPECIFY THICKNESS
848E10100 | SY | LATEX MODIFIED CONCRETE OVERLAY USING HYDRODEMOLITION | SPECIFY THICKNESS
848E10101 | SY | LATEX MODIFIED CONCRETE OVERLAY USING HYDRODEMOLITION, AS PER PLAN | SPECIFY THICKNESS
848E10200 | SY | SUPERPLASTICIZED DENSE CONCRETE OVERLAY USING HYDRODEMOLITION | SPECIFY THICKNESS
848E10201 | SY | SUPERPLASTICIZED DENSE CONCRETE OVERLAY USING HYDRODEMOLITION, AS PER PLAN | SPECIFY THICKNESS
848E20000 | SY | SURFACE PREPARATION USING HYDRODEMOLITION
848E20001 | SY | SURFACE PREPARATION USING HYDRODEMOLITION, AS PER PLAN
848E30000 | CY | MICRO SILICA MODIFIED CONCRETE OVERLAY (VARIABLE THICKNESS), MATERIAL ONLY
848E30001 | CY | MICRO SILICA MODIFIED CONCRETE OVERLAY (VARIABLE THICKNESS), MATERIAL ONLY, AS PER PLAN
848E30100 | CY | LATEX MODIFIED CONCRETE OVERLAY (VARIABLE THICKNESS), MATERIAL ONLY
848E30101 | CY | LATEX MODIFIED CONCRETE OVERLAY (VARIABLE THICKNESS), MATERIAL ONLY, AS PER PLAN
848E30200 | CY | SUPERPLASTICIZED DENSE CONCRETE OVERLAY (VARIABLE THICKNESS), MATERIAL ONLY
848E30201 | CY | SUPERPLASTICIZED DENSE CONCRETE OVERLAY (VARIABLE THICKNESS), MATERIAL ONLY, AS PER PLAN
848E50000 | SY | HAND CHIPPING
848E50001 | SY | HAND CHIPPING, AS PER PLAN
848E50100 | LS | TEST SLAB
848E50101 | LS | TEST SLAB, AS PER PLAN
848E50200 | CY | FULL-DEPTH REPAIR
848E50201 | CY | FULL DEPTH REPAIR, AS PER PLAN
848E50300 | SY | WEARING COURSE REMOVED, ASPHALT
848E50301 | SY | WEARING COURSE REMOVED, ASPHALT, AS PER PLAN
848E50320 | SY | EXISTING CONCRETE OVERLAY REMOVED | SPECIFY THICKNESS
848E50321 | SY | EXISTING CONCRETE OVERLAY REMOVED, AS PER PLAN
848E50340 | SY | REMOVAL OF DEBONDED OR DETERIORATED EXISTING VARIABLE THICKNESS CONCRETE OVERLAY
848E50341 | SY | REMOVAL OF DEBONDED OR DETERIORATED EXISTING VARIABLE THICKNESS CONCRETE OVERLAY, AS PER PLAN
848E90000 | SY | OVERLAY, MISC.: | ADD SUPPLEMENTAL DESCRIPTION
848E91000 | CY | OVERLAY, MISC.: | ADD SUPPLEMENTAL DESCRIPTION
848E99000 | CY | SPECIAL - CONCRETE OVERLAY, VARIABLE THICKNESS, MATERIAL ONLY | DESIGN BUILD PROJECTS ONLY
848E99100 | LS | SPECIAL - BRIDGE DECK CONCRETE OVERLAYS | DESIGN BUILD PROJECTS ONLY
849E10000 | LS | DAMAGE ASSESSMENT
849E10001 | LS | DAMAGE ASSESSMENT, AS PER PLAN
849E10500 | LS | SURFACE PREPARATION
849E10600 | HOUR | REPAIRING DAMAGED MEMBERS BY GRINDING
849E10700 | LS | STRAIGHTENING DAMAGED MEMBERS
850E10000 | MILE | PAVEMENT GROOVING FOR 4" RECESSED MARKING, (ASPHALT)
850E10010 | MILE | PAVEMENT GROOVING FOR 6" RECESSED MARKING, (ASPHALT)
850E10020 | MILE | PAVEMENT GROOVING FOR 8" RECESSED MARKING, (ASPHALT)
850E10030 | MILE | PAVEMENT GROOVING FOR 12" RECESSED MARKING, (ASPHALT)
850E10100 | FT | PAVEMENT GROOVING FOR 4" RECESSED MARKING, (ASPHALT)
850E10110 | FT | PAVEMENT GROOVING FOR 6" RECESSED MARKING, (ASPHALT)
850E10120 | FT | PAVEMENT GROOVING FOR 8" RECESSED MARKING, (ASPHALT)
850E10130 | FT | PAVEMENT GROOVING FOR 12" RECESSED MARKING, (ASPHALT)
850E20000 | MILE | PAVEMENT GROOVING FOR 4" RECESSED MARKING, (CONCRETE)
850E20010 | MILE | PAVEMENT GROOVING FOR 6" RECESSED MARKING, (CONCRETE)
850E20020 | MILE | PAVEMENT GROOVING FOR 8" RECESSED MARKING, (CONCRETE)
850E20030 | MILE | PAVEMENT GROOVING FOR 12" RECESSED MARKING, (CONCRETE)
850E20100 | FT | PAVEMENT GROOVING FOR 4" RECESSED MARKING, (CONCRETE)
850E20110 | FT | PAVEMENT GROOVING FOR 6" RECESSED MARKING, (CONCRETE)
850E20120 | FT | PAVEMENT GROOVING FOR 8" RECESSED MARKING, (CONCRETE)
850E20130 | FT | PAVEMENT GROOVING FOR 12" RECESSED MARKING, (CONCRETE)
852E10000 | SY | ULTRA-THIN WHITETOPPING
855E00010 | LB | POST-TENSIONING STRAND TENDON
855E00020 | LB | POST-TENSIONING BAR TENDON
856E10000 | CY | BRIDGE DECK WATERPROOFING ASPHALT CONCRETE
858E10000 | SY | THIN POLYMER EPOXY OVERLAY
858E10001 | SY | THIN POLYMER EPOXY OVERLAY, AS PER PLAN
859E10000 | CY | ASPHALT CONCRETE WITH VERGLIMIT
859E10001 | CY | ASPHALT CONCRETE WITH VERGLIMIT, AS PER PLAN
860E10000 | CY | THINLAY ASPHALT CONCRETE, TYPE MED
860E10010 | CY | THINLAY ASPHALT CONCRETE, TYPE LT
862E00500 | HOUR | SCALING
862E00600 | SY | SLOPE DRAPE
862E00601 | SY | SLOPE DRAPE, AS PER PLAN
862E00610 | CY | EXCAVATION
862E00611 | CY | EXCAVATION, AS PER PLAN
862E00700 | SF | TRIM BLASTING
862E99000 | FT | ROCKFALL PROTECTION, MISC.: | ADD SUPPLEMENTAL DESCRIPTION
863E00100 | SY | GEOGRID, TYPE P1
863E00200 | SY | GEOGRID, TYPE P2
863E00300 | SY | GEOGRID, TYPE P3
863E00400 | SY | GEOGRID, TYPE P4
863E00500 | SY | GEOGRID, TYPE P5
863E00600 | SY | GEOGRID, TYPE S1
863E00700 | SY | GEOGRID, TYPE S2
863E00800 | CY | REINFORCED EMBANKMENT
863E00801 | CY | REINFORCED EMBANKMENT, AS PER PLAN
866E00100 | EACH | GROUND ANCHOR, | SPECIFY ___ KIP MAX. TEST LOAD
866E00101 | EACH | GROUND ANCHOR, AS PER PLAN | SPECIFY ___ KIP MAX. TEST LOAD
866E00200 | EACH | TEMPORARY GROUND ANCHOR | SPECIFY ___ KIP MAX. TEST LOAD
866E00300 | LS | INVESTIGATIVE ANCHOR PULLOUT TESTS
866E00400 | EACH | PERFORMANCE TEST
866E00500 | EACH | EXTENDED CREEP TEST
866E01000 | CY | PRE-GROUTING IN ROCK
866E01100 | EACH | REDRILLING PRE-GROUTED HOLES IN ROCK
867E00100 | LS | TEMPORARY WIRE FACED MECHANICALLY STABILIZED EARTH WALL
867E00101 | LS | TEMPORARY WIRE FACED MECHANICALLY STABILIZED EARTH WALL, AS PER PLAN
869E00100 | EACH | HIGH LOAD MULTI-ROTATIONAL (HLMR) BEARINGS
869E00101 | EACH | HIGH LOAD MULTI-ROTATIONAL (HLMR) BEARINGS, AS PER PLAN
870E10000 | SF | PREFABRICATED MODULAR RETAINING WALL
870E10001 | SF | PREFABRICATED MODULAR RETAINING WALL, AS PER PLAN
870E11000 | CY | WALL EXCAVATION
870E11100 | CY | NATURAL SOIL
870E12000 | FT | 6" DRAINAGE PIPE, PERFORATED
870E12100 | FT | 6" DRAINAGE PIPE, NON-PERFORATED
870E12500 | FT | CONCRETE COPING
870E14000 | DAY | ON-SITE ASSISTANCE
870E15000 | LS | PMRW INSPECTION AND COMPACTION TESTING
871E10000 | CY | EMBANKMENT USING FLY ASH
871E10020 | CY | EMBANKMENT USING BOTTOM ASH
871E10040 | CY | EMBANKMENT USING FOUNDRY SAND
871E10060 | CY | EMBANKMENT USING RECYCLED GLASS
871E10080 | CY | EMBANKMENT USING TIRE SHREDS
871E10090 | CY | EMBANKMENT USING PETROLEUM CONTAMINATED SOIL
871E10110 | CY | EMBANKMENT USING RECYCLED MATERIALS
871E30000 | LS | SOILS CONSULTANT ANALYSIS
872E10000 | FT | VOID REDUCING ASPHALT MEMBRANE (VRAM)
873E10000 | FT | WET REFLECTIVE REMOVABLE TAPE
873E20000 | MILE | WORK ZONE LANE LINE, CLASS I
873E20500 | MILE | WORK ZONE LANE LINE, CLASS II
873E21000 | MILE | WORK ZONE CENTER LINE, CLASS I
873E21500 | MILE | WORK ZONE CENTER LINE, CLASS II
873E22000 | MILE | WORK ZONE EDGE LINE, CLASS I
873E23000 | FT | WORK ZONE CHANNELIZING LINE, CLASS I
873E24000 | FT | WORK ZONE GORE MARKING, CLASS II
873E25000 | FT | WORK ZONE STOP LINE, CLASS I
873E26000 | FT | WORK ZONE CROSSWALK LINE, CLASS I
873E27000 | FT | WORK ZONE DOTTED LINE, CLASS I
874E20000 | FT | LONGITUDINAL JOINT PREPARATION
874E20001 | FT | LONGITUDINAL JOINT PREPARATION, AS PER PLAN
875E10000 | LB | LONGITUDINAL JOINT ADHESIVE
878E25000 | LS | INSPECTION AND COMPACTION TESTING OF UNBOUND MATERIALS
880E10000 | CY | ASPHALT CONCRETE WITH WARRANTY (5 YEARS)
880E10001 | CY | ASPHALT CONCRETE WITH WARRANTY (5 YEARS), AS PER PLAN
880E15000 | CY | ASPHALT CONCRETE WITH WARRANTY (7 YEARS)
880E15001 | CY | ASPHALT CONCRETE WITH WARRANTY (7 YEARS), AS PER PLAN
880E99000 | LS | SPECIAL - ASPHALT PAVEMENT (5 YEAR WARRANTY) | DESIGN BUILD PROJECTS ONLY
880E99050 | LS | SPECIAL - ASPHALT PAVEMENT (7 YEAR WARRANTY) | DESIGN BUILD PROJECTS ONLY
881E10000 | SY | MICROSURFACING WITH WARRANTY, SINGLE COURSE
881E10001 | SY | MICROSURFACING WITH WARRANTY, SINGLE COURSE, AS PER PLAN
881E20000 | SY | MICROSURFACING WITH WARRANTY, MULTIPLE COURSE
881E20001 | SY | MICROSURFACING WITH WARRANTY, MULTIPLE COURSE, AS PER PLAN
882E10000 | SY | SINGLE CHIP SEAL WITH TWO YEAR WARRANTY
882E10001 | SY | SINGLE CHIP SEAL WITH TWO YEAR WARRANTY, AS PER PLAN
882E20000 | SY | DOUBLE CHIP SEAL WITH TWO YEAR WARRANTY
882E20001 | SY | DOUBLE CHIP SEAL WITH TWO YEAR WARRANTY, AS PER PLAN
882E98000 | SY | CHIP SEAL, MISC.: | ADD SUPPLEMENTAL DESCRIPTION
883E00050 | SF | SURFACE PREPARATION OF STRUCTURAL STEEL, WITH WARRANTY
883E00060 | LS | SURFACE PREPARATION OF STRUCTURAL STEEL, WITH WARRANTY
883E00200 | SF | FIELD METALLIZING OF STRUCTURAL STEEL, WITH WARRANTY
883E00210 | LS | FIELD METALLIZING OF STRUCTURAL STEEL, WITH WARRANTY
883E00504 | MNHR | GRINDING FINS, TEARS, SLIVERS ON STRUCTURAL STEEL
884E00500 | SY | VARIABLE THICKNESS PORTLAND CEMENT CONCRETE PAVEMENT (7 YEAR WARRANTY)
884E10000 | SY | 8" PORTLAND CEMENT CONCRETE PAVEMENT (7 YEAR WARRANTY)
884E10050 | SY | 9" PORTLAND CEMENT CONCRETE PAVEMENT (7 YEAR WARRANTY)
884E10051 | SY | 9" PORTLAND CEMENT CONCRETE PAVEMENT (7 YEAR WARRANTY), AS PER PLAN
884E10080 | SY | 9.5" PORTLAND CEMENT CONCRETE PAVEMENT (7 YEAR WARRANTY)
884E10100 | SY | 10" PORTLAND CEMENT CONCRETE PAVEMENT (7 YEAR WARRANTY)
884E10150 | SY | 11" PORTLAND CEMENT CONCRETE PAVEMENT (7 YEAR WARRANTY)
884E10200 | SY | 12" PORTLAND CEMENT CONCRETE PAVEMENT (7 YEAR WARRANTY)
884E10201 | SY | 12" PORTLAND CEMENT CONCRETE PAVEMENT (7 YEAR WARRANTY), AS PER PLAN
884E10240 | SY | 12.5" PORTLAND CEMENT CONCRETE PAVEMENT (7 YEAR WARRANTY)
884E10250 | SY | 13" PORTLAND CEMENT CONCRETE PAVEMENT (7 YEAR WARRANTY)
884E10270 | SY | 13.5" PORTLAND CEMENT CONCRETE PAVEMENT (7 YEAR WARRANTY)
884E10300 | SY | 14" PORTLAND CEMENT CONCRETE PAVEMENT (7 YEAR WARRANTY)
884E10320 | SY | 14.5" PORTLAND CEMENT CONCRETE PAVEMENT (7 YEAR WARRANTY)
884E10321 | SY | 14.5" PORTLAND CEMENT CONCRETE PAVEMENT (7 YEAR WARRANTY), AS PER PLAN
884E10350 | SY | 15" PORTLAND CEMENT CONCRETE PAVEMENT (7 YEAR WARRANTY)
884E80000 | SY | PORTLAND CEMENT CONCRETE PAVEMENT (7 YEAR WARRANTY), MISC.: | SPECIFY THICKNESS
884E99000 | LS | SPECIAL - PORTLAND CEMENT CONCRETE PAVEMENT (7 YEAR WARRANTY) | DESIGN BUILD PROJECTS ONLY
885E00050 | SF | SURFACE PREPARATION OF EXISTING STRUCTURAL STEEL, WITH WARRANTY
885E00051 | SF | SURFACE PREPARATION OF EXISTING STRUCTURAL STEEL, WITH WARRANTY, AS PER PLAN
885E00056 | SF | FIELD PAINTING OF EXISTING STRUCTURAL STEEL, PRIME COAT, WITH WARRANTY
885E00057 | SF | FIELD PAINTING OF EXISTING STRUCTURAL STEEL, PRIME COAT, WITH WARRANTY, AS PER PLAN
885E00060 | SF | FIELD PAINTING OF EXISTING STRUCTURAL STEEL, INTERMEDIATE COAT, WITH WARRANTY
885E00061 | SF | FIELD PAINTING OF EXISTING STRUCTURAL STEEL, INTERMEDIATE COAT, WITH WARRANTY, AS PER PLAN
885E00066 | SF | FIELD PAINTING STRUCTURAL STEEL, FINISH COAT, WITH WARRANTY
885E00067 | SF | FIELD PAINTING STRUCTURAL STEEL, FINISH COAT, WITH WARRANTY, AS PER PLAN
885E00100 | LS | SURFACE PREPARATION OF EXISTING STRUCTURAL STEEL, WITH WARRANTY
885E00200 | LS | FIELD PAINTING OF EXISTING STRUCTURAL STEEL, PRIME COAT, WITH WARRANTY
885E00300 | LS | FIELD PAINTING STRUCTURAL STEEL, INTERMEDIATE COAT, WITH WARRANTY
885E00400 | LS | FIELD PAINTING STRUCTURAL STEEL, FINISH COAT, WITH WARRANTY
885E00504 | MNHR | GRINDING FINS, TEARS, SLIVERS ON EXISTING STRUCTURAL STEEL
885E00800 | LB | FIELD PAINTING STRUCTURAL STEEL, INTERMEDIATE COAT, WITH WARRANTY
885E00850 | LB | FIELD PAINTING STRUCTURAL STEEL, FINISH COAT, WITH WARRANTY
885E10000 | EACH | FINAL INSPECTION REPAIR
885E90000 | SF | FIELD PAINTING, MISC.: | ADD SUPPLEMENTAL DESCRIPTION
885E90010 | LS | FIELD PAINTING, MISC.: | ADD SUPPLEMENTAL DESCRIPTION
885E90020 | FT | FIELD PAINTING, MISC.: | ADD SUPPLEMENTAL DESCRIPTION
886E11000 | GAL | FOG SEAL
888E10000 | SY | HIGH FRICTION SURFACE TREATMENT, SINGLE LIFT
888E10001 | SY | HIGH FRICTION SURFACE TREATMENT, SINGLE LIFT, AS PER PLAN
888E20000 | SY | HIGH FRICTION SURFACE TREATMENT, DOUBLE LIFT
888E20001 | SY | HIGH FRICTION SURFACE TREATMENT, DOUBLE LIFT, AS PER PLAN
892E10200 | CY | QC/QA CONCRETE, CLASS QC2, SUPERSTRUCTURE (DECK) WITH WARRANTY
892E10201 | CY | QC/QA CONCRETE, CLASS QC2, SUPERSTRUCTURE (DECK) WITH WARRANTY, AS PER PLAN
892E10400 | CY | QC/QA CONCRETE, CLASS QC3, SUPERSTRUCTURE (DECK) WITH WARRANTY
892E10600 | SY | QC/QA CONCRETE, CLASS QC2, SUPERSTRUCTURE (DECK) WITH WARRANTY
892E10800 | SY | QC/QA CONCRETE, CLASS QC3, SUPERSTRUCTURE (DECK) WITH WARRANTY
895E10010 | EACH | MANUFACTURED WATER QUALITY STRUCTURE, TYPE 1
895E10011 | EACH | MANUFACTURED WATER QUALITY STRUCTURE, TYPE 1, AS PER PLAN
895E10020 | EACH | MANUFACTURED WATER QUALITY STRUCTURE, TYPE 2
895E10021 | EACH | MANUFACTURED WATER QUALITY STRUCTURE, TYPE 2, AS PER PLAN
895E10030 | EACH | MANUFACTURED WATER QUALITY STRUCTURE, TYPE 3
895E10040 | EACH | MANUFACTURED WATER QUALITY STRUCTURE, TYPE 4
896E00010 | SNMT | PORTABLE NON-INTRUSIVE TRAFFIC SENSOR, CLASS I
896E00012 | SNMT | PORTABLE NON-INTRUSIVE TRAFFIC SENSOR, CLASS II
896E00020 | SNMT | PORTABLE CHANGEABLE MESSAGE SIGN
896E00021 | SNMT | PORTABLE CHANGEABLE MESSAGE SIGN, AS PER PLAN
897E01010 | SY | PAVEMENT PLANING, ASPHALT CONCRETE, CLASS A | SPECIFY DEPTH
897E01011 | SY | PAVEMENT PLANING, ASPHALT CONCRETE, CLASS A, AS PER PLAN | SPECIFY DEPTH
897E01020 | SY | PAVEMENT PLANING, ASPHALT CONCRETE, CLASS B | SPECIFY DEPTH
897E01021 | SY | PAVEMENT PLANING, ASPHALT CONCRETE, CLASS B, AS PER PLAN | SPECIFY DEPTH
897E02000 | SY | PATCHING PLANED SURFACE
897E02001 | SY | PATCHING PLANED SURFACE, AS PER PLAN
899E10000 | FT | CURED-IN-PLACE PIPE LINER | SPECIFY SIZE (___" DIAMETER)
899E10001 | FT | CURED-IN-PLACE PIPE LINER, AS PER PLAN | SPECIFY SIZE (___" DIAMETER)
900E01000 | MILE | SPECIAL - | ADD SUPP DESC - RAIL ONLY
900E10000 | FT | SPECIAL - | ADD SUPP DESC - RAIL ONLY
900E11000 | EACH | SPECIAL - | ADD SUPP DESC - RAIL ONLY
900E12000 | TKFT | SPECIAL - | ADD SUPP DESC - RAIL ONLY
900E13000 | PAIR | SPECIAL - | ADD SUPP DESC - RAIL ONLY
900E14000 | JT | SPECIAL - | ADD SUPP DESC - RAIL ONLY
900E15000 | SET | SPECIAL - | ADD SUPP DESC - RAIL ONLY
900E16000 | TON | SPECIAL - | ADD SUPP DESC - RAIL ONLY
900E17000 | LS | SPECIAL - | ADD SUPP DESC - RAIL ONLY
900E19000 | CY | SPECIAL - | ADD SUPP DESC - RAIL ONLY
900E20000 | SY | SPECIAL - | ADD SUPP DESC - RAIL ONLY
900E21000 | BNDL | SPECIAL - | ADD SUPP DESC - RAIL ONLY
900E22000 | LB | SPECIAL - | ADD SUPP DESC - RAIL ONLY
950E10000 | LS | SPECIAL - SALT SHED DEMOLISHED
950E14000 | EACH | SPECIAL - SALT DOME CONSTRUCTED, 51'
950E14010 | EACH | SPECIAL - SALT DOME CONSTRUCTED, 56'
950E15000 | EACH | SPECIAL - SALT DOME CONSTRUCTED, 62'
950E16000 | EACH | SPECIAL - SALT DOME CONSTRUCTED, 61'
950E20000 | EACH | SPECIAL - SALT DOME CONSTRUCTED, 72'
950E20010 | EACH | SPECIAL - SALT DOME CONSTRUCTED, 82'
950E30000 | EACH | SPECIAL - SALT DOME CONSTRUCTED, 100'
950E35000 | LS | SPECIAL - ROOF REPLACEMENT
950E40000 | EACH | SPECIAL - MANUFACTURED OFFICE, 44'
950E50000 | LS | SPECIAL - FACILITIES | ADD SUPPLEMENTAL DESCRIPTION
950E51000 | EACH | SPECIAL - FACILITIES | ADD SUPPLEMENTAL DESCRIPTION
990E10000 | LS | ESTIMATED COST OF REPAIRS TO DETOUR | ODOT INTERNAL USE ONLY
990E10010 | LS | ESTIMATED COST OF RIGHT OF WAY | ODOT INTERNAL USE ONLY
990E10020 | LS | ESTIMATED COST OF ENGINEERING, SUPERINTENDENCE AND CONTINGENCIES | ODOT INTERNAL USE ONLY
990E10030 | LS | ESTIMATED COST OF PRELIMINARY ENGINEERING | ODOT INTERNAL USE ONLY
990E10040 | LS | ESTIMATED COST OF FORCE ACCOUNT WORK | ODOT INTERNAL USE ONLY
990E10500 | LS | ESTIMATED COST OF INCENTIVE/DISINCENTIVE PAYMENT | ODOT INTERNAL USE ONLY
990E20000 | LS | FORCE ACCOUNT | SITE MANAGER USE ONLY
990E20010 | LS | DIFFERENCE BETWEEN ESTIMATED AND ACTUAL COST OF FORCE ACCOUNT | SITE MANAGER USE ONLY
990E21000 | DLR | INTEREST PAYMENTS | SITE MANAGER USE ONLY
990E24000 | LS | BITUMINOUS PRICE ADJUSTMENT | SITE MANAGER USE ONLY
990E24100 | LS | 446 ADJUSTMENT | SITE MANAGER USE ONLY
990E24130 | LS | 447 MAT DENSITY ADJUSTMENT | SITE MANAGER USE ONLY
990E24170 | LS | 447 JOINT DENSITY ADJUSTMENT | SITE MANAGER USE ONLY
990E24200 | LS | 448 ADJUSTMENT | SITE MANAGER USE ONLY
990E24300 | LS | SMOOTHNESS | SITE MANAGER USE ONLY
990E24400 | LS | STEEL PRICE ADJUSTMENT | SITE MANAGER USE ONLY
990E24500 | LS | QC / QA | SITE MANAGER USE ONLY
990E24600 | LS | LANDSCAPING ADJUSTMENT | SITE MANAGER USE ONLY
990E24700 | LS | 104.02 ADJUSTMENT | SITE MANAGER USE ONLY
990E24800 | LS | NON-SPEC MATERIAL DEDUCTION | SITE MANAGER USE ONLY
990E24900 | LS | 109.05 - BUY BACK MATERIAL | SITE MANAGER USE ONLY
990E25000 | LS | FUEL PRICE ADJUSTMENT | SITE MANAGER USE ONLY
990E25100 | LS | UTILITY CONFLICT/DELAYS | SITE MANAGER USE ONLY
990E25200 | LS | ABANDONED UTILITY CONFLICT/DELAYS | SITE MANAGER USE ONLY
990E25300 | LS | 105.03 NON-CONFORMANCE ADJUSTMENT | SITE MANAGER USE ONLY
990E25400 | LS | LUMP SUM ADJUSTMENT - GENERAL / OTHER ITEMS | SITE MANAGER USE ONLY
990E30000 | LS | AGREED LUMP SUM | SITE MANAGER USE ONLY
990E40000 | EACH | AGREED UNIT PRICE | SITE MANAGER USE ONLY
990E40010 | FT | AGREED UNIT PRICE | SITE MANAGER USE ONLY
990E40020 | SF | AGREED UNIT PRICE | SITE MANAGER USE ONLY
990E40030 | SY | AGREED UNIT PRICE | SITE MANAGER USE ONLY
990E40050 | MILE | AGREED UNIT PRICE | SITE MANAGER USE ONLY
990E40060 | CY | AGREED UNIT PRICE | SITE MANAGER USE ONLY
990E40070 | LB | AGREED UNIT PRICE | SITE MANAGER USE ONLY
990E40080 | MNTH | AGREED UNIT PRICE | SITE MANAGER USE ONLY
990E40090 | TON | AGREED UNIT PRICE | SITE MANAGER USE ONLY
990E40100 | TKFT | AGREED UNIT PRICE | SITE MANAGER USE ONLY
990E50000 | HOUR | AGREED UNIT PRICE | SITE MANAGER USE ONLY
990E50100 | DAY | AGREED UNIT PRICE | SITE MANAGER USE ONLY
990E50110 | GAL | AGREED UNIT PRICE | SITE MANAGER USE ONLY
990E50120 | STA | AGREED UNIT PRICE | SITE MANAGER USE ONLY
990E50130 | MSF | AGREED UNIT PRICE | SITE MANAGER USE ONLY
990E50140 | MGAL | AGREED UNIT PRICE | SITE MANAGER USE ONLY